19556 | Temporary Closed | 2020-01-15 | 1986-01-01 |  | Petroleum | Premium gasoline | Premium gasoline | Retail | Single Wall, Steel | Steel | Field installed cathodic protection |  | Single Wall, Steel |  | 1901-01-01 | Field installed cathodic protection | Catchment Basin, Single walled catchment basin | Automatic shutoff device At 95% full | Automatic shutoff device At 95% full |  |  | Statistical Inventory Reconciliation (SIR) | Direct Bury submersible pump | [7 empty] | UST Currently In Use: 0; UST Temp Close: 2; AST Currently In Use: 0; AST Temp Closed: 0 | 0 | 2 | 1 | 25121-077-005913 | LARRY BARRETT
19557 | Temporary Closed | 2020-01-15 | 1986-01-01 |  | Petroleum | Unleaded gasoline | Unleaded gasoline | Retail | Single Wall, Steel | Steel | Field installed cathodic protection |  | Single Wall, Steel |  | 1901-01-01 | Field installed cathodic protection | Catchment Basin, Single walled catchment basin | Automatic shutoff device At 95% full | Automatic shutoff device At 95% full |  |  | Statistical Inventory Reconciliation (SIR) | Direct Bury submersible pump | [7 empty] | UST Currently In Use: 0; UST Temp Close: 2; AST Currently In Use: 0; AST Temp Closed: 0 | 0 | 2 | 1 | 25121-077-005913 | LARRY BARRETT
19558 | Currently in Use |  | 1990-01-01 |  | Petroleum | On road diesel | On road diesel | Retail | Steel | Steel | Coated & cathodic protection (sti-P3) |  | Fiberglass reinforced plastic |  |  |  | Catchment Basin, Single walled catchment basin | Flow Rest 90% Full | Flow Rest 90% Full |  |  | Continuous Automatic Tank Gauge |  | Automatic flow restrictor (MLLD), Containment Sump | Containment Sump |  |  | Annual line testing, Continuous alarm system | Continuous alarm system |  | UST Currently In Use: 4; UST Temp Close: 0; AST Currently In Use: 0; AST Temp Closed: 0 | 4 | 0 | 0 | 24704-023-015258 | SOUTHERN LOGGERS COOPERATIVE
19559 | Currently in Use |  | 1990-01-01 |  | Petroleum | On road diesel | On road diesel | Retail | Steel | Steel | Coated & cathodic protection (sti-P3) |  | Fiberglass reinforced plastic |  |  |  | Catchment Basin, Single walled catchment basin | Flow Rest 90% Full | Flow Rest 90% Full |  |  | Continuous Automatic Tank Gauge |  | Other, MANFOLDED | Other |  |  | Other, MANIFOLDED | Other |  | UST Currently In Use: 4; UST Temp Close: 0; AST Currently In Use: 0; AST Temp Closed: 0 | 4 | 0 | 0 | 24704-023-015258 | SOUTHERN LOGGERS COOPERATIVE
19560 | Currently in Use |  | 1990-01-01 |  | Petroleum | On road diesel | On road diesel | Retail | Steel | Steel | Coated & cathodic protection (sti-P3) |  | Fiberglass reinforced plastic |  | 1901-01-01 |  | Catchment Basin, Single walled catchment basin | Flow Rest 90% Full | Flow Rest 90% Full |  |  | Continuous Automatic Tank Gauge |  | Other, MANIFOLDED | Other |  |  | Other, MANIFOLDED | Other |  | UST Currently In Use: 4; UST Temp Close: 0; AST Currently In Use: 0; AST Temp Closed: 0 | 4 | 0 | 0 | 24704-023-015258 | SOUTHERN LOGGERS COOPERATIVE
19561 | Currently in Use |  | 1990-01-01 |  | Petroleum | Other, OFF-RD DIE | Other | Retail | Steel | Steel | Coated & cathodic protection (sti-P3) |  | Fiberglass reinforced plastic |  | 1901-01-01 |  | Catchment Basin, Single walled catchment basin | Flow Rest 90% Full | Flow Rest 90% Full |  |  | Continuous Automatic Tank Gauge |  | Automatic flow restrictor (MLLD), Containment Sump | Containment Sump |  |  | Annual line testing, Continuous alarm system | Continuous alarm system |  | UST Currently In Use: 4; UST Temp Close: 0; AST Currently In Use: 0; AST Temp Closed: 0 | 4 | 0 | 0 | 24704-023-015258 | SOUTHERN LOGGERS COOPERATIVE
19562 | Permanently Closed | 1901-01-01 | 1979-01-01 | 1988-11-15 | Petroleum | Unleaded gasoline | Unleaded gasoline |  | Steel | Steel |  | Painted or None | Steel |  | 1901-01-01 | [15 empty] | UST Currently In Use: 0; UST Temp Close: 0; AST Currently In Use: 0; AST Temp Closed: 0 | 0 | 0 | 1 | 13045-119-002282 | LARKIN OIL CO INC
19563 | Permanently Closed | 1994-01-01 | 1983-01-01 | 1994-02-08 | Petroleum | On road diesel | On road diesel |  | Steel | Steel |  | Painted or None | Steel |  | 1901-01-01 | [15 empty] | UST Currently In Use: 0; UST Temp Close: 0; AST Currently In Use: 0; AST Temp Closed: 0 | 0 | 0 | 1 | 13045-119-003123 | LARKIN OIL CO INC
19564 | Permanently Closed | 1987-05-01 | 1982-01-01 | 1987-05-01 | Petroleum | Unleaded gasoline | Unleaded gasoline |  | Steel | Steel |  | Painted or None | Steel |  | 1901-01-01 | [15 empty] | UST Currently In Use: 0; UST Temp Close: 0; AST Currently In Use: 0; AST Temp Closed: 0 | 0 | 0 | 8 | 13045-119-003124 | LARKIN OIL CO INC
19565 | Permanently Closed | 1987-05-01 | 1964-01-01 | 1987-05-01 | Petroleum | Unleaded gasoline | Unleaded gasoline |  | Steel | Steel |  | Painted or None | Steel |  | 1901-01-01 | [15 empty] | UST Currently In Use: 0; UST Temp Close: 0; AST Currently In Use: 0; AST Temp Closed: 0 | 0 | 0 | 8 | 13045-119-003124 | LARKIN OIL CO INC
19566 | Permanently Closed | 1987-05-01 | 1964-01-01 | 1987-05-01 | Petroleum | Unleaded gasoline | Unleaded gasoline |  | Steel | Steel |  | Painted or None | Steel |  | 1901-01-01 | [15 empty] | UST Currently In Use: 0; UST Temp Close: 0; AST Currently In Use: 0; AST Temp Closed: 0 | 0 | 0 | 8 | 13045-119-003124 | LARKIN OIL CO INC
19567 | Permanently Closed | 1987-05-01 | 1964-01-01 | 1987-05-01 | Petroleum | Unleaded gasoline | Unleaded gasoline |  | Steel | Steel |  | Painted or None | Steel |  | 1901-01-01 | [15 empty] | UST Currently In Use: 0; UST Temp Close: 0; AST Currently In Use: 0; AST Temp Closed: 0 | 0 | 0 | 8 | 13045-119-003124 | LARKIN OIL CO INC
19568 | Permanently Closed | 1987-05-01 | 1964-01-01 | 1987-05-01 | Petroleum | Used oil | Used oil |  | Steel | Steel |  | Painted or None | Steel |  | 1901-01-01 | [15 empty] | UST Currently In Use: 0; UST Temp Close: 0; AST Currently In Use: 0; AST Temp Closed: 0 | 0 | 0 | 8 | 13045-119-003124 | LARKIN OIL CO INC
19569 | Permanently Closed | 2005-04-15 | 1985-01-01 | 2006-08-09 | Petroleum | Unleaded gasoline | Unleaded gasoline | Retail | Steel | Steel | Coated & cathodic protection (sti-P3) |  | Steel |  | 1901-01-01 | Field installed cathodic protection | Catchment Basin, Single walled catchment basin | Flow Rest 90% Full | Flow Rest 90% Full |  |  | Automatic Tank Gauge |  | Automatic shutoff device (AELLD) | Automatic shutoff device (AELLD) | [5 empty] | UST Currently In Use: 0; UST Temp Close: 0; AST Currently In Use: 0; AST Temp Closed: 0 | 0 | 0 | 8 | 13045-119-003124 | LARKIN OIL CO INC
19570 | Permanently Closed | 2005-04-15 | 1985-01-01 | 2006-08-09 | Petroleum | Mid-grade gasoline | Mid-grade gasoline | Retail | Steel | Steel | Coated & cathodic protection (sti-P3) |  | Steel |  | 1901-01-01 | Field installed cathodic protection | Catchment Basin, Single walled catchment basin | Flow Rest 90% Full | Flow Rest 90% Full |  |  | Automatic Tank Gauge |  | Automatic shutoff device (AELLD) | Automatic shutoff device (AELLD) | [5 empty] | UST Currently In Use: 0; UST Temp Close: 0; AST Currently In Use: 0; AST Temp Closed: 0 | 0 | 0 | 8 | 13045-119-003124 | LARKIN OIL CO INC
19571 | Permanently Closed | 2005-04-15 | 1985-01-01 | 2006-08-09 | Petroleum | Premium gasoline | Premium gasoline | Retail | Steel | Steel | Coated & cathodic protection (sti-P3) |  | Steel |  | 1901-01-01 | Field installed cathodic protection | Catchment Basin, Single walled catchment basin | Flow Rest 90% Full | Flow Rest 90% Full |  |  | Automatic Tank Gauge |  | Automatic shutoff device (AELLD) | Automatic shutoff device (AELLD) | [5 empty] | UST Currently In Use: 0; UST Temp Close: 0; AST Currently In Use: 0; AST Temp Closed: 0 | 0 | 0 | 8 | 13045-119-003124 | LARKIN OIL CO INC
19572 | Permanently Closed | 1901-01-01 | 1972-01-01 | 1988-10-11 | Petroleum | Unleaded gasoline | Unleaded gasoline |  | Steel | Steel |  | Painted or None | Steel |  | 1901-01-01 | [15 empty] | UST Currently In Use: 0; UST Temp Close: 0; AST Currently In Use: 0; AST Temp Closed: 0 | 0 | 0 | 3 | 13045-119-003125 | LARKIN OIL CO INC
19573 | Permanently Closed | 1901-01-01 | 1972-01-01 | 1988-10-11 | Petroleum | Unleaded gasoline | Unleaded gasoline |  | Steel | Steel |  | Painted or None | Steel |  | 1901-01-01 | [15 empty] | UST Currently In Use: 0; UST Temp Close: 0; AST Currently In Use: 0; AST Temp Closed: 0 | 0 | 0 | 3 | 13045-119-003125 | LARKIN OIL CO INC
19574 | Permanently Closed | 1901-01-01 | 1976-01-01 | 1988-10-11 | Petroleum | On road diesel | On road diesel |  | Steel | Steel |  | Painted or None | Steel |  | 1901-01-01 | [15 empty] | UST Currently In Use: 0; UST Temp Close: 0; AST Currently In Use: 0; AST Temp Closed: 0 | 0 | 0 | 3 | 13045-119-003125 | LARKIN OIL CO INC
19575 | Permanently Closed | 2011-12-08 | 1979-01-01 | 2011-12-08 | Petroleum | Unleaded gasoline | Unleaded gasoline | Retail | Single Wall, Steel | Steel | Field installed cathodic protection |  | Single Wall, Steel |  |  | Field installed cathodic protection | Catchment Basin, Single walled catchment basin | Automatic shutoff device At 95% full | Automatic shutoff device At 95% full |  |  | Automatic Tank Gauge | [8 empty] | UST Currently In Use: 0; UST Temp Close: 0; AST Currently In Use: 0; AST Temp Closed: 0 | 0 | 0 | 3 | 13786-119-003127 | PARRS, INC.
19576 | Permanently Closed | 2011-12-08 | 1979-01-01 | 2011-12-08 | Petroleum | Unleaded gasoline | Unleaded gasoline | Retail | Single Wall, Steel | Steel | Field installed cathodic protection |  | Single Wall, Steel |  |  | Field installed cathodic protection | Catchment Basin, Single walled catchment basin | Automatic shutoff device At 95% full | Automatic shutoff device At 95% full |  |  | Automatic Tank Gauge | [8 empty] | UST Currently In Use: 0; UST Temp Close: 0; AST Currently In Use: 0; AST Temp Closed: 0 | 0 | 0 | 3 | 13786-119-003127 | PARRS, INC.
19577 | Permanently Closed | 2011-12-08 | 1979-01-01 | 2011-12-08 | Petroleum | Unleaded gasoline | Unleaded gasoline | Retail | Single Wall, Steel | Steel | Field installed cathodic protection |  | Single Wall, Steel |  |  | Field installed cathodic protection | Catchment Basin, Single walled catchment basin | Automatic shutoff device At 95% full | Automatic shutoff device At 95% full |  |  | Automatic Tank Gauge | [8 empty] | UST Currently In Use: 0; UST Temp Close: 0; AST Currently In Use: 0; AST Temp Closed: 0 | 0 | 0 | 3 | 13786-119-003127 | PARRS, INC.
19578 | Permanently Closed | 1992-06-17 | 1978-01-01 | 1992-06-17 | Petroleum | Unleaded gasoline | Unleaded gasoline |  | Steel | Steel |  | Painted or None | Steel |  | 1901-01-01 | [15 empty] | UST Currently In Use: 0; UST Temp Close: 0; AST Currently In Use: 0; AST Temp Closed: 0 | 0 | 0 | 2 | 13045-119-003128 | LARKIN OIL CO INC
19579 | Permanently Closed | 1992-06-17 | 1983-01-01 | 1992-06-17 | Petroleum | Unleaded gasoline | Unleaded gasoline |  | Steel | Steel |  | Painted or None | Steel |  | 1901-01-01 | [15 empty] | UST Currently In Use: 0; UST Temp Close: 0; AST Currently In Use: 0; AST Temp Closed: 0 | 0 | 0 | 2 | 13045-119-003128 | LARKIN OIL CO INC
19580 | Permanently Closed | 1980-07-01 | 1969-01-01 | 1988-10-12 | Petroleum | Unleaded gasoline | Unleaded gasoline |  | Steel | Steel |  | Painted or None | Steel |  | 1901-01-01 | [15 empty] | UST Currently In Use: 0; UST Temp Close: 0; AST Currently In Use: 0; AST Temp Closed: 0 | 0 | 0 | 2 | 13045-119-003129 | LARKIN OIL CO INC
19581 | Permanently Closed | 1980-07-01 | 1969-01-01 | 1988-10-12 | Petroleum | Unleaded gasoline | Unleaded gasoline |  | Steel | Steel |  | Painted or None | Steel |  | 1901-01-01 | [15 empty] | UST Currently In Use: 0; UST Temp Close: 0; AST Currently In Use: 0; AST Temp Closed: 0 | 0 | 0 | 2 | 13045-119-003129 | LARKIN OIL CO INC
19582 | Permanently Closed | 1901-01-01 | 1974-01-01 | 1988-10-13 | Petroleum | Unleaded gasoline | Unleaded gasoline |  | Steel | Steel |  | Painted or None | Steel |  | 1901-01-01 | [15 empty] | UST Currently In Use: 0; UST Temp Close: 0; AST Currently In Use: 0; AST Temp Closed: 0 | 0 | 0 | 2 | 13045-119-003130 | LARKIN OIL CO INC
19583 | Permanently Closed | 1901-01-01 | 1974-01-01 | 1988-10-13 | Petroleum | Unleaded gasoline | Unleaded gasoline |  | Steel | Steel |  | Painted or None | Steel |  | 1901-01-01 | [15 empty] | UST Currently In Use: 0; UST Temp Close: 0; AST Currently In Use: 0; AST Temp Closed: 0 | 0 | 0 | 2 | 13045-119-003130 | LARKIN OIL CO INC
19584 | Permanently Closed | 1901-01-01 | 1977-01-01 | 1988-12-06 | Petroleum | Unleaded gasoline | Unleaded gasoline |  | Steel | Steel |  | Painted or None | Steel |  | 1901-01-01 | [15 empty] | UST Currently In Use: 0; UST Temp Close: 0; AST Currently In Use: 0; AST Temp Closed: 0 | 0 | 0 | 2 | 13045-119-003131 | LARKIN OIL CO INC
19585 | Permanently Closed | 1901-01-01 | 1982-01-01 | 1988-12-06 | Petroleum | Unleaded gasoline | Unleaded gasoline |  | Steel | Steel |  | Painted or None | Steel |  | 1901-01-01 | [15 empty] | UST Currently In Use: 0; UST Temp Close: 0; AST Currently In Use: 0; AST Temp Closed: 0 | 0 | 0 | 2 | 13045-119-003131 | LARKIN OIL CO INC
19586 | Permanently Closed | 1901-01-01 | 1969-01-01 |  | Petroleum | Unleaded gasoline | Unleaded gasoline |  | Steel | Steel |  | Painted or None | Steel |  | 1901-01-01 | [15 empty] | UST Currently In Use: 0; UST Temp Close: 0; AST Currently In Use: 0; AST Temp Closed: 0 | 0 | 0 | 5 | 13045-119-003132 | LARKIN OIL CO INC
19587 | Permanently Closed | 1901-01-01 | 1969-01-01 |  | Petroleum | Unleaded gasoline | Unleaded gasoline |  | Steel | Steel |  | Painted or None | Steel |  | 1901-01-01 | [15 empty] | UST Currently In Use: 0; UST Temp Close: 0; AST Currently In Use: 0; AST Temp Closed: 0 | 0 | 0 | 5 | 13045-119-003132 | LARKIN OIL CO INC
19588 | Permanently Closed | 1901-01-01 | 1969-01-01 |  | Petroleum | On road diesel | On road diesel |  | Steel | Steel |  | Painted or None | Steel |  | 1901-01-01 | [15 empty] | UST Currently In Use: 0; UST Temp Close: 0; AST Currently In Use: 0; AST Temp Closed: 0 | 0 | 0 | 5 | 13045-119-003132 | LARKIN OIL CO INC
19589 | Permanently Closed | 1901-01-01 | 1977-01-01 |  | Petroleum | Unleaded gasoline | Unleaded gasoline |  | Steel | Steel |  | Painted or None | Steel |  | 1901-01-01 | [15 empty] | UST Currently In Use: 0; UST Temp Close: 0; AST Currently In Use: 0; AST Temp Closed: 0 | 0 | 0 | 5 | 13045-119-003132 | LARKIN OIL CO INC
19590 | Permanently Closed | 1980-07-01 | 1971-01-01 |  | Petroleum | Unleaded gasoline | Unleaded gasoline |  | Steel | Steel |  | Painted or None | Steel |  | 1901-01-01 | [15 empty] | UST Currently In Use: 0; UST Temp Close: 0; AST Currently In Use: 0; AST Temp Closed: 0 | 0 | 0 | 5 | 13045-119-003132 | LARKIN OIL CO INC
19591 | Permanently Closed | 1901-01-01 | 1969-01-01 | 1988-12-01 | Petroleum | Unleaded gasoline | Unleaded gasoline |  | Steel | Steel |  |  | Steel |  | 1901-01-01 | [15 empty] | UST Currently In Use: 0; UST Temp Close: 0; AST Currently In Use: 0; AST Temp Closed: 0 | 0 | 0 | 1 | 13045-119-003133 | LARKIN OIL CO INC
19592 | Permanently Closed | 1901-01-01 | 1974-01-01 | 1988-12-07 | Petroleum | Unleaded gasoline | Unleaded gasoline |  | Steel | Steel |  | Painted or None |  |  | 1901-01-01 | Field installed cathodic protection | [14 empty] | UST Currently In Use: 0; UST Temp Close: 0; AST Currently In Use: 0; AST Temp Closed: 0 | 0 | 0 | 1 | 13045-119-003134 | LARKIN OIL CO INC
19593 | Permanently Closed | 1993-03-25 | 1974-01-01 | 1993-03-25 | Petroleum | Unleaded gasoline | Unleaded gasoline |  | Steel | Steel |  | Painted or None | Steel |  | 1901-01-01 | [15 empty] | UST Currently In Use: 0; UST Temp Close: 0; AST Currently In Use: 0; AST Temp Closed: 0 | 0 | 0 | 2 | 13045-119-003135 | LARKIN OIL CO INC
19594 | Permanently Closed | 1993-03-25 | 1974-01-01 | 1993-03-25 | Petroleum | Unleaded gasoline | Unleaded gasoline |  | Steel | Steel |  | Painted or None | Steel |  | 1901-01-01 | [15 empty] | UST Currently In Use: 0; UST Temp Close: 0; AST Currently In Use: 0; AST Temp Closed: 0 | 0 | 0 | 2 | 13045-119-003135 | LARKIN OIL CO INC
19595 | Permanently Closed | 1996-11-21 | 1981-01-01 | 1996-12-17 | Petroleum | Unleaded gasoline | Unleaded gasoline |  | Steel | Steel |  | Painted or None | Steel |  | 1901-01-01 | [15 empty] | UST Currently In Use: 0; UST Temp Close: 0; AST Currently In Use: 0; AST Temp Closed: 0 | 0 | 0 | 3 | 13045-119-008644 | LARKIN OIL CO INC
19596 | Permanently Closed | 1996-11-21 | 1981-01-01 | 1996-12-17 | Petroleum | Unleaded gasoline | Unleaded gasoline |  | Steel | Steel |  | Painted or None | Steel |  | 1901-01-01 | [15 empty] | UST Currently In Use: 0; UST Temp Close: 0; AST Currently In Use: 0; AST Temp Closed: 0 | 0 | 0 | 3 | 13045-119-008644 | LARKIN OIL CO INC
19597 | Permanently Closed | 1996-02-12 | 1981-01-01 | 1996-12-17 | Petroleum | On road diesel | On road diesel |  | Steel | Steel |  | Painted or None | Steel |  | 1901-01-01 | [15 empty] | UST Currently In Use: 0; UST Temp Close: 0; AST Currently In Use: 0; AST Temp Closed: 0 | 0 | 0 | 3 | 13045-119-008644 | LARKIN OIL CO INC
19598 | Permanently Closed | 1901-01-01 | 1959-01-01 | 1988-12-21 | Petroleum | Unleaded gasoline | Unleaded gasoline |  | Steel | Steel |  | Painted or None | Steel |  | 1901-01-01 | [15 empty] | UST Currently In Use: 0; UST Temp Close: 0; AST Currently In Use: 0; AST Temp Closed: 0 | 0 | 0 | 5 | 13046-033-012428 | LAROCHE INDUSTRIES INC
19599 | Permanently Closed | 1901-01-01 | 1959-01-01 | 1988-12-21 | Petroleum | Unleaded gasoline | Unleaded gasoline |  | Steel | Steel |  | Painted or None | Steel |  | 1901-01-01 | [15 empty] | UST Currently In Use: 0; UST Temp Close: 0; AST Currently In Use: 0; AST Temp Closed: 0 | 0 | 0 | 5 | 13046-033-012428 | LAROCHE INDUSTRIES INC
19600 | Permanently Closed | 1901-01-01 | 1972-01-01 | 1988-12-21 | Petroleum | On road diesel | On road diesel |  | Steel | Steel |  | Painted or None | Steel |  | 1901-01-01 | [15 empty] | UST Currently In Use: 0; UST Temp Close: 0; AST Currently In Use: 0; AST Temp Closed: 0 | 0 | 0 | 5 | 13046-033-012428 | LAROCHE INDUSTRIES INC
19601 | Permanently Closed | 1975-01-01 | 1959-01-01 | 1988-12-21 | Petroleum | On road diesel | On road diesel |  | Steel | Steel |  | Painted or None | Steel |  | 1901-01-01 | [15 empty] | UST Currently In Use: 0; UST Temp Close: 0; AST Currently In Use: 0; AST Temp Closed: 0 | 0 | 0 | 5 | 13046-033-012428 | LAROCHE INDUSTRIES INC
19602 | Permanently Closed | 1975-01-01 | 1959-01-01 | 1988-12-21 | Petroleum | Unleaded gasoline | Unleaded gasoline |  | Steel | Steel |  | Painted or None | Steel |  | 1901-01-01 | [15 empty] | UST Currently In Use: 0; UST Temp Close: 0; AST Currently In Use: 0; AST Temp Closed: 0 | 0 | 0 | 5 | 13046-033-012428 | LAROCHE INDUSTRIES INC
19603 | Permanently Closed | 1998-12-05 | 1980-01-01 | 1999-06-23 | Petroleum | Unleaded gasoline | Unleaded gasoline |  | Steel | Steel |  | Painted or None | Steel |  | 1901-01-01 | [15 empty] | UST Currently In Use: 0; UST Temp Close: 0; AST Currently In Use: 0; AST Temp Closed: 0 | 0 | 0 | 4 | 13047-111-002355 | LARRY BROWN
19604 | Permanently Closed | 1998-12-05 | 1980-01-01 | 1999-06-23 | Petroleum | Unleaded gasoline | Unleaded gasoline |  | Steel | Steel |  | Painted or None | Steel |  | 1901-01-01 | [15 empty] | UST Currently In Use: 0; UST Temp Close: 0; AST Currently In Use: 0; AST Temp Closed: 0 | 0 | 0 | 4 | 13047-111-002355 | LARRY BROWN
19605 | Permanently Closed | 1998-12-05 | 1981-01-01 | 1999-06-23 | Petroleum | Unleaded gasoline | Unleaded gasoline |  | Steel | Steel |  | Painted or None | Steel |  | 1901-01-01 | [15 empty] | UST Currently In Use: 0; UST Temp Close: 0; AST Currently In Use: 0; AST Temp Closed: 0 | 0 | 0 | 4 | 13047-111-002355 | LARRY BROWN
19606 | Permanently Closed | 1998-12-05 | 1978-01-01 | 1999-06-23 | Petroleum | On road diesel | On road diesel |  | Steel | Steel |  | Painted or None | Steel |  | 1901-01-01 | [15 empty] | UST Currently In Use: 0; UST Temp Close: 0; AST Currently In Use: 0; AST Temp Closed: 0 | 0 | 0 | 4 | 13047-111-002355 | LARRY BROWN
19607 | Permanently Closed | 1990-06-15 | 1971-01-01 | 1990-06-15 | Petroleum | Unleaded gasoline | Unleaded gasoline |  | Steel | Steel |  |  | Steel |  | 1901-01-01 | [15 empty] | UST Currently In Use: 0; UST Temp Close: 0; AST Currently In Use: 0; AST Temp Closed: 0 | 0 | 0 | 2 | 13048-089-006877 | LARRY E JARVIS
19608 | Permanently Closed | 1990-06-15 | 1971-01-01 | 1990-06-15 | Petroleum | Unleaded gasoline | Unleaded gasoline |  | Steel | Steel |  |  | Steel |  | 1901-01-01 | [15 empty] | UST Currently In Use: 0; UST Temp Close: 0; AST Currently In Use: 0; AST Temp Closed: 0 | 0 | 0 | 2 | 13048-089-006877 | LARRY E JARVIS
19609 | Permanently Closed | 1901-01-01 | 1967-01-01 | 1990-11-01 | Petroleum | Unleaded gasoline | Unleaded gasoline |  | Steel | Steel |  | Painted or None | Steel |  | 1901-01-01 | [15 empty] | UST Currently In Use: 1; UST Temp Close: 0; AST Currently In Use: 0; AST Temp Closed: 0 | 1 | 0 | 2 | 13049-017-008614 | WILLIAM EDGE
19610 | Permanently Closed | 1901-01-01 | 1967-01-01 | 1990-11-01 | Petroleum | Unleaded gasoline | Unleaded gasoline |  | Steel | Steel |  | Painted or None | Steel |  | 1901-01-01 | [15 empty] | UST Currently In Use: 1; UST Temp Close: 0; AST Currently In Use: 0; AST Temp Closed: 0 | 1 | 0 | 2 | 13049-017-008614 | WILLIAM EDGE
19611 | Permanently Closed | 1992-09-28 | 1968-01-01 | 1992-09-28 | Petroleum | Unleaded gasoline | Unleaded gasoline |  | Steel | Steel |  | Painted or None | Steel |  | 1901-01-01 | [15 empty] | UST Currently In Use: 2; UST Temp Close: 0; AST Currently In Use: 0; AST Temp Closed: 0 | 2 | 0 | 4 | 19935-123-010726 | DONNIE & EDWIN MCDANIEL
19612 | Permanently Closed | 1992-09-28 | 1968-01-01 | 1992-09-28 | Petroleum | Unleaded gasoline | Unleaded gasoline |  | Steel | Steel |  | Painted or None | Steel |  | 1901-01-01 | [15 empty] | UST Currently In Use: 2; UST Temp Close: 0; AST Currently In Use: 0; AST Temp Closed: 0 | 2 | 0 | 4 | 19935-123-010726 | DONNIE & EDWIN MCDANIEL
19613 | Permanently Closed | 1992-09-28 | 1968-01-01 | 1992-09-28 | Petroleum | Unleaded gasoline | Unleaded gasoline |  | Steel | Steel |  | Painted or None | Steel |  | 1901-01-01 | [15 empty] | UST Currently In Use: 2; UST Temp Close: 0; AST Currently In Use: 0; AST Temp Closed: 0 | 2 | 0 | 4 | 19935-123-010726 | DONNIE & EDWIN MCDANIEL
19614 | Permanently Closed | 1990-01-01 | 1968-01-01 | 1992-10-06 | Petroleum | Unleaded gasoline | Unleaded gasoline |  | Steel | Steel |  | Painted or None | Steel |  | 1901-01-01 | [15 empty] | UST Currently In Use: 2; UST Temp Close: 0; AST Currently In Use: 0; AST Temp Closed: 0 | 2 | 0 | 4 | 19935-123-010726 | DONNIE & EDWIN MCDANIEL
19615 | Currently in Use |  | 1992-02-07 |  | Petroleum | Other, E10 | Other | Retail | Fiberglass coated steel, Single Wall | Single Wall |  |  | Fiberglass reinforced plastic, Single Wall |  | 1901-01-01 |  | Catchment Basin, Single walled catchment basin | Flow Rest 90% Full | Flow Rest 90% Full |  |  | Continuous Automatic Tank Gauge | [8 empty] | UST Currently In Use: 3; UST Temp Close: 0; AST Currently In Use: 1; AST Temp Closed: 0 | 3 | 0 | 2 | 24302-077-003169 | MICHAEL OR ANN CHAFIN
19616 | Permanently Closed | 1992-03-03 | 1969-01-01 | 1992-03-03 | Petroleum | Unleaded gasoline | Unleaded gasoline |  | Steel | Steel |  | Painted or None | Steel |  | 1901-01-01 | [15 empty] | UST Currently In Use: 3; UST Temp Close: 0; AST Currently In Use: 1; AST Temp Closed: 0 | 3 | 0 | 2 | 24302-077-003169 | MICHAEL OR ANN CHAFIN
19617 | Permanently Closed | 1992-03-03 | 1969-01-01 | 1992-03-03 | Petroleum | Unleaded gasoline | Unleaded gasoline |  | Steel | Steel |  | Painted or None | Steel |  | 1901-01-01 | [15 empty] | UST Currently In Use: 3; UST Temp Close: 0; AST Currently In Use: 1; AST Temp Closed: 0 | 3 | 0 | 2 | 24302-077-003169 | MICHAEL OR ANN CHAFIN
19618 | Temporary Closed | 2005-08-01 | 1980-01-01 |  | Petroleum | Unleaded gasoline | Unleaded gasoline | Retail | Steel | Steel | Field installed cathodic protection |  | Steel |  |  | Field installed cathodic protection | Catchment Basin, Single walled catchment basin | Automatic shutoff device At 95% full | Automatic shutoff device At 95% full |  |  | Statistical Inventory Reconciliation (SIR) |  | Automatic flow restrictor (MLLD) | Automatic flow restrictor (MLLD) |  |  | Statistical inventory reconciliation (SIR) | Statistical inventory reconciliation (SIR) |  | UST Currently In Use: 0; UST Temp Close: 4; AST Currently In Use: 0; AST Temp Closed: 0 | 0 | 4 | 0 | 25702-123-008365 | COASTAL TRUCK AND EQ LLC
19619 | Temporary Closed | 2005-08-01 | 1980-01-01 |  | Petroleum | Premium gasoline | Premium gasoline | Retail | Steel | Steel | Field installed cathodic protection |  | Steel |  |  | Field installed cathodic protection | Catchment Basin, Single walled catchment basin | Automatic shutoff device At 95% full | Automatic shutoff device At 95% full |  |  | Statistical Inventory Reconciliation (SIR) |  | Automatic flow restrictor (MLLD) | Automatic flow restrictor (MLLD) |  |  | Statistical inventory reconciliation (SIR) | Statistical inventory reconciliation (SIR) |  | UST Currently In Use: 0; UST Temp Close: 4; AST Currently In Use: 0; AST Temp Closed: 0 | 0 | 4 | 0 | 25702-123-008365 | COASTAL TRUCK AND EQ LLC
19620 | Temporary Closed | 2005-08-01 | 1982-01-01 |  | Petroleum | On road diesel | On road diesel | Retail | Steel | Steel | Field installed cathodic protection |  | Steel |  |  | Field installed cathodic protection | Catchment Basin, Single walled catchment basin | Automatic shutoff device At 95% full | Automatic shutoff device At 95% full |  |  | Statistical Inventory Reconciliation (SIR) |  | Automatic flow restrictor (MLLD) | Automatic flow restrictor (MLLD) |  |  | Statistical inventory reconciliation (SIR) | Statistical inventory reconciliation (SIR) |  | UST Currently In Use: 0; UST Temp Close: 4; AST Currently In Use: 0; AST Temp Closed: 0 | 0 | 4 | 0 | 25702-123-008365 | COASTAL TRUCK AND EQ LLC
19621 | Temporary Closed | 2005-08-01 | 1982-01-01 |  | Petroleum | On road diesel | On road diesel | Retail | Steel | Steel | Field installed cathodic protection |  | Steel |  |  | Field installed cathodic protection | Catchment Basin, Single walled catchment basin | Automatic shutoff device At 95% full | Automatic shutoff device At 95% full |  |  | Statistical Inventory Reconciliation (SIR) | [8 empty] | UST Currently In Use: 0; UST Temp Close: 4; AST Currently In Use: 0; AST Temp Closed: 0 | 0 | 4 | 0 | 25702-123-008365 | COASTAL TRUCK AND EQ LLC
19622 | Retired | 1988-08-08 | 1983-01-01 |  | Petroleum | Unleaded gasoline | Unleaded gasoline |  | Steel | Steel |  | Painted or None | Steel |  | 1901-01-01 | [15 empty] | UST Currently In Use: 0; UST Temp Close: 0; AST Currently In Use: 0; AST Temp Closed: 0 | 0 | 0 | 0 | 13053-057-010092 | LARRY HUBBERT
19623 | Retired | 1988-08-08 | 1983-01-01 |  | Petroleum | Unleaded gasoline | Unleaded gasoline |  | Steel | Steel |  | Painted or None | Steel |  | 1901-01-01 | [15 empty] | UST Currently In Use: 0; UST Temp Close: 0; AST Currently In Use: 0; AST Temp Closed: 0 | 0 | 0 | 0 | 13053-057-010092 | LARRY HUBBERT
19624 | Permanently Closed | 1987-06-01 | 1976-01-01 | 1987-06-01 | Petroleum | Unleaded gasoline | Unleaded gasoline | Retail | Steel | Steel | Coated & cathodic protection (sti-P3) |  | Steel |  | 1901-01-01 | [6 empty] | Statistical Inventory Reconciliation (SIR) | [8 empty] | UST Currently In Use: 3; UST Temp Close: 0; AST Currently In Use: 0; AST Temp Closed: 0 | 3 | 0 | 3 | 24482-051-002457 | MANOJAVAYA 1 LLC
19625 | Permanently Closed | 1987-06-01 | 1976-01-01 | 1987-06-01 | Petroleum | Unleaded gasoline | Unleaded gasoline | Retail | Steel | Steel | Coated & cathodic protection (sti-P3) |  | Steel |  | 1901-01-01 | [15 empty] | UST Currently In Use: 3; UST Temp Close: 0; AST Currently In Use: 0; AST Temp Closed: 0 | 3 | 0 | 3 | 24482-051-002457 | MANOJAVAYA 1 LLC
19626 | Permanently Closed | 1987-06-01 | 1983-01-01 | 1987-06-01 | Petroleum | Unleaded gasoline | Unleaded gasoline | Retail | Steel | Steel | Coated & cathodic protection (sti-P3) |  | Steel |  | 1901-01-01 | [15 empty] | UST Currently In Use: 3; UST Temp Close: 0; AST Currently In Use: 0; AST Temp Closed: 0 | 3 | 0 | 3 | 24482-051-002457 | MANOJAVAYA 1 LLC
19627 | Permanently Closed | 1985-09-01 | 1968-01-01 |  | Petroleum | Unleaded gasoline | Unleaded gasoline |  | Steel | Steel |  | Painted or None | Steel |  | 1901-01-01 | [15 empty] | UST Currently In Use: 0; UST Temp Close: 0; AST Currently In Use: 0; AST Temp Closed: 0 | 0 | 0 | 1 | 13055-043-008356 | LARRY MANNING
19628 | Permanently Closed | 1993-12-01 | 1988-01-01 | 1994-02-03 | Petroleum | Other, NEW OIL | Other |  | Steel | Steel | Coated & cathodic protection (sti-P3) |  | Steel |  | 1901-01-01 | [15 empty] | UST Currently In Use: 0; UST Temp Close: 0; AST Currently In Use: 0; AST Temp Closed: 0 | 0 | 0 | 1 | 13056-001-013279 | LARRY PUCKETT CHEVROLET INC
19629 | Permanently Closed | 1993-12-01 | 1987-01-01 | 1994-02-03 | Petroleum | Used oil | Used oil |  | Steel | Steel | Coated & cathodic protection (sti-P3) |  | Fiberglass reinforced plastic |  | 1901-01-01 | [15 empty] | UST Currently In Use: 0; UST Temp Close: 0; AST Currently In Use: 0; AST Temp Closed: 0 | 0 | 0 | 1 | 13056-001-013537 | LARRY PUCKETT CHEVROLET INC
19630 | Permanently Closed | 1999-05-04 | 1980-01-01 | 1999-05-04 | Petroleum | Unleaded gasoline | Unleaded gasoline |  | Steel | Steel |  | Painted or None | Steel |  | 1901-01-01 | [15 empty] | UST Currently In Use: 0; UST Temp Close: 0; AST Currently In Use: 1; AST Temp Closed: 0 | 0 | 0 | 2 | 13057-079-004858 | LARRY SHELTON
19631 | Permanently Closed | 1999-05-04 | 1980-01-01 | 1999-05-04 | Petroleum | Unleaded gasoline | Unleaded gasoline |  | Steel | Steel |  | Painted or None | Steel |  | 1901-01-01 | [15 empty] | UST Currently In Use: 0; UST Temp Close: 0; AST Currently In Use: 1; AST Temp Closed: 0 | 0 | 0 | 2 | 13057-079-004858 | LARRY SHELTON
19632 | Retired | 1988-01-01 | 1975-01-01 |  | Petroleum | On road diesel | On road diesel |  | Steel | Steel |  | Painted or None | Steel |  | 1901-01-01 | [15 empty] | UST Currently In Use: 0; UST Temp Close: 0; AST Currently In Use: 1; AST Temp Closed: 0 | 0 | 0 | 2 | 13057-079-004858 | LARRY SHELTON
19633 | Retired | 1988-01-01 | 1965-01-01 |  | Petroleum | Unleaded gasoline | Unleaded gasoline |  | Steel | Steel |  | Painted or None | Steel |  | 1901-01-01 | [15 empty] | UST Currently In Use: 0; UST Temp Close: 0; AST Currently In Use: 1; AST Temp Closed: 0 | 0 | 0 | 2 | 13057-079-004858 | LARRY SHELTON
19634 | Retired | 1984-05-01 | 1966-01-01 |  | Petroleum | Other, EMPTY | Other |  |  |  |  | Painted or None |  |  | 1901-01-01 | [15 empty] | UST Currently In Use: 0; UST Temp Close: 0; AST Currently In Use: 1; AST Temp Closed: 0 | 0 | 0 | 2 | 13057-079-004858 | LARRY SHELTON
19635 | Permanently Closed | 1901-01-01 | 1967-01-01 | 1988-12-08 | Petroleum | On road diesel | On road diesel |  | Steel | Steel |  |  | Steel |  | 1901-01-01 | [15 empty] | UST Currently In Use: 0; UST Temp Close: 0; AST Currently In Use: 0; AST Temp Closed: 0 | 0 | 0 | 2 | 13058-133-006669 | LASALLE-DEITCH CO INC
19636 | Permanently Closed | 1901-01-01 | 1977-01-01 | 1988-12-08 | Petroleum | On road diesel | On road diesel |  | Steel | Steel |  |  | Steel |  | 1901-01-01 | [15 empty] | UST Currently In Use: 0; UST Temp Close: 0; AST Currently In Use: 0; AST Temp Closed: 0 | 0 | 0 | 2 | 13058-133-006669 | LASALLE-DEITCH CO INC
19637 | Permanently Closed | 1982-12-01 | 1959-01-01 |  | Petroleum | Unleaded gasoline | Unleaded gasoline |  | Steel | Steel |  | Painted or None |  |  | 1901-01-01 | [15 empty] | UST Currently In Use: 0; UST Temp Close: 0; AST Currently In Use: 0; AST Temp Closed: 0 | 0 | 0 | 1 | 13059-073-012241 | LASSETTER PAINTING CO INC
19638 | Permanently Closed | 1989-11-22 | 1976-01-01 | 1989-11-22 | Petroleum | Unleaded gasoline | Unleaded gasoline |  | Steel | Steel |  | Painted or None | Steel |  | 1901-01-01 | [15 empty] | UST Currently In Use: 0; UST Temp Close: 0; AST Currently In Use: 0; AST Temp Closed: 0 | 0 | 0 | 1 | 13061-077-002082 | LAUDERDALE COUNTY CO-OP
19639 | Permanently Closed | 1989-11-22 | 1975-01-01 | 1989-11-22 | Petroleum | Unleaded gasoline | Unleaded gasoline | [5 empty] | Steel |  | 1901-01-01 | [15 empty] | UST Currently In Use: 0; UST Temp Close: 0; AST Currently In Use: 0; AST Temp Closed: 0 | 0 | 0 | 1 | 13062-077-010099 | LAUDERDALE COUNTY CO-OP
19640 | Permanently Closed |  | 1981-01-01 |  | Petroleum | On road diesel | On road diesel | Local government | Single Wall, Steel | Steel | Field installed cathodic protection |  | Double Wall, Flexible |  |  |  | Catchment Basin, Single walled catchment basin | Automatic shutoff device At 95% full | Automatic shutoff device At 95% full |  |  | Automatic Tank Gauge | Single walled submersible pump containment sump | Automatic flow restrictor (MLLD), Containment Sump | Containment Sump |  |  | Annual line testing | Annual line testing |  | UST Currently In Use: 0; UST Temp Close: 0; AST Currently In Use: 1; AST Temp Closed: 0 | 0 | 0 | 6 | 13063-077-001207 | LAUDERDALE COUNTY COMMISSION
19641 | Permanently Closed |  | 1981-01-01 |  | Petroleum | Unleaded gasoline | Unleaded gasoline | Local government | Single Wall, Steel | Steel | Field installed cathodic protection |  | Double Wall, Flexible |  |  |  | Catchment Basin, Single walled catchment basin | Automatic shutoff device At 95% full | Automatic shutoff device At 95% full |  |  | Automatic Tank Gauge | Single walled submersible pump containment sump | Automatic flow restrictor (MLLD), Containment Sump | Containment Sump |  |  | Annual line testing | Annual line testing |  | UST Currently In Use: 0; UST Temp Close: 0; AST Currently In Use: 1; AST Temp Closed: 0 | 0 | 0 | 6 | 13063-077-001207 | LAUDERDALE COUNTY COMMISSION
19642 | Permanently Closed | 1998-10-13 | 1981-01-01 | 1998-10-13 | Petroleum | Unleaded gasoline | Unleaded gasoline | Local government | Steel | Steel |  | Painted or None | Steel |  | 1901-01-01 | [15 empty] | UST Currently In Use: 0; UST Temp Close: 0; AST Currently In Use: 1; AST Temp Closed: 0 | 0 | 0 | 6 | 13063-077-001207 | LAUDERDALE COUNTY COMMISSION
19643 | Permanently Closed |  | 1981-01-01 |  | Petroleum | On road diesel | On road diesel | Local government | Single Wall, Steel | Steel | Field installed cathodic protection |  | Double Wall, Flexible |  |  |  | Catchment Basin, Single walled catchment basin | Automatic shutoff device At 95% full | Automatic shutoff device At 95% full |  |  | Automatic Tank Gauge | Single walled submersible pump containment sump | Automatic flow restrictor (MLLD), Containment Sump | Containment Sump |  |  | Annual line testing | Annual line testing |  | UST Currently In Use: 0; UST Temp Close: 0; AST Currently In Use: 1; AST Temp Closed: 0 | 0 | 0 | 6 | 13063-077-001207 | LAUDERDALE COUNTY COMMISSION
19644 | Permanently Closed | 1998-10-13 | 1978-01-01 | 1998-10-13 | Petroleum | Unleaded gasoline | Unleaded gasoline | Local government | Steel | Steel |  |  | Steel |  | 1901-01-01 | [15 empty] | UST Currently In Use: 0; UST Temp Close: 0; AST Currently In Use: 1; AST Temp Closed: 0 | 0 | 0 | 6 | 13063-077-001207 | LAUDERDALE COUNTY COMMISSION
19645 | Permanently Closed | 1991-12-18 | 1981-01-01 | 1991-12-18 | Petroleum | Unleaded gasoline | Unleaded gasoline |  | Steel | Steel |  | Painted or None | Steel |  | 1901-01-01 | [15 empty] | UST Currently In Use: 0; UST Temp Close: 0; AST Currently In Use: 0; AST Temp Closed: 0 | 0 | 0 | 3 | 13064-001-007624 | LAWLEY OIL CO INC
19646 | Permanently Closed | 1991-12-18 | 1981-01-01 | 1991-12-18 | Petroleum | Unleaded gasoline | Unleaded gasoline |  | Steel | Steel |  | Painted or None | Steel |  | 1901-01-01 | [15 empty] | UST Currently In Use: 0; UST Temp Close: 0; AST Currently In Use: 0; AST Temp Closed: 0 | 0 | 0 | 3 | 13064-001-007624 | LAWLEY OIL CO INC
19647 | Permanently Closed | 1991-12-18 | 1981-01-01 | 1991-12-18 | Petroleum | On road diesel | On road diesel |  | Steel | Steel |  | Painted or None | Steel |  | 1901-01-01 | [15 empty] | UST Currently In Use: 0; UST Temp Close: 0; AST Currently In Use: 0; AST Temp Closed: 0 | 0 | 0 | 3 | 13064-001-007624 | LAWLEY OIL CO INC
19648 | Permanently Closed | 1901-01-01 | 1978-01-01 | 1988-12-19 | Petroleum | Unleaded gasoline | Unleaded gasoline |  | Steel | Steel |  | Painted or None | Steel |  | 1901-01-01 | [15 empty] | UST Currently In Use: 0; UST Temp Close: 0; AST Currently In Use: 0; AST Temp Closed: 0 | 0 | 0 | 2 | 13064-001-007637 | LAWLEY OIL CO INC
19649 | Permanently Closed | 1901-01-01 | 1978-01-01 | 1988-12-19 | Petroleum | Unleaded gasoline | Unleaded gasoline |  | Steel | Steel |  | Painted or None | Steel |  | 1901-01-01 | [15 empty] | UST Currently In Use: 0; UST Temp Close: 0; AST Currently In Use: 0; AST Temp Closed: 0 | 0 | 0 | 2 | 13064-001-007637 | LAWLEY OIL CO INC
19650 | Permanently Closed | 1998-12-20 | 1974-01-01 | 2000-03-10 | Petroleum | Unleaded gasoline | Unleaded gasoline | Retail | Steel | Steel |  | Painted or None | Steel |  | 1901-01-01 | [6 empty] | Statistical Inventory Reconciliation (SIR) | [8 empty] | UST Currently In Use: 0; UST Temp Close: 0; AST Currently In Use: 0; AST Temp Closed: 0 | 0 | 0 | 3 | 13064-007-003689 | LAWLEY OIL CO INC
19651 | Permanently Closed | 1998-12-20 | 1974-01-01 | 2000-03-10 | Petroleum | Unleaded gasoline | Unleaded gasoline | Retail | Steel | Steel |  | Painted or None | Steel |  | 1901-01-01 | [6 empty] | Statistical Inventory Reconciliation (SIR) | [8 empty] | UST Currently In Use: 0; UST Temp Close: 0; AST Currently In Use: 0; AST Temp Closed: 0 | 0 | 0 | 3 | 13064-007-003689 | LAWLEY OIL CO INC
19652 | Permanently Closed | 1998-12-20 | 1974-01-01 | 2000-03-10 | Petroleum | On road diesel | On road diesel | Retail | Steel | Steel |  | Painted or None | Steel |  | 1901-01-01 | [6 empty] | Statistical Inventory Reconciliation (SIR) | [8 empty] | UST Currently In Use: 0; UST Temp Close: 0; AST Currently In Use: 0; AST Temp Closed: 0 | 0 | 0 | 3 | 13064-007-003689 | LAWLEY OIL CO INC
19653 | Permanently Closed | 1994-11-01 | 1975-01-01 |  | Petroleum | Unleaded gasoline | Unleaded gasoline |  | Steel | Steel |  | Painted or None | Steel |  | 1901-01-01 | [6 empty] | Statistical Inventory Reconciliation (SIR) | [8 empty] | UST Currently In Use: 0; UST Temp Close: 0; AST Currently In Use: 0; AST Temp Closed: 0 | 0 | 0 | 3 | 13064-021-005805 | LAWLEY OIL CO INC
19654 | Permanently Closed | 1994-11-01 | 1975-01-01 |  | Petroleum | Unleaded gasoline | Unleaded gasoline |  | Steel | Steel |  | Painted or None | Steel |  | 1901-01-01 | [6 empty] | Statistical Inventory Reconciliation (SIR) | [8 empty] | UST Currently In Use: 0; UST Temp Close: 0; AST Currently In Use: 0; AST Temp Closed: 0 | 0 | 0 | 3 | 13064-021-005805 | LAWLEY OIL CO INC
19655 | Permanently Closed | 1972-06-01 | 1959-01-01 | 1988-12-14 | Petroleum | Unleaded gasoline | Unleaded gasoline |  | Steel | Steel |  | Painted or None | Steel |  | 1901-01-01 | [15 empty] | UST Currently In Use: 0; UST Temp Close: 0; AST Currently In Use: 0; AST Temp Closed: 0 | 0 | 0 | 3 | 13064-021-005805 | LAWLEY OIL CO INC
19656 | Permanently Closed | 2005-12-08 | 1982-01-01 | 2006-08-25 | Petroleum | On road diesel | On road diesel | Retail | Steel | Steel | Field installed cathodic protection | Painted or None | Steel |  | 1901-01-01 | Field installed cathodic protection | Catchment Basin, Single walled catchment basin |  |  |  |  | Statistical Inventory Reconciliation (SIR) | [8 empty] | UST Currently In Use: 0; UST Temp Close: 0; AST Currently In Use: 0; AST Temp Closed: 0 | 0 | 0 | 1 | 22534-021-007625 | TOM BUCKLEY
19657 | Permanently Closed | 1998-12-01 | 1981-01-01 | 1999-09-30 | Petroleum | Unleaded gasoline | Unleaded gasoline |  | Steel | Steel |  | Painted or None | Steel |  | 1901-01-01 | [6 empty] | Statistical Inventory Reconciliation (SIR) | [5 empty] | Statistical inventory reconciliation (SIR) | Statistical inventory reconciliation (SIR) |  | UST Currently In Use: 0; UST Temp Close: 0; AST Currently In Use: 0; AST Temp Closed: 0 | 0 | 0 | 3 | 20139-021-007626 | MID STATE PETROLEUM LLC
19658 | Permanently Closed | 1998-12-01 | 1981-01-01 | 1999-09-30 | Petroleum | On road diesel | On road diesel |  | Steel | Steel |  | Painted or None | Steel |  | 1901-01-01 | [6 empty] | Statistical Inventory Reconciliation (SIR) | [5 empty] | Statistical inventory reconciliation (SIR) | Statistical inventory reconciliation (SIR) |  | UST Currently In Use: 0; UST Temp Close: 0; AST Currently In Use: 0; AST Temp Closed: 0 | 0 | 0 | 3 | 20139-021-007626 | MID STATE PETROLEUM LLC
19659 | Permanently Closed | 1998-12-01 | 1983-01-01 | 1999-09-30 | Petroleum | On road diesel | On road diesel |  | Steel | Steel |  | Painted or None | Steel |  | 1901-01-01 | [6 empty] | Statistical Inventory Reconciliation (SIR) | [5 empty] | Statistical inventory reconciliation (SIR) | Statistical inventory reconciliation (SIR) |  | UST Currently In Use: 0; UST Temp Close: 0; AST Currently In Use: 0; AST Temp Closed: 0 | 0 | 0 | 3 | 20139-021-007626 | MID STATE PETROLEUM LLC
19660 | Permanently Closed | 1901-01-01 | 1983-01-01 | 1988-05-31 | Petroleum | Unleaded gasoline | Unleaded gasoline |  | Steel | Steel |  | Painted or None | Steel |  | 1901-01-01 | [15 empty] | UST Currently In Use: 0; UST Temp Close: 0; AST Currently In Use: 0; AST Temp Closed: 0 | 0 | 0 | 5 | 13064-021-007627 | LAWLEY OIL CO INC
19661 | Permanently Closed | 1901-01-01 | 1981-01-01 | 1988-05-31 | Petroleum | Unleaded gasoline | Unleaded gasoline |  | Steel | Steel |  | Painted or None | Steel |  | 1901-01-01 | [15 empty] | UST Currently In Use: 0; UST Temp Close: 0; AST Currently In Use: 0; AST Temp Closed: 0 | 0 | 0 | 5 | 13064-021-007627 | LAWLEY OIL CO INC
19662 | Permanently Closed | 1901-01-01 | 1981-01-01 | 1988-05-31 | Petroleum | On road diesel | On road diesel |  | Steel | Steel |  | Painted or None | Steel |  | 1901-01-01 | [15 empty] | UST Currently In Use: 0; UST Temp Close: 0; AST Currently In Use: 0; AST Temp Closed: 0 | 0 | 0 | 5 | 13064-021-007627 | LAWLEY OIL CO INC
19663 | Permanently Closed | 1901-01-01 | 1981-01-01 | 1988-05-31 | Petroleum | On road diesel | On road diesel |  | Steel | Steel |  | Painted or None | Steel |  | 1901-01-01 | [15 empty] | UST Currently In Use: 0; UST Temp Close: 0; AST Currently In Use: 0; AST Temp Closed: 0 | 0 | 0 | 5 | 13064-021-007627 | LAWLEY OIL CO INC
19664 | Permanently Closed | 1901-01-01 | 1981-01-01 | 1988-05-31 | Petroleum | On road diesel | On road diesel |  | Steel | Steel |  | Painted or None | Steel |  | 1901-01-01 | [15 empty] | UST Currently In Use: 0; UST Temp Close: 0; AST Currently In Use: 0; AST Temp Closed: 0 | 0 | 0 | 5 | 13064-021-007627 | LAWLEY OIL CO INC
19665 | Permanently Closed | 1994-01-01 | 1978-01-01 | 1994-01-07 | Petroleum | Unleaded gasoline | Unleaded gasoline |  | Steel | Steel |  | Painted or None | Steel |  | 1901-01-01 | [15 empty] | UST Currently In Use: 0; UST Temp Close: 0; AST Currently In Use: 0; AST Temp Closed: 0 | 0 | 0 | 2 | 13064-021-007628 | LAWLEY OIL CO INC
19666 | Permanently Closed | 1994-01-01 | 1978-01-01 | 1994-01-07 | Petroleum | Unleaded gasoline | Unleaded gasoline |  | Steel | Steel |  | Painted or None | Steel |  | 1901-01-01 | [15 empty] | UST Currently In Use: 0; UST Temp Close: 0; AST Currently In Use: 0; AST Temp Closed: 0 | 0 | 0 | 2 | 13064-021-007628 | LAWLEY OIL CO INC
19667 | Cannot Locate or abandoned | 1998-12-01 | 1975-01-01 |  | Petroleum | Unleaded gasoline | Unleaded gasoline |  | Steel | Steel |  | Painted or None | Steel |  | 1901-01-01 | [6 empty] | Statistical Inventory Reconciliation (SIR) | [8 empty] | UST Currently In Use: 0; UST Temp Close: 0; AST Currently In Use: 1; AST Temp Closed: 0 | 0 | 0 | 0 | 20139-021-007630 | MID STATE PETROLEUM LLC
19668 | Cannot Locate or abandoned | 1998-12-01 | 1975-01-01 |  | Petroleum | Unleaded gasoline | Unleaded gasoline |  | Steel | Steel |  | Painted or None | Steel |  | 1901-01-01 | [6 empty] | Statistical Inventory Reconciliation (SIR) | [8 empty] | UST Currently In Use: 0; UST Temp Close: 0; AST Currently In Use: 1; AST Temp Closed: 0 | 0 | 0 | 0 | 20139-021-007630 | MID STATE PETROLEUM LLC
19669 | Permanently Closed | 1901-01-01 | 1974-01-01 | 1988-12-19 | Petroleum | Unleaded gasoline | Unleaded gasoline |  | Steel | Steel |  | Painted or None | Steel |  | 1901-01-01 | [15 empty] | UST Currently In Use: 0; UST Temp Close: 0; AST Currently In Use: 0; AST Temp Closed: 0 | 0 | 0 | 3 | 13064-021-007631 | LAWLEY OIL CO INC
19670 | Permanently Closed | 1901-01-01 | 1974-01-01 | 1988-12-19 | Petroleum | Unleaded gasoline | Unleaded gasoline |  | Steel | Steel |  | Painted or None | Steel |  | 1901-01-01 | [15 empty] | UST Currently In Use: 0; UST Temp Close: 0; AST Currently In Use: 0; AST Temp Closed: 0 | 0 | 0 | 3 | 13064-021-007631 | LAWLEY OIL CO INC
19671 | Permanently Closed | 1901-01-01 | 1974-01-01 | 1988-12-19 | Petroleum | On road diesel | On road diesel |  | Steel | Steel |  | Painted or None | Steel |  | 1901-01-01 | [15 empty] | UST Currently In Use: 0; UST Temp Close: 0; AST Currently In Use: 0; AST Temp Closed: 0 | 0 | 0 | 3 | 13064-021-007631 | LAWLEY OIL CO INC
19672 | Permanently Closed | 1994-10-25 | 1974-01-01 | 1999-10-20 | Petroleum | Unleaded gasoline | Unleaded gasoline |  | Steel | Steel |  | Painted or None | Steel |  | 1901-01-01 | [6 empty] | Statistical Inventory Reconciliation (SIR) | [8 empty] | UST Currently In Use: 0; UST Temp Close: 0; AST Currently In Use: 0; AST Temp Closed: 0 | 0 | 0 | 1 | 13064-021-007632 | LAWLEY OIL CO INC
19673 | Currently in Use |  | 1980-01-01 |  | Petroleum | Unleaded gasoline | Unleaded gasoline | Retail | Steel | Steel | Coated & cathodic protection (sti-P3) |  | Fiberglass reinforced plastic |  |  |  | Catchment Basin, Single walled catchment basin | Automatic shutoff device At 95% full | Automatic shutoff device At 95% full |  |  | Statistical Inventory Reconciliation (SIR) | [8 empty] | UST Currently In Use: 2; UST Temp Close: 0; AST Currently In Use: 1; AST Temp Closed: 0 | 2 | 0 | 0 | 22893-021-007633 | JULIUS KELLY
19674 | Currently in Use |  | 1987-01-01 |  | Petroleum | Premium gasoline | Premium gasoline | Retail | Steel | Steel | Coated & cathodic protection (sti-P3) |  | Fiberglass reinforced plastic |  |  |  | Catchment Basin, Single walled catchment basin | Automatic shutoff device At 95% full | Automatic shutoff device At 95% full |  |  | Statistical Inventory Reconciliation (SIR) | [8 empty] | UST Currently In Use: 2; UST Temp Close: 0; AST Currently In Use: 1; AST Temp Closed: 0 | 2 | 0 | 0 | 22893-021-007633 | JULIUS KELLY
19675 | Permanently Closed | 1998-12-01 | 1977-01-01 | 1999-02-25 | Petroleum | Unleaded gasoline | Unleaded gasoline |  | Steel | Steel |  | Painted or None | Steel |  | 1901-01-01 | [6 empty] | Statistical Inventory Reconciliation (SIR) | [8 empty] | UST Currently In Use: 0; UST Temp Close: 0; AST Currently In Use: 0; AST Temp Closed: 0 | 0 | 0 | 3 | 20139-021-007634 | MID STATE PETROLEUM LLC
19676 | Permanently Closed | 1998-12-01 | 1977-01-01 | 1999-02-25 | Petroleum | Unleaded gasoline | Unleaded gasoline |  | Steel | Steel |  | Painted or None | Steel |  | 1901-01-01 | [6 empty] | Statistical Inventory Reconciliation (SIR) | [8 empty] | UST Currently In Use: 0; UST Temp Close: 0; AST Currently In Use: 0; AST Temp Closed: 0 | 0 | 0 | 3 | 20139-021-007634 | MID STATE PETROLEUM LLC
19677 | Permanently Closed | 1998-12-01 | 1977-01-01 | 1999-02-25 | Petroleum | Unleaded gasoline | Unleaded gasoline |  | Steel | Steel |  | Painted or None | Steel |  | 1901-01-01 | [6 empty] | Statistical Inventory Reconciliation (SIR) | [8 empty] | UST Currently In Use: 0; UST Temp Close: 0; AST Currently In Use: 0; AST Temp Closed: 0 | 0 | 0 | 3 | 20139-021-007634 | MID STATE PETROLEUM LLC
19678 | Permanently Closed | 1995-05-25 | 1979-01-01 | 1995-05-25 | Petroleum | Unleaded gasoline | Unleaded gasoline |  | Steel | Steel |  | Painted or None | Steel |  | 1901-01-01 | [6 empty] | Statistical Inventory Reconciliation (SIR) | [8 empty] | UST Currently In Use: 0; UST Temp Close: 0; AST Currently In Use: 0; AST Temp Closed: 0 | 0 | 0 | 3 | 13064-021-007636 | LAWLEY OIL CO INC
19679 | Permanently Closed | 1995-05-25 | 1983-01-01 | 1995-05-25 | Petroleum | Unleaded gasoline | Unleaded gasoline |  | Steel | Steel |  | Painted or None | Steel |  | 1901-01-01 | [6 empty] | Statistical Inventory Reconciliation (SIR) | [8 empty] | UST Currently In Use: 0; UST Temp Close: 0; AST Currently In Use: 0; AST Temp Closed: 0 | 0 | 0 | 3 | 13064-021-007636 | LAWLEY OIL CO INC
19680 | Permanently Closed | 1995-05-25 | 1979-01-01 | 1995-05-25 | Petroleum | On road diesel | On road diesel |  | Steel | Steel |  | Painted or None | Steel |  | 1901-01-01 | [6 empty] | Statistical Inventory Reconciliation (SIR) | [8 empty] | UST Currently In Use: 0; UST Temp Close: 0; AST Currently In Use: 0; AST Temp Closed: 0 | 0 | 0 | 3 | 13064-021-007636 | LAWLEY OIL CO INC
19681 | Retired | 1988-08-08 | 1976-01-01 |  | Petroleum | Unleaded gasoline | Unleaded gasoline |  | Steel | Steel |  | Painted or None | Steel |  | 1901-01-01 | [6 empty] | Statistical Inventory Reconciliation (SIR) | [8 empty] | UST Currently In Use: 0; UST Temp Close: 0; AST Currently In Use: 0; AST Temp Closed: 0 | 0 | 0 | 0 | 13064-021-007638 | LAWLEY OIL CO INC
19682 | Permanently Closed | 1901-01-01 | 1976-01-01 | 1988-12-16 | Petroleum | Unleaded gasoline | Unleaded gasoline |  | Steel | Steel |  | Painted or None | Steel |  | 1901-01-01 | [15 empty] | UST Currently In Use: 0; UST Temp Close: 0; AST Currently In Use: 0; AST Temp Closed: 0 | 0 | 0 | 2 | 13064-021-007639 | LAWLEY OIL CO INC
19683 | Permanently Closed | 1901-01-01 | 1976-01-01 | 1988-12-16 | Petroleum | Unleaded gasoline | Unleaded gasoline |  | Steel | Steel |  | Painted or None | Steel |  | 1901-01-01 | [15 empty] | UST Currently In Use: 0; UST Temp Close: 0; AST Currently In Use: 0; AST Temp Closed: 0 | 0 | 0 | 2 | 13064-021-007639 | LAWLEY OIL CO INC
19684 | Permanently Closed | 1982-09-01 | 1974-01-01 | 1988-12-19 | Petroleum | Unleaded gasoline | Unleaded gasoline |  | Steel | Steel |  | Painted or None | Steel |  | 1901-01-01 | [15 empty] | UST Currently In Use: 0; UST Temp Close: 0; AST Currently In Use: 0; AST Temp Closed: 0 | 0 | 0 | 2 | 13064-021-007640 | LAWLEY OIL CO INC
19685 | Permanently Closed | 1982-09-01 | 1974-01-01 | 1988-12-19 | Petroleum | Unleaded gasoline | Unleaded gasoline |  | Steel | Steel |  | Painted or None | Steel |  | 1901-01-01 | [15 empty] | UST Currently In Use: 0; UST Temp Close: 0; AST Currently In Use: 0; AST Temp Closed: 0 | 0 | 0 | 2 | 13064-021-007640 | LAWLEY OIL CO INC
19686 | Permanently Closed | 1901-01-01 | 1976-01-01 | 1988-12-15 | Petroleum | On road diesel | On road diesel |  | Steel | Steel |  | Painted or None | Steel |  | 1901-01-01 | [15 empty] | UST Currently In Use: 0; UST Temp Close: 0; AST Currently In Use: 0; AST Temp Closed: 0 | 0 | 0 | 1 | 13064-021-007642 | LAWLEY OIL CO INC
19687 | Permanently Closed | 2000-08-21 | 1978-01-01 | 2000-08-21 | Petroleum | Unleaded gasoline | Unleaded gasoline |  | Steel | Steel |  | Painted or None | Steel |  | 1901-01-01 | [6 empty] | Statistical Inventory Reconciliation (SIR) | [8 empty] | UST Currently In Use: 0; UST Temp Close: 0; AST Currently In Use: 0; AST Temp Closed: 0 | 0 | 0 | 6 | 20139-021-007643 | MID STATE PETROLEUM LLC
19688 | Permanently Closed | 1988-03-01 | 1978-01-01 | 1988-03-01 | Petroleum | Unleaded gasoline | Unleaded gasoline |  | Steel | Steel |  | Painted or None | Steel |  | 1901-01-01 | [15 empty] | UST Currently In Use: 0; UST Temp Close: 0; AST Currently In Use: 0; AST Temp Closed: 0 | 0 | 0 | 6 | 20139-021-007643 | MID STATE PETROLEUM LLC
19689 | Permanently Closed | 1901-01-01 | 1982-01-01 | 1988-10-01 | Petroleum | On road diesel | On road diesel |  | Steel | Steel |  | Painted or None | Steel |  | 1901-01-01 | [15 empty] | UST Currently In Use: 0; UST Temp Close: 0; AST Currently In Use: 0; AST Temp Closed: 0 | 0 | 0 | 6 | 20139-021-007643 | MID STATE PETROLEUM LLC
19690 | Permanently Closed | 1998-12-01 | 1988-01-01 | 2000-08-21 | Petroleum | Unleaded gasoline | Unleaded gasoline |  | Steel | Steel | Coated & cathodic protection (sti-P3) |  | Steel |  | 1901-01-01 | [6 empty] | Statistical Inventory Reconciliation (SIR) | [8 empty] | UST Currently In Use: 0; UST Temp Close: 0; AST Currently In Use: 0; AST Temp Closed: 0 | 0 | 0 | 6 | 20139-021-007643 | MID STATE PETROLEUM LLC
19691 | Permanently Closed | 1998-12-01 | 1988-01-01 | 2000-08-21 | Petroleum | Unleaded gasoline | Unleaded gasoline |  | Steel | Steel | Coated & cathodic protection (sti-P3) |  | Steel |  | 1901-01-01 | [6 empty] | Statistical Inventory Reconciliation (SIR) | [8 empty] | UST Currently In Use: 0; UST Temp Close: 0; AST Currently In Use: 0; AST Temp Closed: 0 | 0 | 0 | 6 | 20139-021-007643 | MID STATE PETROLEUM LLC
19692 | Permanently Closed | 1998-12-01 | 1988-01-01 | 2000-08-21 | Petroleum | Unleaded gasoline | Unleaded gasoline |  | Steel | Steel | Coated & cathodic protection (sti-P3) |  | Steel |  | 1901-01-01 | [6 empty] | Statistical Inventory Reconciliation (SIR) | [8 empty] | UST Currently In Use: 0; UST Temp Close: 0; AST Currently In Use: 0; AST Temp Closed: 0 | 0 | 0 | 6 | 20139-021-007643 | MID STATE PETROLEUM LLC
19693 | Temporary Closed | 2020-10-26 | 1981-01-01 |  | Petroleum | Unleaded gasoline | Unleaded gasoline | Retail | Steel | Steel | Field installed cathodic protection |  | Steel |  |  | Field installed cathodic protection | Catchment Basin, Single walled catchment basin | Automatic shutoff device At 95% full | Automatic shutoff device At 95% full |  |  | Statistical Inventory Reconciliation (SIR) | [8 empty] | UST Currently In Use: 0; UST Temp Close: 3; AST Currently In Use: 0; AST Temp Closed: 0 | 0 | 3 | 0 | 23756-021-007644 | SURANI SHARMEEN
19694 | Temporary Closed | 2010-12-01 | 1981-01-01 |  | Petroleum | Mid-grade gasoline | Mid-grade gasoline | Retail | Steel | Steel | Field installed cathodic protection |  | Steel |  |  | Field installed cathodic protection | Catchment Basin, Single walled catchment basin | Automatic shutoff device At 95% full | Automatic shutoff device At 95% full |  |  | Statistical Inventory Reconciliation (SIR) | [8 empty] | UST Currently In Use: 0; UST Temp Close: 3; AST Currently In Use: 0; AST Temp Closed: 0 | 0 | 3 | 0 | 23756-021-007644 | SURANI SHARMEEN
19695 | Temporary Closed | 2007-11-01 | 1981-01-01 |  | Petroleum | Premium gasoline | Premium gasoline | Retail | Steel | Steel | Field installed cathodic protection |  | Steel |  |  | Field installed cathodic protection | Catchment Basin, Single walled catchment basin | Automatic shutoff device At 95% full | Automatic shutoff device At 95% full |  |  | Statistical Inventory Reconciliation (SIR) | [8 empty] | UST Currently In Use: 0; UST Temp Close: 3; AST Currently In Use: 0; AST Temp Closed: 0 | 0 | 3 | 0 | 23756-021-007644 | SURANI SHARMEEN
19696 | Permanently Closed | 1901-01-01 | 1976-01-01 | 1988-09-13 | Petroleum | Unleaded gasoline | Unleaded gasoline |  | Steel | Steel |  | Painted or None | Steel |  | 1901-01-01 | [15 empty] | UST Currently In Use: 0; UST Temp Close: 0; AST Currently In Use: 0; AST Temp Closed: 0 | 0 | 0 | 1 | 13064-021-007647 | LAWLEY OIL CO INC
19697 | Permanently Closed | 1901-01-01 | 1979-01-01 | 1988-06-02 | Petroleum | Unleaded gasoline | Unleaded gasoline |  | Steel | Steel |  | Painted or None | Steel |  | 1901-01-01 | [15 empty] | UST Currently In Use: 0; UST Temp Close: 0; AST Currently In Use: 0; AST Temp Closed: 0 | 0 | 0 | 2 | 13064-021-007648 | LAWLEY OIL CO INC
19698 | Permanently Closed | 1901-01-01 | 1983-01-01 | 1988-06-02 | Petroleum | Unleaded gasoline | Unleaded gasoline |  | Steel | Steel |  | Painted or None | Steel |  | 1901-01-01 | [15 empty] | UST Currently In Use: 0; UST Temp Close: 0; AST Currently In Use: 0; AST Temp Closed: 0 | 0 | 0 | 2 | 13064-021-007648 | LAWLEY OIL CO INC
19699 | Permanently Closed | 1901-01-01 | 1982-01-01 | 1988-01-01 | Petroleum | On road diesel | On road diesel |  | Steel | Steel |  | Painted or None | Steel |  | 1901-01-01 | [15 empty] | UST Currently In Use: 0; UST Temp Close: 0; AST Currently In Use: 0; AST Temp Closed: 0 | 0 | 0 | 1 | 13064-021-007649 | LAWLEY OIL CO INC
19700 | Permanently Closed | 1995-01-01 | 1981-01-01 | 1995-05-11 | Petroleum | On road diesel | On road diesel |  | Steel | Steel |  | Painted or None | Steel |  | 1901-01-01 | [6 empty] | Statistical Inventory Reconciliation (SIR) | [8 empty] | UST Currently In Use: 0; UST Temp Close: 0; AST Currently In Use: 0; AST Temp Closed: 0 | 0 | 0 | 3 | 13064-021-007650 | LAWLEY OIL CO INC
19701 | Permanently Closed | 1995-01-01 | 1981-01-01 | 1995-05-11 | Petroleum | Unleaded gasoline | Unleaded gasoline |  | Steel | Steel |  | Painted or None | Steel |  | 1901-01-01 | [6 empty] | Statistical Inventory Reconciliation (SIR) | [8 empty] | UST Currently In Use: 0; UST Temp Close: 0; AST Currently In Use: 0; AST Temp Closed: 0 | 0 | 0 | 3 | 13064-021-007650 | LAWLEY OIL CO INC
19702 | Permanently Closed | 1992-10-01 | 1979-01-01 | 1993-12-16 | Petroleum | On road diesel | On road diesel |  | Steel | Steel |  | Painted or None | Steel |  | 1901-01-01 | [15 empty] | UST Currently In Use: 0; UST Temp Close: 0; AST Currently In Use: 0; AST Temp Closed: 0 | 0 | 0 | 1 | 13064-021-007651 | LAWLEY OIL CO INC
19703 | Permanently Closed | 1995-11-29 | 1980-01-01 | 1995-11-29 | Petroleum | Unleaded gasoline | Unleaded gasoline |  | Steel | Steel |  | Painted or None | Steel |  | 1901-01-01 | [6 empty] | Statistical Inventory Reconciliation (SIR) | [8 empty] | UST Currently In Use: 0; UST Temp Close: 0; AST Currently In Use: 0; AST Temp Closed: 0 | 0 | 0 | 4 | 13064-021-007652 | LAWLEY OIL CO INC
19704 | Permanently Closed | 1995-11-29 | 1980-01-01 | 1995-11-29 | Petroleum | Unleaded gasoline | Unleaded gasoline |  | Steel | Steel |  | Painted or None | Steel |  | 1901-01-01 | [6 empty] | Statistical Inventory Reconciliation (SIR) | [8 empty] | UST Currently In Use: 0; UST Temp Close: 0; AST Currently In Use: 0; AST Temp Closed: 0 | 0 | 0 | 4 | 13064-021-007652 | LAWLEY OIL CO INC
19705 | Permanently Closed | 1995-11-29 | 1980-01-01 | 1995-11-29 | Petroleum | On road diesel | On road diesel |  | Steel | Steel |  | Painted or None | Steel |  | 1901-01-01 | [6 empty] | Statistical Inventory Reconciliation (SIR) | [8 empty] | UST Currently In Use: 0; UST Temp Close: 0; AST Currently In Use: 0; AST Temp Closed: 0 | 0 | 0 | 4 | 13064-021-007652 | LAWLEY OIL CO INC
19706 | Permanently Closed | 1995-11-29 | 1978-01-01 | 1995-11-29 | Petroleum | Unleaded gasoline | Unleaded gasoline |  | Steel | Steel |  | Painted or None | Steel |  | 1901-01-01 | [6 empty] | Statistical Inventory Reconciliation (SIR) | [8 empty] | UST Currently In Use: 0; UST Temp Close: 0; AST Currently In Use: 0; AST Temp Closed: 0 | 0 | 0 | 4 | 13064-021-007652 | LAWLEY OIL CO INC
19707 | Permanently Closed | 2003-06-05 | 1978-01-01 | 2003-06-05 | Petroleum | Unleaded gasoline | Unleaded gasoline |  | Steel | Steel | Field installed cathodic protection | Painted or None | Steel |  | 1901-01-01 | Field installed cathodic protection | Catchment Basin, Single walled catchment basin | Automatic shutoff device At 95% full | Automatic shutoff device At 95% full |  |  | Statistical Inventory Reconciliation (SIR) | [8 empty] | UST Currently In Use: 0; UST Temp Close: 0; AST Currently In Use: 0; AST Temp Closed: 0 | 0 | 0 | 4 | 21829-021-007653 | BESSEMER POWDER CO.
19708 | Permanently Closed | 2003-06-05 | 1976-01-01 | 2003-06-05 | Petroleum | Unleaded gasoline | Unleaded gasoline |  | Steel | Steel | Field installed cathodic protection | Painted or None | Steel |  | 1901-01-01 | Field installed cathodic protection | Catchment Basin, Single walled catchment basin | Automatic shutoff device At 95% full | Automatic shutoff device At 95% full |  |  | Statistical Inventory Reconciliation (SIR) | [8 empty] | UST Currently In Use: 0; UST Temp Close: 0; AST Currently In Use: 0; AST Temp Closed: 0 | 0 | 0 | 4 | 21829-021-007653 | BESSEMER POWDER CO.
19709 | Permanently Closed | 2003-06-05 | 1976-01-01 | 2003-06-05 | Petroleum | Unleaded gasoline | Unleaded gasoline |  | Steel | Steel | Field installed cathodic protection | Painted or None | Steel |  | 1901-01-01 | Field installed cathodic protection | Catchment Basin, Single walled catchment basin | Automatic shutoff device At 95% full | Automatic shutoff device At 95% full |  |  | Statistical Inventory Reconciliation (SIR) | [8 empty] | UST Currently In Use: 0; UST Temp Close: 0; AST Currently In Use: 0; AST Temp Closed: 0 | 0 | 0 | 4 | 21829-021-007653 | BESSEMER POWDER CO.
19710 | Permanently Closed | 2003-06-05 | 1978-01-01 | 2003-06-05 | Petroleum | On road diesel | On road diesel |  | Steel | Steel | Field installed cathodic protection | Painted or None | Steel |  | 1901-01-01 | Field installed cathodic protection | Catchment Basin, Single walled catchment basin | Automatic shutoff device At 95% full | Automatic shutoff device At 95% full |  |  | Statistical Inventory Reconciliation (SIR) | [8 empty] | UST Currently In Use: 0; UST Temp Close: 0; AST Currently In Use: 0; AST Temp Closed: 0 | 0 | 0 | 4 | 21829-021-007653 | BESSEMER POWDER CO.
19711 | Cannot Locate or abandoned | 1984-03-01 | 1976-01-01 |  | Petroleum | Kerosene | Kerosene |  | Steel | Steel |  | Painted or None | Steel |  | 1901-01-01 | [15 empty] | UST Currently In Use: 0; UST Temp Close: 0; AST Currently In Use: 0; AST Temp Closed: 0 | 0 | 0 | 4 | 21829-021-007653 | BESSEMER POWDER CO.
19712 | Permanently Closed | 1993-06-24 | 1978-01-01 | 1993-08-05 | Petroleum | Unleaded gasoline | Unleaded gasoline |  | Steel | Steel |  | Painted or None | Steel |  | 1901-01-01 | [15 empty] | UST Currently In Use: 0; UST Temp Close: 0; AST Currently In Use: 0; AST Temp Closed: 0 | 0 | 0 | 4 | 13064-021-007655 | LAWLEY OIL CO INC
19713 | Permanently Closed | 1993-06-24 | 1978-01-01 | 1993-08-05 | Petroleum | Unleaded gasoline | Unleaded gasoline |  | Steel | Steel |  | Painted or None | Steel |  | 1901-01-01 | [15 empty] | UST Currently In Use: 0; UST Temp Close: 0; AST Currently In Use: 0; AST Temp Closed: 0 | 0 | 0 | 4 | 13064-021-007655 | LAWLEY OIL CO INC
19714 | Permanently Closed | 1993-06-24 | 1978-01-01 | 1993-08-05 | Petroleum | Unleaded gasoline | Unleaded gasoline |  | Steel | Steel |  | Painted or None | Steel |  | 1901-01-01 | [15 empty] | UST Currently In Use: 0; UST Temp Close: 0; AST Currently In Use: 0; AST Temp Closed: 0 | 0 | 0 | 4 | 13064-021-007655 | LAWLEY OIL CO INC
19715 | Permanently Closed | 1993-06-24 | 1982-01-01 | 1993-08-06 | Petroleum | On road diesel | On road diesel |  | Steel | Steel |  | Painted or None | Steel |  | 1901-01-01 | [15 empty] | UST Currently In Use: 0; UST Temp Close: 0; AST Currently In Use: 0; AST Temp Closed: 0 | 0 | 0 | 4 | 13064-021-007655 | LAWLEY OIL CO INC
19716 | Permanently Closed | 1994-08-09 | 1975-01-01 | 1994-09-22 | Petroleum | Unleaded gasoline | Unleaded gasoline |  | Steel | Steel |  | Painted or None | Steel |  | 1901-01-01 | [15 empty] | UST Currently In Use: 0; UST Temp Close: 0; AST Currently In Use: 0; AST Temp Closed: 0 | 0 | 0 | 2 | 13064-021-007657 | LAWLEY OIL CO INC
19717 | Permanently Closed | 1994-08-09 | 1975-01-01 | 1994-09-22 | Petroleum | Unleaded gasoline | Unleaded gasoline |  | Steel | Steel |  | Painted or None | Steel |  | 1901-01-01 | [15 empty] | UST Currently In Use: 0; UST Temp Close: 0; AST Currently In Use: 0; AST Temp Closed: 0 | 0 | 0 | 2 | 13064-021-007657 | LAWLEY OIL CO INC
19718 | Permanently Closed | 1995-01-01 | 1973-01-01 | 1995-05-11 | Petroleum | On road diesel | On road diesel |  | Steel | Steel |  | Painted or None | Steel |  | 1901-01-01 | [6 empty] | Statistical Inventory Reconciliation (SIR) | [8 empty] | UST Currently In Use: 0; UST Temp Close: 0; AST Currently In Use: 0; AST Temp Closed: 0 | 0 | 0 | 3 | 13064-021-007650 | LAWLEY OIL CO INC
19719 | Currently in Use |  | 1985-01-01 |  | Petroleum | Unleaded gasoline | Unleaded gasoline | Retail | Single Wall, Steel | Steel | Field installed cathodic protection |  | Double Wall, Fiberglass reinforced plastic |  | 2017-06-05 |  | Catchment Basin, Single walled catchment basin | Automatic shutoff device At 95% full | Automatic shutoff device At 95% full |  |  | Continuous Automatic Tank Gauge |  | Automatic flow restrictor (MLLD), Containment Sump | Containment Sump | Interstitial Monitoring within Secondary Containment |  | Annual line testing, Continuous alarm system | Continuous alarm system |  | UST Currently In Use: 3; UST Temp Close: 0; AST Currently In Use: 0; AST Temp Closed: 0 | 3 | 0 | 2 | 25219-021-014089 | LALANI ENTERPRISES
19720 | Currently in Use |  | 1985-01-01 |  | Petroleum | Unleaded gasoline | Unleaded gasoline | Retail | Single Wall, Steel | Steel | Field installed cathodic protection |  | Double Wall, Fiberglass reinforced plastic |  | 2017-06-05 |  | Catchment Basin, Single walled catchment basin | Automatic shutoff device At 95% full | Automatic shutoff device At 95% full |  |  | Continuous Automatic Tank Gauge |  | Automatic flow restrictor (MLLD), Containment Sump | Containment Sump | Interstitial Monitoring within Secondary Containment |  | Annual line testing, Continuous alarm system | Continuous alarm system |  | UST Currently In Use: 3; UST Temp Close: 0; AST Currently In Use: 0; AST Temp Closed: 0 | 3 | 0 | 2 | 25219-021-014089 | LALANI ENTERPRISES
19721 | Currently in Use |  | 1985-01-01 |  | Petroleum | Premium gasoline | Premium gasoline | Retail | Single Wall, Steel | Steel | Field installed cathodic protection |  | Double Wall |  | 2017-06-05 |  | Catchment Basin, Single walled catchment basin | Automatic shutoff device At 95% full | Automatic shutoff device At 95% full |  |  | Continuous Automatic Tank Gauge |  | Automatic flow restrictor (MLLD), Containment Sump | Containment Sump | Interstitial Monitoring within Secondary Containment |  | Annual line testing, Continuous alarm system | Continuous alarm system |  | UST Currently In Use: 3; UST Temp Close: 0; AST Currently In Use: 0; AST Temp Closed: 0 | 3 | 0 | 2 | 25219-021-014089 | LALANI ENTERPRISES
19722 | Permanently Closed | 2017-05-03 | 1985-01-01 | 2017-05-03 | Petroleum | On road diesel | On road diesel | Retail | Single Wall, Steel | Steel | Field installed cathodic protection |  | Steel |  |  | Field installed cathodic protection | Catchment Basin, Single walled catchment basin | Automatic shutoff device At 95% full | Automatic shutoff device At 95% full |  |  | Statistical Inventory Reconciliation (SIR) | [8 empty] | UST Currently In Use: 3; UST Temp Close: 0; AST Currently In Use: 0; AST Temp Closed: 0 | 3 | 0 | 2 | 25219-021-014089 | LALANI ENTERPRISES
19723 | Permanently Closed | 2014-01-01 | 1985-01-01 | 2017-05-10 | Petroleum | On road diesel | On road diesel | Retail | Single Wall, Steel | Steel | Field installed cathodic protection |  | Steel |  |  | Field installed cathodic protection | Catchment Basin, Single walled catchment basin | Automatic shutoff device At 95% full | Automatic shutoff device At 95% full |  |  | Statistical Inventory Reconciliation (SIR) | [8 empty] | UST Currently In Use: 3; UST Temp Close: 0; AST Currently In Use: 0; AST Temp Closed: 0 | 3 | 0 | 2 | 25219-021-014089 | LALANI ENTERPRISES
19724 | Currently in Use |  | 1990-08-01 |  | Petroleum | Unleaded gasoline | Unleaded gasoline | Retail | Fiberglass reinforced plastic | Fiberglass reinforced plastic |  |  | Fiberglass reinforced plastic |  | 1901-01-01 |  | Catchment Basin, Single walled catchment basin | Automatic shutoff device At 95% full | Automatic shutoff device At 95% full |  |  | Continuous Automatic Tank Gauge |  | Automatic flow restrictor (MLLD), Containment Sump | Containment Sump |  |  | Annual line testing | Annual line testing |  | UST Currently In Use: 4; UST Temp Close: 0; AST Currently In Use: 0; AST Temp Closed: 0 | 4 | 0 | 0 | 24900-021-014944 | AANYA PROPERTIES
19725 | Currently in Use |  | 1990-08-01 |  | Petroleum | Premium gasoline | Premium gasoline | Retail | Fiberglass reinforced plastic | Fiberglass reinforced plastic |  |  | Fiberglass reinforced plastic |  | 1901-01-01 |  | Catchment Basin, Single walled catchment basin | Automatic shutoff device At 95% full | Automatic shutoff device At 95% full |  |  | Continuous Automatic Tank Gauge |  | Automatic flow restrictor (MLLD), Containment Sump | Containment Sump |  |  | Annual line testing | Annual line testing |  | UST Currently In Use: 4; UST Temp Close: 0; AST Currently In Use: 0; AST Temp Closed: 0 | 4 | 0 | 0 | 24900-021-014944 | AANYA PROPERTIES
19726 | Currently in Use |  | 1990-08-01 |  | Petroleum | Other, RACING GAS | Other | Retail | Fiberglass reinforced plastic | Fiberglass reinforced plastic |  |  | Fiberglass reinforced plastic |  | 1901-01-01 |  | Catchment Basin, Single walled catchment basin | Automatic shutoff device At 95% full | Automatic shutoff device At 95% full |  |  | Continuous Automatic Tank Gauge, Statistical Inventory Reconciliation (SIR) | [8 empty] | UST Currently In Use: 4; UST Temp Close: 0; AST Currently In Use: 0; AST Temp Closed: 0 | 4 | 0 | 0 | 24900-021-014944 | AANYA PROPERTIES
19727 | Currently in Use |  | 1990-08-01 |  | Petroleum | On road diesel | On road diesel | Retail | Fiberglass reinforced plastic | Fiberglass reinforced plastic |  |  | Fiberglass reinforced plastic |  | 1901-01-01 |  | Catchment Basin, Single walled catchment basin | Automatic shutoff device At 95% full | Automatic shutoff device At 95% full |  |  | Continuous Automatic Tank Gauge |  | Automatic flow restrictor (MLLD), Containment Sump | Containment Sump |  |  | Annual line testing | Annual line testing |  | UST Currently In Use: 4; UST Temp Close: 0; AST Currently In Use: 0; AST Temp Closed: 0 | 4 | 0 | 0 | 24900-021-014944 | AANYA PROPERTIES
19728 | Permanently Closed | 1992-04-22 | 1982-01-01 | 1992-04-22 | Petroleum | Unleaded gasoline | Unleaded gasoline |  | Steel | Steel |  | Painted or None | Steel |  | 1901-01-01 | [15 empty] | UST Currently In Use: 0; UST Temp Close: 0; AST Currently In Use: 0; AST Temp Closed: 0 | 0 | 0 | 2 | 13064-027-005790 | LAWLEY OIL CO INC
19729 | Permanently Closed | 1992-04-22 | 1982-01-01 | 1992-04-22 | Petroleum | Unleaded gasoline | Unleaded gasoline |  | Steel | Steel |  | Painted or None | Steel |  | 1901-01-01 | [15 empty] | UST Currently In Use: 0; UST Temp Close: 0; AST Currently In Use: 0; AST Temp Closed: 0 | 0 | 0 | 2 | 13064-027-005790 | LAWLEY OIL CO INC
19730 | Permanently Closed | 1901-01-01 | 1972-01-01 | 1988-10-01 | Petroleum | On road diesel | On road diesel |  | Steel | Steel |  | Painted or None | Steel |  | 1901-01-01 | [15 empty] | UST Currently In Use: 0; UST Temp Close: 0; AST Currently In Use: 0; AST Temp Closed: 0 | 0 | 0 | 1 | 13064-027-005791 | LAWLEY OIL CO INC
19731 | Permanently Closed | 1901-01-01 | 1972-01-01 | 1988-12-15 | Petroleum | Unleaded gasoline | Unleaded gasoline |  | Steel | Steel |  | Painted or None | Steel |  | 1901-01-01 | [15 empty] | UST Currently In Use: 0; UST Temp Close: 0; AST Currently In Use: 0; AST Temp Closed: 0 | 0 | 0 | 2 | 13064-027-005792 | LAWLEY OIL CO INC
19732 | Permanently Closed | 1901-01-01 | 1972-01-01 | 1988-12-15 | Petroleum | On road diesel | On road diesel |  | Steel | Steel |  | Painted or None | Steel |  | 1901-01-01 | [15 empty] | UST Currently In Use: 0; UST Temp Close: 0; AST Currently In Use: 0; AST Temp Closed: 0 | 0 | 0 | 2 | 13064-027-005792 | LAWLEY OIL CO INC
19733 | Permanently Closed | 1995-12-14 | 1972-01-01 | 1995-12-14 | Petroleum | On road diesel | On road diesel |  | Steel | Steel |  | Painted or None | Steel |  | 1901-01-01 | [6 empty] | Statistical Inventory Reconciliation (SIR) | [8 empty] | UST Currently In Use: 0; UST Temp Close: 0; AST Currently In Use: 0; AST Temp Closed: 0 | 0 | 0 | 1 | 13064-027-005794 | LAWLEY OIL CO INC
19734 | Permanently Closed | 1992-04-22 | 1972-01-01 | 1992-04-22 | Petroleum | Unleaded gasoline | Unleaded gasoline |  | Steel | Steel |  | Painted or None | Steel |  | 1901-01-01 | [15 empty] | UST Currently In Use: 0; UST Temp Close: 0; AST Currently In Use: 0; AST Temp Closed: 0 | 0 | 0 | 2 | 13064-027-005795 | LAWLEY OIL CO INC
19735 | Permanently Closed | 1992-04-22 | 1972-01-01 | 1992-04-22 | Petroleum | On road diesel | On road diesel |  | Steel | Steel |  | Painted or None | Steel |  | 1901-01-01 | [15 empty] | UST Currently In Use: 0; UST Temp Close: 0; AST Currently In Use: 0; AST Temp Closed: 0 | 0 | 0 | 2 | 13064-027-005795 | LAWLEY OIL CO INC
19736 | Permanently Closed | 1991-01-01 | 1983-01-01 | 1993-10-26 | Petroleum | Unleaded gasoline | Unleaded gasoline |  | Steel | Steel |  | Painted or None | Steel |  | 1901-01-01 | [15 empty] | UST Currently In Use: 0; UST Temp Close: 0; AST Currently In Use: 0; AST Temp Closed: 0 | 0 | 0 | 3 | 13064-027-005797 | LAWLEY OIL CO INC
19737 | Permanently Closed | 1901-01-01 | 1982-01-01 | 1988-05-24 | Petroleum | Unleaded gasoline | Unleaded gasoline |  | Steel | Steel |  | Painted or None | Steel |  | 1901-01-01 | [15 empty] | UST Currently In Use: 0; UST Temp Close: 0; AST Currently In Use: 0; AST Temp Closed: 0 | 0 | 0 | 3 | 13064-027-005797 | LAWLEY OIL CO INC
19738 | Permanently Closed | 1991-01-01 | 1988-01-01 | 1993-10-26 | Petroleum | Unleaded gasoline | Unleaded gasoline |  | Fiberglass coated steel | Fiberglass coated steel |  |  | Steel |  | 1901-01-01 | [15 empty] | UST Currently In Use: 0; UST Temp Close: 0; AST Currently In Use: 0; AST Temp Closed: 0 | 0 | 0 | 3 | 13064-027-005797 | LAWLEY OIL CO INC
19740 | Permanently Closed | 1994-01-01 | 1982-01-01 | 1994-08-19 | Petroleum | Unleaded gasoline | Unleaded gasoline | Retail | Steel | Steel |  | Painted or None | Steel |  | 1901-01-01 | [15 empty] | UST Currently In Use: 0; UST Temp Close: 0; AST Currently In Use: 0; AST Temp Closed: 0 | 0 | 0 | 1 | 13064-027-007664 | LAWLEY OIL CO INC
19741 | Temporary Closed | 2011-10-06 | 1975-01-01 |  | Petroleum | On road diesel | On road diesel | Industrial | Steel | Steel | Field installed cathodic protection |  | Steel |  |  | Field installed cathodic protection | Catchment Basin, Single walled catchment basin | Automatic shutoff device At 95% full | Automatic shutoff device At 95% full |  |  | Statistical Inventory Reconciliation (SIR) | [8 empty] | UST Currently In Use: 0; UST Temp Close: 3; AST Currently In Use: 0; AST Temp Closed: 0 | 0 | 3 | 0 | 22792-027-007665 | MONTGOMERY OIL INC
19742 | Temporary Closed | 2011-10-06 | 1975-01-01 |  | Petroleum | On road diesel | On road diesel | Industrial | Steel | Steel | Field installed cathodic protection |  | Steel |  |  | Field installed cathodic protection | Catchment Basin, Single walled catchment basin | Automatic shutoff device At 95% full | Automatic shutoff device At 95% full |  |  | Statistical Inventory Reconciliation (SIR) | [8 empty] | UST Currently In Use: 0; UST Temp Close: 3; AST Currently In Use: 0; AST Temp Closed: 0 | 0 | 3 | 0 | 22792-027-007665 | MONTGOMERY OIL INC
19743 | Permanently Closed | 1993-11-09 | 1983-01-01 | 1993-11-09 | Petroleum | On road diesel | On road diesel |  | Steel | Steel |  | Painted or None | Steel |  | 1901-01-01 | [15 empty] | UST Currently In Use: 0; UST Temp Close: 0; AST Currently In Use: 2; AST Temp Closed: 0 | 0 | 0 | 1 | 13064-027-007672 | LAWLEY OIL CO INC
19744 | Cannot Locate or abandoned | 1998-12-21 | 1957-01-01 |  | Petroleum | Unleaded gasoline | Unleaded gasoline |  | Steel | Steel |  | Painted or None | Steel |  | 1901-01-01 | [15 empty] | UST Currently In Use: 0; UST Temp Close: 0; AST Currently In Use: 0; AST Temp Closed: 0 | 0 | 0 | 0 | 13064-027-007673 | LAWLEY OIL CO INC
19745 | Cannot Locate or abandoned | 1998-12-21 | 1957-01-01 |  | Petroleum | Unleaded gasoline | Unleaded gasoline |  | Steel | Steel |  | Painted or None | Steel |  | 1901-01-01 | [15 empty] | UST Currently In Use: 0; UST Temp Close: 0; AST Currently In Use: 0; AST Temp Closed: 0 | 0 | 0 | 0 | 13064-027-007673 | LAWLEY OIL CO INC
19746 | Permanently Closed | 1992-04-22 | 1982-01-01 | 1992-04-22 | Petroleum | On road diesel | On road diesel |  | Steel | Steel |  | Painted or None | Steel |  | 1901-01-01 | [15 empty] | UST Currently In Use: 0; UST Temp Close: 0; AST Currently In Use: 2; AST Temp Closed: 0 | 0 | 0 | 1 | 13064-027-007675 | LAWLEY OIL CO INC
19747 | Permanently Closed | 1988-12-01 | 1980-01-01 | 1988-12-01 | Petroleum | On road diesel | On road diesel |  | Steel | Steel |  | Painted or None | Steel |  | 1901-01-01 | [15 empty] | UST Currently In Use: 0; UST Temp Close: 0; AST Currently In Use: 0; AST Temp Closed: 0 | 0 | 0 | 1 | 17888-027-007676 | JOE MATTOX
19748 | Permanently Closed | 1991-11-09 | 1978-01-01 | 1993-11-08 | Petroleum | Unleaded gasoline | Unleaded gasoline |  | Steel | Steel |  | Painted or None | Steel |  | 1901-01-01 | [15 empty] | UST Currently In Use: 0; UST Temp Close: 0; AST Currently In Use: 0; AST Temp Closed: 0 | 0 | 0 | 2 | 13064-027-007677 | LAWLEY OIL CO INC
19749 | Permanently Closed | 1991-11-09 | 1978-01-01 | 1993-11-08 | Petroleum | Unleaded gasoline | Unleaded gasoline |  | Steel | Steel |  | Painted or None | Steel |  | 1901-01-01 | [15 empty] | UST Currently In Use: 0; UST Temp Close: 0; AST Currently In Use: 0; AST Temp Closed: 0 | 0 | 0 | 2 | 13064-027-007677 | LAWLEY OIL CO INC
19750 | Permanently Closed | 2008-01-01 | 1976-01-01 | 2009-03-20 | Petroleum | Unleaded gasoline | Unleaded gasoline | Retail | Steel | Steel | Coated & cathodic protection (sti-P3), Field installed cathodic protection |  | Steel |  | 1901-01-01 | Field installed cathodic protection | Catchment Basin, Single walled catchment basin | Automatic shutoff device At 95% full | Automatic shutoff device At 95% full |  |  | Statistical Inventory Reconciliation (SIR) | [8 empty] | UST Currently In Use: 0; UST Temp Close: 0; AST Currently In Use: 0; AST Temp Closed: 0 | 0 | 0 | 3 | 22792-027-007679 | MONTGOMERY OIL INC
19751 | Permanently Closed | 2008-01-01 | 1976-01-01 | 2009-03-20 | Petroleum | Unleaded gasoline | Unleaded gasoline | Retail | Steel | Steel | Field installed cathodic protection |  | Steel |  | 1901-01-01 | Field installed cathodic protection | Catchment Basin, Single walled catchment basin | Automatic shutoff device At 95% full | Automatic shutoff device At 95% full |  |  | Statistical Inventory Reconciliation (SIR) | [8 empty] | UST Currently In Use: 0; UST Temp Close: 0; AST Currently In Use: 0; AST Temp Closed: 0 | 0 | 0 | 3 | 22792-027-007679 | MONTGOMERY OIL INC
19752 | Permanently Closed | 2008-01-01 | 1976-01-01 | 2009-03-20 | Petroleum | Premium gasoline | Premium gasoline | Retail | Steel | Steel | Field installed cathodic protection |  | Steel |  | 1901-01-01 | Field installed cathodic protection | Catchment Basin, Single walled catchment basin | Automatic shutoff device At 95% full | Automatic shutoff device At 95% full |  |  | Statistical Inventory Reconciliation (SIR) | [8 empty] | UST Currently In Use: 0; UST Temp Close: 0; AST Currently In Use: 0; AST Temp Closed: 0 | 0 | 0 | 3 | 22792-027-007679 | MONTGOMERY OIL INC
19753 | Permanently Closed | 1997-12-01 | 1982-01-01 | 1999-11-18 | Petroleum | Unleaded gasoline | Unleaded gasoline |  | Steel | Steel |  | Painted or None | Steel |  | 1901-01-01 | [6 empty] | Statistical Inventory Reconciliation (SIR) | [5 empty] | Annual line testing | Annual line testing |  | UST Currently In Use: 0; UST Temp Close: 0; AST Currently In Use: 0; AST Temp Closed: 0 | 0 | 0 | 4 | 13064-027-007680 | LAWLEY OIL CO INC
19754 | Permanently Closed | 1997-12-01 | 1982-01-01 | 1999-11-18 | Petroleum | Unleaded gasoline | Unleaded gasoline |  | Steel | Steel |  | Painted or None | Steel |  | 1901-01-01 | [6 empty] | Statistical Inventory Reconciliation (SIR) | [5 empty] | Annual line testing | Annual line testing |  | UST Currently In Use: 0; UST Temp Close: 0; AST Currently In Use: 0; AST Temp Closed: 0 | 0 | 0 | 4 | 13064-027-007680 | LAWLEY OIL CO INC
19755 | Permanently Closed | 1997-12-01 | 1974-01-01 | 1999-11-18 | Petroleum | Unleaded gasoline | Unleaded gasoline |  | Steel | Steel |  | Painted or None | Steel |  | 1901-01-01 | [6 empty] | Statistical Inventory Reconciliation (SIR) | [8 empty] | UST Currently In Use: 0; UST Temp Close: 0; AST Currently In Use: 0; AST Temp Closed: 0 | 0 | 0 | 4 | 13064-027-007680 | LAWLEY OIL CO INC
19756 | Permanently Closed | 1995-12-14 | 1980-01-01 | 1995-12-14 | Petroleum | On road diesel | On road diesel |  | Steel | Steel |  | Painted or None | Steel |  | 1901-01-01 | [6 empty] | Statistical Inventory Reconciliation (SIR) | [8 empty] | UST Currently In Use: 0; UST Temp Close: 0; AST Currently In Use: 0; AST Temp Closed: 0 | 0 | 0 | 4 | 13064-027-007680 | LAWLEY OIL CO INC
19757 | Cannot Locate or abandoned | 1996-02-07 | 1980-01-01 |  | Petroleum | Unleaded gasoline | Unleaded gasoline |  | Steel | Steel |  | Painted or None | Steel |  | 1901-01-01 | [6 empty] | Statistical Inventory Reconciliation (SIR) | [5 empty] | Annual line testing | Annual line testing |  | UST Currently In Use: 0; UST Temp Close: 0; AST Currently In Use: 1; AST Temp Closed: 0 | 0 | 0 | 2 | 13064-027-007681 | LAWLEY OIL CO INC
19758 | Cannot Locate or abandoned | 1996-02-07 | 1972-01-01 |  | Petroleum | Unleaded gasoline | Unleaded gasoline |  | Steel | Steel |  | Painted or None | Steel |  | 1901-01-01 | [6 empty] | Statistical Inventory Reconciliation (SIR) | [5 empty] | Annual line testing | Annual line testing |  | UST Currently In Use: 0; UST Temp Close: 0; AST Currently In Use: 1; AST Temp Closed: 0 | 0 | 0 | 2 | 13064-027-007681 | LAWLEY OIL CO INC
19759 | Permanently Closed | 1982-06-01 | 1959-01-01 |  | Petroleum | Unleaded gasoline | Unleaded gasoline |  | Steel | Steel |  | Painted or None | Steel |  | 1901-01-01 | [15 empty] | UST Currently In Use: 0; UST Temp Close: 0; AST Currently In Use: 1; AST Temp Closed: 0 | 0 | 0 | 2 | 13064-027-007681 | LAWLEY OIL CO INC
19760 | Permanently Closed | 1982-06-01 | 1959-01-01 |  | Petroleum | Unleaded gasoline | Unleaded gasoline |  | Steel | Steel |  | Painted or None | Steel |  | 1901-01-01 | [15 empty] | UST Currently In Use: 0; UST Temp Close: 0; AST Currently In Use: 1; AST Temp Closed: 0 | 0 | 0 | 2 | 13064-027-007681 | LAWLEY OIL CO INC
19761 | Permanently Closed | 2008-01-01 | 1979-01-01 | 2009-05-21 | Petroleum | Unleaded gasoline | Unleaded gasoline | Retail | Steel | Steel | Field installed cathodic protection |  | Steel |  | 1901-01-01 | Field installed cathodic protection | [5 empty] | Statistical Inventory Reconciliation (SIR) | [8 empty] | UST Currently In Use: 0; UST Temp Close: 0; AST Currently In Use: 0; AST Temp Closed: 0 | 0 | 0 | 4 | 22792-027-007682 | MONTGOMERY OIL INC
19762 | Permanently Closed | 2008-10-25 | 1979-01-01 | 2009-05-21 | Petroleum | Unleaded gasoline | Unleaded gasoline | Retail | Steel | Steel | Field installed cathodic protection |  | Steel |  | 1901-01-01 | Field installed cathodic protection | [5 empty] | Statistical Inventory Reconciliation (SIR) | [8 empty] | UST Currently In Use: 0; UST Temp Close: 0; AST Currently In Use: 0; AST Temp Closed: 0 | 0 | 0 | 4 | 22792-027-007682 | MONTGOMERY OIL INC
19763 | Permanently Closed | 2008-10-25 | 1979-01-01 | 2009-05-21 | Petroleum | Unleaded gasoline | Unleaded gasoline | Retail | Steel | Steel | Field installed cathodic protection |  | Steel |  | 1901-01-01 | Field installed cathodic protection | [5 empty] | Statistical Inventory Reconciliation (SIR) | [8 empty] | UST Currently In Use: 0; UST Temp Close: 0; AST Currently In Use: 0; AST Temp Closed: 0 | 0 | 0 | 4 | 22792-027-007682 | MONTGOMERY OIL INC
19764 | Permanently Closed | 2008-10-25 | 1982-01-01 | 2009-05-21 | Petroleum | On road diesel | On road diesel | Retail | Steel | Steel | Field installed cathodic protection |  | Steel |  | 1901-01-01 | Field installed cathodic protection | [5 empty] | Statistical Inventory Reconciliation (SIR) | [8 empty] | UST Currently In Use: 0; UST Temp Close: 0; AST Currently In Use: 0; AST Temp Closed: 0 | 0 | 0 | 4 | 22792-027-007682 | MONTGOMERY OIL INC
19765 | Temporary Closed | 2011-10-03 | 1977-01-01 |  | Petroleum | Unleaded gasoline | Unleaded gasoline | Retail | Steel | Steel | Field installed cathodic protection |  | Steel |  |  | Field installed cathodic protection | Catchment Basin, Single walled catchment basin | Automatic shutoff device At 95% full | Automatic shutoff device At 95% full |  |  | Statistical Inventory Reconciliation (SIR) | [8 empty] | UST Currently In Use: 0; UST Temp Close: 4; AST Currently In Use: 0; AST Temp Closed: 0 | 0 | 4 | 1 | 23815-027-007683 | JESUS GARIBAY-GONGORA
19766 | Temporary Closed | 2011-10-03 | 1977-01-01 |  | Petroleum | Unleaded gasoline | Unleaded gasoline | Retail | Steel | Steel | Field installed cathodic protection |  | Steel |  |  | Field installed cathodic protection | Catchment Basin, Single walled catchment basin | Automatic shutoff device At 95% full | Automatic shutoff device At 95% full |  |  | Statistical Inventory Reconciliation (SIR) | [8 empty] | UST Currently In Use: 0; UST Temp Close: 4; AST Currently In Use: 0; AST Temp Closed: 0 | 0 | 4 | 1 | 23815-027-007683 | JESUS GARIBAY-GONGORA
19767 | Temporary Closed | 2011-10-03 | 1977-01-01 |  | Petroleum | On road diesel | On road diesel | Retail | Steel | Steel | Field installed cathodic protection |  | Steel |  |  | Field installed cathodic protection | Catchment Basin, Single walled catchment basin | Automatic shutoff device At 95% full | Automatic shutoff device At 95% full |  |  | Statistical Inventory Reconciliation (SIR) | [8 empty] | UST Currently In Use: 0; UST Temp Close: 4; AST Currently In Use: 0; AST Temp Closed: 0 | 0 | 4 | 1 | 23815-027-007683 | JESUS GARIBAY-GONGORA
19768 | Temporary Closed | 2011-01-21 | 1977-01-01 |  | Petroleum | Other, OFFROAD | Other | Retail | Steel | Steel | Field installed cathodic protection |  | Steel |  |  | Field installed cathodic protection | Catchment Basin, Single walled catchment basin | Automatic shutoff device At 95% full | Automatic shutoff device At 95% full |  |  | Statistical Inventory Reconciliation (SIR) | [8 empty] | UST Currently In Use: 0; UST Temp Close: 4; AST Currently In Use: 0; AST Temp Closed: 0 | 0 | 4 | 1 | 23815-027-007683 | JESUS GARIBAY-GONGORA
19769 | Permanently Closed | 1976-12-01 | 1972-01-01 |  | Petroleum | Kerosene | Kerosene |  | Steel | Steel |  | Painted or None |  |  | 1901-01-01 | [15 empty] | UST Currently In Use: 0; UST Temp Close: 4; AST Currently In Use: 0; AST Temp Closed: 0 | 0 | 4 | 1 | 23815-027-007683 | JESUS GARIBAY-GONGORA
19770 | Permanently Closed | 1991-12-17 | 1983-01-01 | 1991-12-17 | Petroleum | Unleaded gasoline | Unleaded gasoline |  | Steel | Steel |  | Painted or None | Steel |  | 1901-01-01 | [15 empty] | UST Currently In Use: 0; UST Temp Close: 0; AST Currently In Use: 0; AST Temp Closed: 0 | 0 | 0 | 2 | 13064-027-007684 | LAWLEY OIL CO INC
19771 | Permanently Closed | 1991-12-17 | 1983-01-01 | 1991-12-17 | Petroleum | Unleaded gasoline | Unleaded gasoline |  | Steel | Steel |  | Painted or None | Steel |  | 1901-01-01 | [15 empty] | UST Currently In Use: 0; UST Temp Close: 0; AST Currently In Use: 0; AST Temp Closed: 0 | 0 | 0 | 2 | 13064-027-007684 | LAWLEY OIL CO INC
19772 | Permanently Closed | 1901-01-01 | 1971-01-01 | 1986-07-01 | Petroleum | Unleaded gasoline | Unleaded gasoline |  | Steel | Steel |  | Painted or None | Steel |  | 1901-01-01 | [15 empty] | UST Currently In Use: 0; UST Temp Close: 0; AST Currently In Use: 0; AST Temp Closed: 0 | 0 | 0 | 3 | 13064-027-007685 | LAWLEY OIL CO INC
19773 | Permanently Closed | 1901-01-01 | 1966-01-01 | 1986-07-01 | Petroleum | Unleaded gasoline | Unleaded gasoline |  | Steel | Steel |  | Painted or None | Steel |  | 1901-01-01 | [15 empty] | UST Currently In Use: 0; UST Temp Close: 0; AST Currently In Use: 0; AST Temp Closed: 0 | 0 | 0 | 3 | 13064-027-007685 | LAWLEY OIL CO INC
19774 | Permanently Closed | 1901-01-01 | 1966-01-01 | 1986-07-01 | Petroleum | Unleaded gasoline | Unleaded gasoline |  | Steel | Steel |  | Painted or None | Steel |  | 1901-01-01 | [15 empty] | UST Currently In Use: 0; UST Temp Close: 0; AST Currently In Use: 0; AST Temp Closed: 0 | 0 | 0 | 3 | 13064-027-007685 | LAWLEY OIL CO INC
19775 | Permanently Closed | 1992-02-21 | 1975-01-01 | 1992-02-21 | Petroleum | Unleaded gasoline | Unleaded gasoline |  | Steel | Steel |  | Painted or None | Steel |  | 1901-01-01 | [15 empty] | UST Currently In Use: 0; UST Temp Close: 0; AST Currently In Use: 0; AST Temp Closed: 0 | 0 | 0 | 3 | 13064-027-007686 | LAWLEY OIL CO INC
19776 | Permanently Closed | 1992-02-21 | 1975-01-01 | 1992-02-21 | Petroleum | Unleaded gasoline | Unleaded gasoline |  | Steel | Steel |  | Painted or None | Steel |  | 1901-01-01 | [15 empty] | UST Currently In Use: 0; UST Temp Close: 0; AST Currently In Use: 0; AST Temp Closed: 0 | 0 | 0 | 3 | 13064-027-007686 | LAWLEY OIL CO INC
19777 | Permanently Closed | 1992-02-21 | 1975-01-01 | 1992-02-21 | Petroleum | Unleaded gasoline | Unleaded gasoline |  | Steel | Steel |  | Painted or None | Steel |  | 1901-01-01 | [15 empty] | UST Currently In Use: 0; UST Temp Close: 0; AST Currently In Use: 0; AST Temp Closed: 0 | 0 | 0 | 3 | 13064-027-007686 | LAWLEY OIL CO INC
19778 | Temporary Closed | 2018-01-10 | 1982-01-01 |  | Petroleum | Unleaded gasoline | Unleaded gasoline | Retail | Single Wall, Steel | Steel | Coated & cathodic protection (sti-P3) |  | Single Wall, Steel |  | 1901-01-01 | Galvanic Cathodic | Catchment Basin, Single walled catchment basin | Automatic shutoff device At 95% full | Automatic shutoff device At 95% full |  |  | Statistical Inventory Reconciliation (SIR) |  | Automatic flow restrictor (MLLD) | Automatic flow restrictor (MLLD) |  |  | Statistical inventory reconciliation (SIR) | Statistical inventory reconciliation (SIR) |  | UST Currently In Use: 0; UST Temp Close: 2; AST Currently In Use: 0; AST Temp Closed: 0 | 0 | 2 | 0 | 25769-027-012017 | CHAD WOLFE
19779 | Temporary Closed | 2012-12-10 | 1982-01-01 |  | Petroleum | On road diesel | On road diesel | Retail | Single Wall, Steel | Steel | Coated & cathodic protection (sti-P3) |  | Single Wall, Steel |  | 1901-01-01 | Galvanic Cathodic | Catchment Basin, Single walled catchment basin | Automatic shutoff device At 95% full | Automatic shutoff device At 95% full |  |  | Statistical Inventory Reconciliation (SIR) | [8 empty] | UST Currently In Use: 0; UST Temp Close: 2; AST Currently In Use: 0; AST Temp Closed: 0 | 0 | 2 | 0 | 25769-027-012017 | CHAD WOLFE
19780 | Permanently Closed | 1998-12-20 | 1984-01-01 | 1999-11-15 | Petroleum | Unleaded gasoline | Unleaded gasoline |  | Steel | Steel |  | Painted or None | Steel |  | 1901-01-01 | [6 empty] | Statistical Inventory Reconciliation (SIR) | [8 empty] | UST Currently In Use: 0; UST Temp Close: 0; AST Currently In Use: 0; AST Temp Closed: 0 | 0 | 0 | 2 | 13064-027-014088 | LAWLEY OIL CO INC
19781 | Permanently Closed | 1998-12-20 | 1984-01-01 | 1999-11-15 | Petroleum | Unleaded gasoline | Unleaded gasoline |  | Steel | Steel |  | Painted or None | Steel |  | 1901-01-01 | [6 empty] | Statistical Inventory Reconciliation (SIR) | [8 empty] | UST Currently In Use: 0; UST Temp Close: 0; AST Currently In Use: 0; AST Temp Closed: 0 | 0 | 0 | 2 | 13064-027-014088 | LAWLEY OIL CO INC
19782 | Permanently Closed | 1995-07-01 | 1970-01-01 |  | Petroleum | Unleaded gasoline | Unleaded gasoline |  | Steel | Steel |  | Painted or None | Steel |  | 1901-01-01 | [6 empty] | Statistical Inventory Reconciliation (SIR) | [5 empty] | Annual line testing | Annual line testing |  | UST Currently In Use: 0; UST Temp Close: 0; AST Currently In Use: 0; AST Temp Closed: 0 | 0 | 0 | 4 | 13064-037-000653 | LAWLEY OIL CO INC
19783 | Permanently Closed | 1995-07-01 | 1970-01-01 |  | Petroleum | Unleaded gasoline | Unleaded gasoline |  | Steel | Steel |  | Painted or None | Steel |  | 1901-01-01 | [6 empty] | Statistical Inventory Reconciliation (SIR) | [5 empty] | Annual line testing | Annual line testing |  | UST Currently In Use: 0; UST Temp Close: 0; AST Currently In Use: 0; AST Temp Closed: 0 | 0 | 0 | 4 | 13064-037-000653 | LAWLEY OIL CO INC
19784 | Permanently Closed | 1995-07-01 | 1976-01-01 |  | Petroleum | On road diesel | On road diesel |  | Steel | Steel |  | Painted or None | Steel |  | 1901-01-01 | [6 empty] | Statistical Inventory Reconciliation (SIR) | [5 empty] | Annual line testing | Annual line testing |  | UST Currently In Use: 0; UST Temp Close: 0; AST Currently In Use: 0; AST Temp Closed: 0 | 0 | 0 | 4 | 13064-037-000653 | LAWLEY OIL CO INC
19785 | Permanently Closed | 1996-07-01 | 1970-01-01 | 1996-06-13 | Petroleum | Unleaded gasoline | Unleaded gasoline |  | Steel | Steel |  | Painted or None | Steel |  | 1901-01-01 | [6 empty] | Statistical Inventory Reconciliation (SIR) | [5 empty] | Annual line testing | Annual line testing |  | UST Currently In Use: 0; UST Temp Close: 0; AST Currently In Use: 0; AST Temp Closed: 0 | 0 | 0 | 4 | 13064-037-000653 | LAWLEY OIL CO INC
19786 | Permanently Closed | 1990-09-01 | 1972-01-01 | 1990-09-01 | Petroleum | Unleaded gasoline | Unleaded gasoline |  | Steel | Steel |  | Painted or None | Steel |  | 1901-01-01 | [15 empty] | UST Currently In Use: 0; UST Temp Close: 0; AST Currently In Use: 0; AST Temp Closed: 0 | 0 | 0 | 2 | 13064-037-005796 | LAWLEY OIL CO INC
19787 | Permanently Closed | 1990-09-01 | 1972-01-01 | 1990-09-01 | Petroleum | Unleaded gasoline | Unleaded gasoline |  | Steel | Steel |  | Painted or None | Steel |  | 1901-01-01 | [15 empty] | UST Currently In Use: 0; UST Temp Close: 0; AST Currently In Use: 0; AST Temp Closed: 0 | 0 | 0 | 2 | 13064-037-005796 | LAWLEY OIL CO INC
19788 | Permanently Closed | 1901-01-01 | 1969-01-01 | 1988-09-01 | Petroleum | Unleaded gasoline | Unleaded gasoline |  | Steel | Steel |  | Painted or None | Steel |  | 1901-01-01 | [15 empty] | UST Currently In Use: 0; UST Temp Close: 0; AST Currently In Use: 0; AST Temp Closed: 0 | 0 | 0 | 1 | 13064-037-005799 | LAWLEY OIL CO INC
19789 | Cannot Locate or abandoned |  | 1969-01-01 |  | Petroleum | On road diesel | On road diesel |  | Steel | Steel |  | Painted or None | Steel |  | 1901-01-01 | [15 empty] | UST Currently In Use: 0; UST Temp Close: 0; AST Currently In Use: 0; AST Temp Closed: 0 | 0 | 0 | 1 | 13064-037-005799 | LAWLEY OIL CO INC
19792 | Permanently Closed | 1901-01-01 | 1969-01-01 | 1988-12-12 | Petroleum | Unleaded gasoline | Unleaded gasoline |  | Steel | Steel |  | Painted or None | Steel |  | 1901-01-01 | [15 empty] | UST Currently In Use: 0; UST Temp Close: 0; AST Currently In Use: 0; AST Temp Closed: 0 | 0 | 0 | 2 | 13064-037-007659 | LAWLEY OIL CO INC
19793 | Permanently Closed | 1901-01-01 | 1969-01-01 | 1988-12-12 | Petroleum | On road diesel | On road diesel |  | Steel | Steel |  | Painted or None | Steel |  | 1901-01-01 | [15 empty] | UST Currently In Use: 0; UST Temp Close: 0; AST Currently In Use: 0; AST Temp Closed: 0 | 0 | 0 | 2 | 13064-037-007659 | LAWLEY OIL CO INC
19794 | Permanently Closed | 1993-10-25 | 1981-01-01 | 1993-10-26 | Petroleum | Unleaded gasoline | Unleaded gasoline |  | Steel | Steel |  | Painted or None | Steel |  | 1901-01-01 | [15 empty] | UST Currently In Use: 0; UST Temp Close: 0; AST Currently In Use: 4; AST Temp Closed: 0 | 0 | 0 | 1 | 13064-037-007661 | LAWLEY OIL CO INC
19795 | Permanently Closed | 1998-12-20 | 1981-01-01 | 1999-12-01 | Petroleum | Unleaded gasoline | Unleaded gasoline |  | Steel | Steel |  | Painted or None | Steel |  | 1901-01-01 | [6 empty] | Statistical Inventory Reconciliation (SIR) | [8 empty] | UST Currently In Use: 0; UST Temp Close: 0; AST Currently In Use: 1; AST Temp Closed: 0 | 0 | 0 | 1 | 13064-037-007662 | LAWLEY OIL CO INC
19800 | Permanently Closed | 1981-09-01 | 1966-01-01 |  | Petroleum | Unleaded gasoline | Unleaded gasoline |  | Steel | Steel |  | Painted or None | Steel |  | 1901-01-01 | [15 empty] | UST Currently In Use: 0; UST Temp Close: 0; AST Currently In Use: 0; AST Temp Closed: 0 | 0 | 0 | 3 | 13064-037-007674 | LAWLEY OIL CO INC
19801 | Permanently Closed | 1981-09-01 | 1966-01-01 |  | Petroleum | Unleaded gasoline | Unleaded gasoline |  | Steel | Steel |  | Painted or None | Steel |  | 1901-01-01 | [15 empty] | UST Currently In Use: 0; UST Temp Close: 0; AST Currently In Use: 0; AST Temp Closed: 0 | 0 | 0 | 3 | 13064-037-007674 | LAWLEY OIL CO INC
19802 | Permanently Closed | 1981-09-01 | 1972-01-01 | 1988-12-14 | Petroleum | Unleaded gasoline | Unleaded gasoline |  | Steel | Steel |  | Painted or None | Steel |  | 1901-01-01 | [15 empty] | UST Currently In Use: 0; UST Temp Close: 0; AST Currently In Use: 0; AST Temp Closed: 0 | 0 | 0 | 3 | 13064-037-007674 | LAWLEY OIL CO INC
19803 | Permanently Closed | 1901-01-01 | 1983-01-01 | 1987-05-01 | Petroleum | Unleaded gasoline | Unleaded gasoline |  | Steel | Steel |  | Painted or None | Steel |  | 1901-01-01 | [15 empty] | UST Currently In Use: 0; UST Temp Close: 0; AST Currently In Use: 0; AST Temp Closed: 0 | 0 | 0 | 2 | 13064-037-007688 | LAWLEY OIL CO INC
19804 | Permanently Closed | 1901-01-01 | 1983-01-01 | 1987-05-01 | Petroleum | Unleaded gasoline | Unleaded gasoline |  | Steel | Steel |  | Painted or None | Steel |  | 1901-01-01 | [15 empty] | UST Currently In Use: 0; UST Temp Close: 0; AST Currently In Use: 0; AST Temp Closed: 0 | 0 | 0 | 2 | 13064-037-007688 | LAWLEY OIL CO INC
19805 | Permanently Closed | 2008-11-07 | 1986-01-01 | 2009-05-20 | Petroleum | Mid-grade gasoline | Mid-grade gasoline | Retail | Steel | Steel | Field installed cathodic protection |  | Steel |  | 1901-01-01 | Field installed cathodic protection | Catchment Basin, Single walled catchment basin | Automatic shutoff device At 95% full | Automatic shutoff device At 95% full |  |  | Statistical Inventory Reconciliation (SIR) | [8 empty] | UST Currently In Use: 0; UST Temp Close: 0; AST Currently In Use: 0; AST Temp Closed: 0 | 0 | 0 | 5 | 22792-037-007689 | MONTGOMERY OIL INC
19806 | Permanently Closed | 2008-11-07 | 1986-01-01 | 2009-05-20 | Petroleum | Unleaded gasoline | Unleaded gasoline | Retail | Steel | Steel | Field installed cathodic protection |  | Steel |  | 1901-01-01 | Field installed cathodic protection | Catchment Basin, Single walled catchment basin | Automatic shutoff device At 95% full | Automatic shutoff device At 95% full |  |  | Statistical Inventory Reconciliation (SIR) | [8 empty] | UST Currently In Use: 0; UST Temp Close: 0; AST Currently In Use: 0; AST Temp Closed: 0 | 0 | 0 | 5 | 22792-037-007689 | MONTGOMERY OIL INC
19807 | Permanently Closed | 2008-11-07 | 1986-01-01 | 2009-05-20 | Petroleum | Premium gasoline | Premium gasoline | Retail | Steel | Steel | Field installed cathodic protection |  | Steel |  | 1901-01-01 | Field installed cathodic protection | Catchment Basin, Single walled catchment basin | Automatic shutoff device At 95% full | Automatic shutoff device At 95% full |  |  | Statistical Inventory Reconciliation (SIR) | [8 empty] | UST Currently In Use: 0; UST Temp Close: 0; AST Currently In Use: 0; AST Temp Closed: 0 | 0 | 0 | 5 | 22792-037-007689 | MONTGOMERY OIL INC
19808 | Permanently Closed | 2008-11-07 | 1979-01-01 | 2009-05-20 | Petroleum | On road diesel | On road diesel | Retail | Steel | Steel | Coated & cathodic protection (sti-P3), Field installed cathodic protection |  | Steel |  | 1901-01-01 | Field installed cathodic protection | Catchment Basin, Single walled catchment basin | Automatic shutoff device At 95% full | Automatic shutoff device At 95% full |  |  | Statistical Inventory Reconciliation (SIR) | [8 empty] | UST Currently In Use: 0; UST Temp Close: 0; AST Currently In Use: 0; AST Temp Closed: 0 | 0 | 0 | 5 | 22792-037-007689 | MONTGOMERY OIL INC
19809 | Permanently Closed | 2008-11-07 | 1979-01-01 | 2009-05-20 | Petroleum | On road diesel | On road diesel | Retail | Steel | Steel | Coated & cathodic protection (sti-P3), Field installed cathodic protection |  | Steel |  | 1901-01-01 | Field installed cathodic protection | Catchment Basin, Single walled catchment basin | Automatic shutoff device At 95% full | Automatic shutoff device At 95% full |  |  | Statistical Inventory Reconciliation (SIR) | [8 empty] | UST Currently In Use: 0; UST Temp Close: 0; AST Currently In Use: 0; AST Temp Closed: 0 | 0 | 0 | 5 | 22792-037-007689 | MONTGOMERY OIL INC
19810 | Permanently Closed | 1992-10-25 | 1969-01-01 |  | Petroleum | Unleaded gasoline | Unleaded gasoline | Retail | Steel | Steel |  | Painted or None | Steel |  | 1901-01-01 | [6 empty] | Statistical Inventory Reconciliation (SIR) | [8 empty] | UST Currently In Use: 0; UST Temp Close: 0; AST Currently In Use: 0; AST Temp Closed: 0 | 0 | 0 | 3 | 13064-037-007691 | LAWLEY OIL CO INC
19811 | Permanently Closed | 1992-10-25 | 1969-01-01 |  | Petroleum | Unleaded gasoline | Unleaded gasoline | Retail | Steel | Steel |  | Painted or None | Steel |  | 1901-01-01 | [6 empty] | Statistical Inventory Reconciliation (SIR) | [8 empty] | UST Currently In Use: 0; UST Temp Close: 0; AST Currently In Use: 0; AST Temp Closed: 0 | 0 | 0 | 3 | 13064-037-007691 | LAWLEY OIL CO INC
19812 | Permanently Closed | 1992-10-25 | 1972-01-01 |  | Petroleum | Unleaded gasoline | Unleaded gasoline | Retail | Steel | Steel |  | Painted or None | Steel |  | 1901-01-01 | [6 empty] | Statistical Inventory Reconciliation (SIR) | [8 empty] | UST Currently In Use: 0; UST Temp Close: 0; AST Currently In Use: 0; AST Temp Closed: 0 | 0 | 0 | 3 | 13064-037-007691 | LAWLEY OIL CO INC
19813 | Temporary Closed | 2009-12-01 | 1971-01-01 |  | Petroleum | On road diesel | On road diesel | Retail | Steel | Steel | Field installed cathodic protection |  | Steel |  |  | Field installed cathodic protection | Catchment Basin, Single walled catchment basin | Automatic shutoff device At 95% full | Automatic shutoff device At 95% full |  |  | Statistical Inventory Reconciliation (SIR) | [8 empty] | UST Currently In Use: 0; UST Temp Close: 4; AST Currently In Use: 4; AST Temp Closed: 0 | 0 | 4 | 1 | 23744-037-007696 | FRANK J BRADFORD
19814 | Temporary Closed | 2009-12-01 | 1971-01-01 |  | Petroleum | On road diesel | On road diesel | Retail | Steel | Steel | Field installed cathodic protection |  | Steel |  |  | Field installed cathodic protection | Catchment Basin, Single walled catchment basin | Automatic shutoff device At 95% full | Automatic shutoff device At 95% full |  |  | Statistical Inventory Reconciliation (SIR) | [8 empty] | UST Currently In Use: 0; UST Temp Close: 4; AST Currently In Use: 4; AST Temp Closed: 0 | 0 | 4 | 1 | 23744-037-007696 | FRANK J BRADFORD
19815 | Temporary Closed | 2009-12-01 | 1970-01-01 |  | Petroleum | Unleaded gasoline | Unleaded gasoline | Retail | Steel | Steel | Field installed cathodic protection |  | Steel |  |  | Field installed cathodic protection | Catchment Basin, Single walled catchment basin | Automatic shutoff device At 95% full | Automatic shutoff device At 95% full |  |  | Statistical Inventory Reconciliation (SIR) | [8 empty] | UST Currently In Use: 0; UST Temp Close: 4; AST Currently In Use: 4; AST Temp Closed: 0 | 0 | 4 | 1 | 23744-037-007696 | FRANK J BRADFORD
19816 | Temporary Closed | 2009-03-31 | 1970-01-01 |  | Petroleum | Kerosene | Kerosene | Retail | Steel | Steel | Field installed cathodic protection |  | Steel |  |  | Field installed cathodic protection | Catchment Basin, Single walled catchment basin | Automatic shutoff device At 95% full | Automatic shutoff device At 95% full |  |  | Statistical Inventory Reconciliation (SIR) | [8 empty] | UST Currently In Use: 0; UST Temp Close: 4; AST Currently In Use: 4; AST Temp Closed: 0 | 0 | 4 | 1 | 23744-037-007696 | FRANK J BRADFORD
19817 | Permanently Closed | 1971-06-01 | 1956-01-01 |  | Petroleum | Unleaded gasoline | Unleaded gasoline |  | Steel | Steel |  | Painted or None | Steel |  | 1901-01-01 | [15 empty] | UST Currently In Use: 0; UST Temp Close: 4; AST Currently In Use: 4; AST Temp Closed: 0 | 0 | 4 | 1 | 23744-037-007696 | FRANK J BRADFORD
19818 | Permanently Closed | 1901-01-01 | 1967-01-01 | 1988-12-05 | Petroleum | Unleaded gasoline | Unleaded gasoline |  | Steel | Steel |  | Painted or None | Steel |  | 1901-01-01 | [15 empty] | UST Currently In Use: 0; UST Temp Close: 0; AST Currently In Use: 0; AST Temp Closed: 0 | 0 | 0 | 2 | 13064-037-007697 | LAWLEY OIL CO INC
19819 | Permanently Closed | 1901-01-01 | 1967-01-01 | 1988-12-05 | Petroleum | Unleaded gasoline | Unleaded gasoline |  | Steel | Steel |  | Painted or None | Steel |  | 1901-01-01 | [15 empty] | UST Currently In Use: 0; UST Temp Close: 0; AST Currently In Use: 0; AST Temp Closed: 0 | 0 | 0 | 2 | 13064-037-007697 | LAWLEY OIL CO INC
19820 | Permanently Closed | 1996-11-25 | 1976-01-01 | 1996-11-25 | Petroleum | Unleaded gasoline | Unleaded gasoline |  | Steel | Steel |  | Painted or None | Steel |  | 1901-01-01 | [6 empty] | Statistical Inventory Reconciliation (SIR) | [8 empty] | UST Currently In Use: 0; UST Temp Close: 0; AST Currently In Use: 0; AST Temp Closed: 0 | 0 | 0 | 6 | 13064-037-007698 | LAWLEY OIL CO INC
19821 | Permanently Closed | 1996-11-25 | 1976-01-01 | 1996-11-25 | Petroleum | Unleaded gasoline | Unleaded gasoline |  | Steel | Steel |  | Painted or None | Steel |  | 1901-01-01 | [6 empty] | Statistical Inventory Reconciliation (SIR) | [8 empty] | UST Currently In Use: 0; UST Temp Close: 0; AST Currently In Use: 0; AST Temp Closed: 0 | 0 | 0 | 6 | 13064-037-007698 | LAWLEY OIL CO INC
19822 | Permanently Closed | 1996-11-25 | 1973-01-01 | 1996-11-25 | Petroleum | Unleaded gasoline | Unleaded gasoline |  | Steel | Steel |  | Painted or None | Steel |  | 1901-01-01 | [6 empty] | Statistical Inventory Reconciliation (SIR) | [8 empty] | UST Currently In Use: 0; UST Temp Close: 0; AST Currently In Use: 0; AST Temp Closed: 0 | 0 | 0 | 6 | 13064-037-007698 | LAWLEY OIL CO INC
19823 | Permanently Closed | 1996-11-25 | 1973-01-01 | 1996-11-25 | Petroleum | Unleaded gasoline | Unleaded gasoline |  | Steel | Steel |  | Painted or None | Steel |  | 1901-01-01 | [6 empty] | Statistical Inventory Reconciliation (SIR) | [8 empty] | UST Currently In Use: 0; UST Temp Close: 0; AST Currently In Use: 0; AST Temp Closed: 0 | 0 | 0 | 6 | 13064-037-007698 | LAWLEY OIL CO INC
19824 | Permanently Closed | 1996-11-25 | 1973-01-01 | 1996-11-25 | Petroleum | On road diesel | On road diesel |  | Steel | Steel |  | Painted or None | Steel |  | 1901-01-01 | [6 empty] | Statistical Inventory Reconciliation (SIR) | [8 empty] | UST Currently In Use: 0; UST Temp Close: 0; AST Currently In Use: 0; AST Temp Closed: 0 | 0 | 0 | 6 | 13064-037-007698 | LAWLEY OIL CO INC
19825 | Permanently Closed | 1996-11-25 | 1987-01-01 | 1996-11-25 | Petroleum | Kerosene | Kerosene |  | Steel | Steel | Coated & cathodic protection (sti-P3) |  | Steel |  | 1901-01-01 | [6 empty] | Statistical Inventory Reconciliation (SIR) | [8 empty] | UST Currently In Use: 0; UST Temp Close: 0; AST Currently In Use: 0; AST Temp Closed: 0 | 0 | 0 | 6 | 13064-037-007698 | LAWLEY OIL CO INC
19826 | Currently in Use |  | 1979-01-01 |  | Petroleum | Unleaded gasoline | Unleaded gasoline | Retail | Steel | Steel | Field installed cathodic protection |  | Steel |  |  | Field installed cathodic protection | Catchment Basin, Single walled catchment basin | Automatic shutoff device At 95% full | Automatic shutoff device At 95% full |  |  | Statistical Inventory Reconciliation (SIR) | [8 empty] | UST Currently In Use: 3; UST Temp Close: 1; AST Currently In Use: 1; AST Temp Closed: 0 | 3 | 1 | 0 | 24264-037-007699 | SAFDHAR KHAN
19827 | Temporary Closed | 2022-01-20 | 1974-01-01 |  | Petroleum | Other, OFFROAD | Other | Retail | Steel | Steel | Field installed cathodic protection |  | Steel |  |  | Field installed cathodic protection | Catchment Basin, Single walled catchment basin | Automatic shutoff device At 95% full | Automatic shutoff device At 95% full |  |  | Statistical Inventory Reconciliation (SIR) | [8 empty] | UST Currently In Use: 3; UST Temp Close: 1; AST Currently In Use: 1; AST Temp Closed: 0 | 3 | 1 | 0 | 24264-037-007699 | SAFDHAR KHAN
19828 | Currently in Use |  | 1974-01-01 |  | Petroleum | Mid-grade gasoline | Mid-grade gasoline | Retail | Steel | Steel | Field installed cathodic protection |  | Steel |  |  | Field installed cathodic protection | Catchment Basin, Single walled catchment basin | Automatic shutoff device At 95% full | Automatic shutoff device At 95% full |  |  | Statistical Inventory Reconciliation (SIR) | [8 empty] | UST Currently In Use: 3; UST Temp Close: 1; AST Currently In Use: 1; AST Temp Closed: 0 | 3 | 1 | 0 | 24264-037-007699 | SAFDHAR KHAN
19830 | Currently in Use |  | 1974-01-01 |  | Petroleum | Other, 100% | Other | Retail | Steel | Steel | Field installed cathodic protection |  | Steel |  |  | Field installed cathodic protection | Catchment Basin, Single walled catchment basin | Automatic shutoff device At 95% full | Automatic shutoff device At 95% full |  |  | Statistical Inventory Reconciliation (SIR) | [8 empty] | UST Currently In Use: 3; UST Temp Close: 1; AST Currently In Use: 1; AST Temp Closed: 0 | 3 | 1 | 0 | 24264-037-007699 | SAFDHAR KHAN
19831 | Temporary Closed | 2006-12-07 | 1983-01-01 |  | Petroleum | Unleaded gasoline | Unleaded gasoline | Retail | Steel | Steel | Field installed cathodic protection |  | Steel |  |  | Field installed cathodic protection | Catchment Basin, Single walled catchment basin | Automatic shutoff device At 95% full | Automatic shutoff device At 95% full |  |  | Statistical Inventory Reconciliation (SIR) | [8 empty] | UST Currently In Use: 0; UST Temp Close: 4; AST Currently In Use: 0; AST Temp Closed: 0 | 0 | 4 | 1 | 22792-037-007700 | MONTGOMERY OIL INC
19832 | Temporary Closed | 2006-12-07 | 1983-01-01 |  | Petroleum | Premium gasoline | Premium gasoline |  | Steel | Steel | Field installed cathodic protection |  | Steel |  |  | Field installed cathodic protection | Catchment Basin, Single walled catchment basin | Automatic shutoff device At 95% full | Automatic shutoff device At 95% full |  |  | Statistical Inventory Reconciliation (SIR) | [8 empty] | UST Currently In Use: 0; UST Temp Close: 4; AST Currently In Use: 0; AST Temp Closed: 0 | 0 | 4 | 1 | 22792-037-007700 | MONTGOMERY OIL INC
19833 | Temporary Closed | 2006-12-07 | 1983-01-01 |  | Petroleum | Mid-grade gasoline | Mid-grade gasoline | Retail | Steel | Steel | Field installed cathodic protection |  | Steel |  |  | Field installed cathodic protection | Catchment Basin, Single walled catchment basin | Automatic shutoff device At 95% full | Automatic shutoff device At 95% full |  |  | Statistical Inventory Reconciliation (SIR) | [8 empty] | UST Currently In Use: 0; UST Temp Close: 4; AST Currently In Use: 0; AST Temp Closed: 0 | 0 | 4 | 1 | 22792-037-007700 | MONTGOMERY OIL INC
19834 | Temporary Closed | 2000-01-26 | 1979-01-01 |  | Petroleum | On road diesel | On road diesel |  | Steel | Steel |  | Painted or None | Steel |  | 1901-01-01 | [6 empty] | Statistical Inventory Reconciliation (SIR) | [8 empty] | UST Currently In Use: 0; UST Temp Close: 4; AST Currently In Use: 0; AST Temp Closed: 0 | 0 | 4 | 1 | 22792-037-007700 | MONTGOMERY OIL INC
19835 | Permanently Closed | 1985-10-01 | 1954-01-01 |  | Petroleum | Unleaded gasoline | Unleaded gasoline |  | Steel | Steel |  | Painted or None | Steel |  | 1901-01-01 | [15 empty] | UST Currently In Use: 0; UST Temp Close: 4; AST Currently In Use: 0; AST Temp Closed: 0 | 0 | 4 | 1 | 22792-037-007700 | MONTGOMERY OIL INC
19836 |  | 1998-12-01 | 1982-01-01 |  | Petroleum | On road diesel | On road diesel |  | Steel | Steel |  | Painted or None | Steel |  | 1901-01-01 | [6 empty] | Statistical Inventory Reconciliation (SIR) | [8 empty] | UST Currently In Use: 0; UST Temp Close: 0; AST Currently In Use: 0; AST Temp Closed: 0 | 0 | 0 | 0 | 20139-117-007623 | MID STATE PETROLEUM LLC
19837 | Permanently Closed | 1993-01-01 | 1985-01-01 | 1993-01-01 | Petroleum | Unleaded gasoline | Unleaded gasoline |  | Steel | Steel | Coated & cathodic protection (sti-P3) |  | Steel |  | 1901-01-01 | [15 empty] | UST Currently In Use: 4; UST Temp Close: 0; AST Currently In Use: 0; AST Temp Closed: 0 | 4 | 0 | 3 | 24900-117-011769 | AANYA PROPERTIES
19838 | Permanently Closed | 1993-01-01 | 1985-01-01 | 1993-01-01 | Petroleum | Unleaded gasoline | Unleaded gasoline |  | Steel | Steel | Coated & cathodic protection (sti-P3) |  | Steel |  | 1901-01-01 | [15 empty] | UST Currently In Use: 4; UST Temp Close: 0; AST Currently In Use: 0; AST Temp Closed: 0 | 4 | 0 | 3 | 24900-117-011769 | AANYA PROPERTIES
19839 | Permanently Closed | 1993-01-01 | 1985-01-01 | 1993-01-01 | Petroleum | Unleaded gasoline | Unleaded gasoline |  | Steel | Steel | Coated & cathodic protection (sti-P3) |  | Steel |  | 1901-01-01 | [15 empty] | UST Currently In Use: 4; UST Temp Close: 0; AST Currently In Use: 0; AST Temp Closed: 0 | 4 | 0 | 3 | 24900-117-011769 | AANYA PROPERTIES
19840 | Temporary Closed | 2006-04-01 | 1985-01-01 |  | Petroleum | On road diesel | On road diesel | Retail | Steel | Steel | Coated & cathodic protection (sti-P3), Field installed cathodic protection |  | Steel |  | 1901-01-01 | Field installed cathodic protection | Catchment Basin, Single walled catchment basin | Automatic shutoff device At 95% full | Automatic shutoff device At 95% full |  |  | Statistical Inventory Reconciliation (SIR) | [8 empty] | UST Currently In Use: 0; UST Temp Close: 3; AST Currently In Use: 0; AST Temp Closed: 0 | 0 | 3 | 0 | 13064-123-004492 | LAWLEY OIL CO INC
19841 | Temporary Closed | 2006-04-01 | 1985-01-01 |  | Petroleum | Premium gasoline | Premium gasoline | Retail | Steel | Steel | Coated & cathodic protection (sti-P3), Field installed cathodic protection |  | Steel |  | 1901-01-01 | Field installed cathodic protection | Catchment Basin, Single walled catchment basin | Automatic shutoff device At 95% full | Automatic shutoff device At 95% full |  |  | Statistical Inventory Reconciliation (SIR) | [8 empty] | UST Currently In Use: 0; UST Temp Close: 3; AST Currently In Use: 0; AST Temp Closed: 0 | 0 | 3 | 0 | 13064-123-004492 | LAWLEY OIL CO INC
19842 | Temporary Closed | 2006-04-01 | 1985-01-01 |  | Petroleum | Unleaded gasoline | Unleaded gasoline | Retail | Steel | Steel | Coated & cathodic protection (sti-P3), Field installed cathodic protection |  | Steel |  | 1901-01-01 | Field installed cathodic protection | Catchment Basin, Single walled catchment basin | Automatic shutoff device At 95% full | Automatic shutoff device At 95% full |  |  | Statistical Inventory Reconciliation (SIR) | [8 empty] | UST Currently In Use: 0; UST Temp Close: 3; AST Currently In Use: 0; AST Temp Closed: 0 | 0 | 3 | 0 | 13064-123-004492 | LAWLEY OIL CO INC
19843 | Currently in Use |  | 1971-01-01 |  | Petroleum | Unleaded gasoline | Unleaded gasoline | Retail | Steel | Steel | Field installed cathodic protection |  | Steel |  |  | Field installed cathodic protection | Catchment Basin, Single walled catchment basin | Automatic shutoff device At 95% full | Automatic shutoff device At 95% full |  |  | Statistical Inventory Reconciliation (SIR) | [8 empty] | UST Currently In Use: 2; UST Temp Close: 0; AST Currently In Use: 2; AST Temp Closed: 0 | 2 | 0 | 1 | 22792-123-005803 | MONTGOMERY OIL INC
19844 | Currently in Use |  | 1971-01-01 |  | Petroleum | Unleaded gasoline | Unleaded gasoline | Retail | Steel | Steel | Field installed cathodic protection |  | Steel |  |  | Field installed cathodic protection | Catchment Basin, Single walled catchment basin | Automatic shutoff device At 95% full | Automatic shutoff device At 95% full |  |  | Statistical Inventory Reconciliation (SIR) | [8 empty] | UST Currently In Use: 2; UST Temp Close: 0; AST Currently In Use: 2; AST Temp Closed: 0 | 2 | 0 | 1 | 22792-123-005803 | MONTGOMERY OIL INC
19845 | Permanently Closed | 2008-06-12 | 1971-01-01 | 2008-06-12 | Petroleum | Unleaded gasoline | Unleaded gasoline | Retail | Steel | Steel | Field installed cathodic protection |  | Steel |  | 1901-01-01 | Field installed cathodic protection | Catchment Basin, Single walled catchment basin | Automatic shutoff device At 95% full | Automatic shutoff device At 95% full |  |  | Statistical Inventory Reconciliation (SIR) | [8 empty] | UST Currently In Use: 2; UST Temp Close: 0; AST Currently In Use: 2; AST Temp Closed: 0 | 2 | 0 | 1 | 22792-123-005803 | MONTGOMERY OIL INC
19846 | Retired | 1988-12-22 | 1971-01-01 |  | Petroleum | Kerosene | Kerosene |  | Steel | Steel |  | Painted or None | Steel |  | 1901-01-01 | [6 empty] | Statistical Inventory Reconciliation (SIR) | [8 empty] | UST Currently In Use: 2; UST Temp Close: 0; AST Currently In Use: 2; AST Temp Closed: 0 | 2 | 0 | 1 | 22792-123-005803 | MONTGOMERY OIL INC
19847 | Permanently Closed | 1987-10-31 | 1901-01-01 | 1987-10-31 | Petroleum | Unleaded gasoline | Unleaded gasoline |  | Steel | Steel |  | Painted or None | Steel |  | 1901-01-01 | [15 empty] | UST Currently In Use: 0; UST Temp Close: 0; AST Currently In Use: 0; AST Temp Closed: 0 | 0 | 0 | 4 | 13064-123-005804 | LAWLEY OIL CO INC
19848 | Permanently Closed | 1987-10-31 | 1901-01-01 | 1987-10-31 | Petroleum | Unleaded gasoline | Unleaded gasoline |  | Steel | Steel |  | Painted or None | Steel |  | 1901-01-01 | [15 empty] | UST Currently In Use: 0; UST Temp Close: 0; AST Currently In Use: 0; AST Temp Closed: 0 | 0 | 0 | 4 | 13064-123-005804 | LAWLEY OIL CO INC
19849 | Permanently Closed | 1987-10-31 | 1901-01-01 | 1987-10-31 | Petroleum | Unleaded gasoline | Unleaded gasoline |  | Steel | Steel |  | Painted or None | Steel |  | 1901-01-01 | [15 empty] | UST Currently In Use: 0; UST Temp Close: 0; AST Currently In Use: 0; AST Temp Closed: 0 | 0 | 0 | 4 | 13064-123-005804 | LAWLEY OIL CO INC
19850 | Permanently Closed | 1987-10-31 | 1901-01-01 | 1987-10-31 | Petroleum | On road diesel | On road diesel |  | Steel | Steel |  | Painted or None | Steel |  | 1901-01-01 | [15 empty] | UST Currently In Use: 0; UST Temp Close: 0; AST Currently In Use: 0; AST Temp Closed: 0 | 0 | 0 | 4 | 13064-123-005804 | LAWLEY OIL CO INC
19851 | Permanently Closed | 1901-01-01 | 1982-01-01 |  | Petroleum | Unleaded gasoline | Unleaded gasoline |  | Steel | Steel |  | Painted or None | Steel |  | 1901-01-01 | [15 empty] | UST Currently In Use: 0; UST Temp Close: 0; AST Currently In Use: 0; AST Temp Closed: 0 | 0 | 0 | 2 | 13064-123-005806 | LAWLEY OIL CO INC
19852 | Permanently Closed | 1901-01-01 | 1982-01-01 |  | Petroleum | Unleaded gasoline | Unleaded gasoline |  | Steel | Steel |  | Painted or None | Steel |  | 1901-01-01 | [15 empty] | UST Currently In Use: 0; UST Temp Close: 0; AST Currently In Use: 0; AST Temp Closed: 0 | 0 | 0 | 2 | 13064-123-005806 | LAWLEY OIL CO INC
19853 | Permanently Closed | 1901-01-01 | 1972-01-01 | 1988-12-09 | Petroleum | On road diesel | On road diesel |  | Steel | Steel |  | Painted or None | Steel |  | 1901-01-01 | [15 empty] | UST Currently In Use: 0; UST Temp Close: 0; AST Currently In Use: 0; AST Temp Closed: 0 | 0 | 0 | 1 | 13064-123-007667 | LAWLEY OIL CO INC
19854 | Permanently Closed | 1998-12-20 | 1982-01-01 | 1999-12-01 | Petroleum | On road diesel | On road diesel |  | Steel | Steel |  | Painted or None | Steel |  | 1901-01-01 | [6 empty] | Other, Statistical Inventory Reconciliation (SIR) |  | Other, COMPUTANK | Other |  |  | Other, COMPUTANK | Other |  | UST Currently In Use: 0; UST Temp Close: 0; AST Currently In Use: 1; AST Temp Closed: 0 | 0 | 0 | 2 | 13064-123-007669 | LAWLEY OIL CO INC
19855 | Permanently Closed | 1998-12-20 | 1982-01-01 | 1999-12-01 | Petroleum | On road diesel | On road diesel |  | Steel | Steel |  | Painted or None | Steel |  | 1901-01-01 | [6 empty] | Statistical Inventory Reconciliation (SIR) | [8 empty] | UST Currently In Use: 0; UST Temp Close: 0; AST Currently In Use: 1; AST Temp Closed: 0 | 0 | 0 | 2 | 13064-123-007669 | LAWLEY OIL CO INC
19856 | Permanently Closed | 1901-01-01 | 1969-01-01 | 1988-12-08 | Petroleum | On road diesel | On road diesel |  | Steel | Steel |  | Painted or None | Steel |  | 1901-01-01 | [15 empty] | UST Currently In Use: 0; UST Temp Close: 0; AST Currently In Use: 0; AST Temp Closed: 0 | 0 | 0 | 1 | 13064-123-007670 | LAWLEY OIL CO INC
19857 | Permanently Closed | 1998-12-21 | 1972-01-01 | 1999-12-01 | Petroleum | On road diesel | On road diesel | Retail | Steel | Steel |  | Painted or None | Steel |  | 1901-01-01 | [6 empty] | Statistical Inventory Reconciliation (SIR) | [8 empty] | UST Currently In Use: 0; UST Temp Close: 0; AST Currently In Use: 0; AST Temp Closed: 0 | 0 | 0 | 3 | 13064-123-007671 | LAWLEY OIL CO INC
19858 | Permanently Closed | 1998-12-21 | 1972-01-01 | 1999-12-01 | Petroleum | On road diesel | On road diesel | Retail | Steel | Steel |  | Painted or None | Steel |  | 1901-01-01 | [6 empty] | Statistical Inventory Reconciliation (SIR) | [8 empty] | UST Currently In Use: 0; UST Temp Close: 0; AST Currently In Use: 0; AST Temp Closed: 0 | 0 | 0 | 3 | 13064-123-007671 | LAWLEY OIL CO INC
19859 | Permanently Closed | 1989-12-01 | 1974-01-01 | 1994-08-19 | Petroleum | Unleaded gasoline | Unleaded gasoline | Retail | Steel | Steel |  | Painted or None | Steel |  | 1901-01-01 | [15 empty] | UST Currently In Use: 0; UST Temp Close: 0; AST Currently In Use: 0; AST Temp Closed: 0 | 0 | 0 | 3 | 13064-123-007671 | LAWLEY OIL CO INC
19860 | Permanently Closed | 1901-01-01 | 1982-01-01 | 1987-03-01 | Petroleum | Unleaded gasoline | Unleaded gasoline |  | Steel | Steel |  | Painted or None | Steel |  | 1901-01-01 | [15 empty] | UST Currently In Use: 0; UST Temp Close: 0; AST Currently In Use: 0; AST Temp Closed: 0 | 0 | 0 | 2 | 13064-123-007678 | LAWLEY OIL CO INC
19861 | Permanently Closed | 1901-01-01 | 1983-01-01 | 1987-03-01 | Petroleum | Unleaded gasoline | Unleaded gasoline |  | Steel | Steel |  | Painted or None | Steel |  | 1901-01-01 | [15 empty] | UST Currently In Use: 0; UST Temp Close: 0; AST Currently In Use: 0; AST Temp Closed: 0 | 0 | 0 | 2 | 13064-123-007678 | LAWLEY OIL CO INC
19862 | Permanently Closed | 1901-01-01 | 1983-01-01 | 1988-12-07 | Petroleum | Unleaded gasoline | Unleaded gasoline |  | Steel | Steel |  | Painted or None | Steel |  | 1901-01-01 | [15 empty] | UST Currently In Use: 0; UST Temp Close: 0; AST Currently In Use: 0; AST Temp Closed: 0 | 0 | 0 | 2 | 13064-123-007692 | LAWLEY OIL CO INC
19863 | Permanently Closed | 1901-01-01 | 1979-01-01 | 1988-12-07 | Petroleum | Unleaded gasoline | Unleaded gasoline |  | Steel | Steel |  | Painted or None | Steel |  | 1901-01-01 | [15 empty] | UST Currently In Use: 0; UST Temp Close: 0; AST Currently In Use: 0; AST Temp Closed: 0 | 0 | 0 | 2 | 13064-123-007692 | LAWLEY OIL CO INC
19864 | Permanently Closed | 1901-01-01 | 1982-01-01 | 1987-02-01 | Petroleum | Unleaded gasoline | Unleaded gasoline |  | Steel | Steel |  | Painted or None | Steel |  | 1901-01-01 | [15 empty] | UST Currently In Use: 0; UST Temp Close: 0; AST Currently In Use: 0; AST Temp Closed: 0 | 0 | 0 | 2 | 13064-123-007693 | LAWLEY OIL CO INC
19865 | Permanently Closed | 1901-01-01 | 1982-01-01 | 1987-02-01 | Petroleum | Unleaded gasoline | Unleaded gasoline |  | Steel | Steel |  | Painted or None | Steel |  | 1901-01-01 | [15 empty] | UST Currently In Use: 0; UST Temp Close: 0; AST Currently In Use: 0; AST Temp Closed: 0 | 0 | 0 | 2 | 13064-123-007693 | LAWLEY OIL CO INC
19866 | Permanently Closed | 1998-12-20 | 1972-01-01 | 1999-04-08 | Petroleum | Unleaded gasoline | Unleaded gasoline | Retail | Steel | Steel |  | Painted or None | Steel |  | 1901-01-01 | [6 empty] | Statistical Inventory Reconciliation (SIR) | [8 empty] | UST Currently In Use: 0; UST Temp Close: 0; AST Currently In Use: 0; AST Temp Closed: 0 | 0 | 0 | 3 | 13064-123-007694 | LAWLEY OIL CO INC
19867 | Permanently Closed | 1998-12-20 | 1972-01-01 | 1999-04-08 | Petroleum | Unleaded gasoline | Unleaded gasoline | Retail | Steel | Steel |  | Painted or None | Steel |  | 1901-01-01 | [6 empty] | Statistical Inventory Reconciliation (SIR) | [8 empty] | UST Currently In Use: 0; UST Temp Close: 0; AST Currently In Use: 0; AST Temp Closed: 0 | 0 | 0 | 3 | 13064-123-007694 | LAWLEY OIL CO INC
19868 | Permanently Closed | 1999-03-19 | 1975-01-01 | 1999-03-19 | Petroleum | Unleaded gasoline | Unleaded gasoline | Retail | Steel | Steel |  | Painted or None | Steel |  | 1901-01-01 | [6 empty] | Statistical Inventory Reconciliation (SIR) | [8 empty] | UST Currently In Use: 0; UST Temp Close: 0; AST Currently In Use: 0; AST Temp Closed: 0 | 0 | 0 | 3 | 13064-123-007694 | LAWLEY OIL CO INC
19869 | Permanently Closed | 1990-07-01 | 1963-01-01 | 1991-12-11 | Petroleum | Unleaded gasoline | Unleaded gasoline |  | Steel | Steel |  | Painted or None | Steel |  | 1901-01-01 | [15 empty] | UST Currently In Use: 0; UST Temp Close: 0; AST Currently In Use: 0; AST Temp Closed: 0 | 0 | 0 | 2 | 13064-123-007695 | LAWLEY OIL CO INC
19870 | Permanently Closed | 1991-07-11 | 1974-01-01 | 1991-12-11 | Petroleum | Unleaded gasoline | Unleaded gasoline |  | Steel | Steel |  | Painted or None | Steel |  | 1901-01-01 | [15 empty] | UST Currently In Use: 0; UST Temp Close: 0; AST Currently In Use: 0; AST Temp Closed: 0 | 0 | 0 | 2 | 13064-123-007695 | LAWLEY OIL CO INC
19871 | Cannot Locate or abandoned | 2004-07-01 | 1984-01-01 |  | Petroleum | Unleaded gasoline | Unleaded gasoline | Retail | Steel | Steel | Coated & cathodic protection (sti-P3), Field installed cathodic protection |  | Steel |  | 1901-01-01 | Field installed cathodic protection | Catchment Basin, Single walled catchment basin | Automatic shutoff device At 95% full | Automatic shutoff device At 95% full |  |  | Statistical Inventory Reconciliation (SIR) | [8 empty] | UST Currently In Use: 0; UST Temp Close: 0; AST Currently In Use: 0; AST Temp Closed: 0 | 0 | 0 | 0 | 13064-123-014087 | LAWLEY OIL CO INC
19872 | Cannot Locate or abandoned | 2004-07-01 | 1984-01-01 |  | Petroleum | Premium gasoline | Premium gasoline | Retail | Steel | Steel | Coated & cathodic protection (sti-P3), Field installed cathodic protection |  | Steel |  | 1901-01-01 | Field installed cathodic protection | Catchment Basin, Single walled catchment basin | Automatic shutoff device At 95% full | Automatic shutoff device At 95% full |  |  | Statistical Inventory Reconciliation (SIR) | [8 empty] | UST Currently In Use: 0; UST Temp Close: 0; AST Currently In Use: 0; AST Temp Closed: 0 | 0 | 0 | 0 | 13064-123-014087 | LAWLEY OIL CO INC
19873 | Permanently Closed | 1901-01-01 | 1976-01-01 | 1988-12-20 | Petroleum | On road diesel | On road diesel | Local government | Steel | Steel |  | Painted or None | Steel |  | 1901-01-01 | [15 empty] | UST Currently In Use: 0; UST Temp Close: 0; AST Currently In Use: 0; AST Temp Closed: 0 | 0 | 0 | 1 | 13066-079-006612 | LAWRENCE COUNTY BD OF EDUCATION
19874 | Permanently Closed | 1998-11-10 | 1963-01-01 | 1998-11-10 | Petroleum | On road diesel | On road diesel | Local government | Steel | Steel |  | Painted or None | Steel |  | 1901-01-01 | [12 empty] | Annual line testing | Annual line testing |  | UST Currently In Use: 0; UST Temp Close: 0; AST Currently In Use: 0; AST Temp Closed: 0 | 0 | 0 | 4 | 13067-079-010487 | LAWRENCE COUNTY COMMISSION
19875 | Permanently Closed | 1998-11-10 | 1963-01-01 | 1998-11-10 | Petroleum | Unleaded gasoline | Unleaded gasoline | Local government | Steel | Steel |  |  | Steel |  | 1901-01-01 | [12 empty] | Annual line testing | Annual line testing |  | UST Currently In Use: 0; UST Temp Close: 0; AST Currently In Use: 0; AST Temp Closed: 0 | 0 | 0 | 4 | 13067-079-010487 | LAWRENCE COUNTY COMMISSION
19876 | Permanently Closed | 1970-01-01 | 1963-01-01 | 1998-11-10 | Petroleum | Kerosene | Kerosene | Local government | Steel | Steel |  |  | Steel |  | 1901-01-01 | [15 empty] | UST Currently In Use: 0; UST Temp Close: 0; AST Currently In Use: 0; AST Temp Closed: 0 | 0 | 0 | 4 | 13067-079-010487 | LAWRENCE COUNTY COMMISSION
19877 | Permanently Closed | 1970-01-01 | 1963-01-01 | 1998-11-10 | Petroleum | Unleaded gasoline | Unleaded gasoline | Local government | Steel | Steel |  |  | Steel |  | 1901-01-01 | [15 empty] | UST Currently In Use: 0; UST Temp Close: 0; AST Currently In Use: 0; AST Temp Closed: 0 | 0 | 0 | 4 | 13067-079-010487 | LAWRENCE COUNTY COMMISSION
19878 | Permanently Closed | 1998-08-25 | 1968-01-01 | 1998-08-25 | Petroleum | Unleaded gasoline | Unleaded gasoline |  | Steel | Steel |  | Painted or None | Steel |  | 1901-01-01 | [6 empty] | Manual Tank Gauging (only tanks 1000 gal. or less and 48” or 64” in diameter) | [8 empty] | UST Currently In Use: 0; UST Temp Close: 0; AST Currently In Use: 0; AST Temp Closed: 0 | 0 | 0 | 3 | 13068-079-001029 | LAWRENCE COUNTY HOSPITAL
19879 | Permanently Closed | 1990-05-15 | 1968-01-01 | 1990-05-15 | Petroleum | Unleaded gasoline | Unleaded gasoline |  | Steel | Steel |  | Painted or None | Steel |  | 1901-01-01 | [15 empty] | UST Currently In Use: 0; UST Temp Close: 0; AST Currently In Use: 0; AST Temp Closed: 0 | 0 | 0 | 3 | 13068-079-001029 | LAWRENCE COUNTY HOSPITAL
19880 | Permanently Closed | 1981-06-01 | 1968-01-01 | 1990-05-22 | Petroleum | On road diesel | On road diesel |  | Steel | Steel |  | Painted or None | Steel |  | 1901-01-01 | [15 empty] | UST Currently In Use: 0; UST Temp Close: 0; AST Currently In Use: 0; AST Temp Closed: 0 | 0 | 0 | 3 | 13068-079-001029 | LAWRENCE COUNTY HOSPITAL
19887 |  | 2001-11-24 | 1961-01-01 |  | Petroleum | Unleaded gasoline | Unleaded gasoline | Retail | Steel | Steel | Field installed cathodic protection |  | Steel |  | 1901-01-01 | Field installed cathodic protection | Catchment Basin, Single walled catchment basin | Automatic shutoff device At 95% full | Automatic shutoff device At 95% full |  |  | Statistical Inventory Reconciliation (SIR) | [5 empty] | Annual line testing | Annual line testing |  | UST Currently In Use: 0; UST Temp Close: 0; AST Currently In Use: 0; AST Temp Closed: 0 | 0 | 0 | 0 | 20509-133-007049 | WARD OIL INC
19888 |  | 2001-11-24 | 1961-01-01 |  | Petroleum | Unleaded gasoline | Unleaded gasoline | Retail | Steel | Steel | Field installed cathodic protection |  | Steel |  | 1901-01-01 | Field installed cathodic protection | Catchment Basin, Single walled catchment basin | Automatic shutoff device At 95% full | Automatic shutoff device At 95% full |  |  | Statistical Inventory Reconciliation (SIR) | [5 empty] | Annual line testing | Annual line testing |  | UST Currently In Use: 0; UST Temp Close: 0; AST Currently In Use: 0; AST Temp Closed: 0 | 0 | 0 | 0 | 20509-133-007049 | WARD OIL INC
19889 |  | 2001-11-24 | 1961-01-01 |  | Petroleum | Unleaded gasoline | Unleaded gasoline | Retail | Steel | Steel | Field installed cathodic protection |  | Steel |  | 1901-01-01 | Field installed cathodic protection | Catchment Basin, Single walled catchment basin | Automatic shutoff device At 95% full | Automatic shutoff device At 95% full | [8 empty] | Annual line testing | Annual line testing |  | UST Currently In Use: 0; UST Temp Close: 0; AST Currently In Use: 0; AST Temp Closed: 0 | 0 | 0 | 0 | 20509-133-007049 | WARD OIL INC
19890 | Permanently Closed | 1993-05-01 | 1980-01-01 | 1994-02-25 | Petroleum | Unleaded gasoline | Unleaded gasoline |  | Steel | Steel |  | Painted or None | Steel |  | 1901-01-01 | [15 empty] | UST Currently In Use: 0; UST Temp Close: 0; AST Currently In Use: 2; AST Temp Closed: 0 | 0 | 0 | 4 | 13074-125-007300 | LAWTER INTERNATIONAL INC
19891 | Permanently Closed | 1993-05-01 | 1977-01-01 | 1994-02-25 | Petroleum | Unleaded gasoline | Unleaded gasoline |  | Steel | Steel |  | Painted or None | Steel |  | 1901-01-01 | [15 empty] | UST Currently In Use: 0; UST Temp Close: 0; AST Currently In Use: 2; AST Temp Closed: 0 | 0 | 0 | 4 | 13074-125-007300 | LAWTER INTERNATIONAL INC
19892 | Permanently Closed | 1901-01-01 | 1964-01-01 | 1988-11-16 | Petroleum | Other, PET NAPTHA | Other |  | Steel | Steel |  | Painted or None | Steel |  | 1901-01-01 | [15 empty] | UST Currently In Use: 0; UST Temp Close: 0; AST Currently In Use: 2; AST Temp Closed: 0 | 0 | 0 | 4 | 13074-125-007300 | LAWTER INTERNATIONAL INC
19893 | Permanently Closed | 1901-01-01 | 1964-01-01 | 1988-11-16 | Petroleum | Other, PET NAPTHA | Other |  | Steel | Steel |  | Painted or None | Steel |  | 1901-01-01 | [15 empty] | UST Currently In Use: 0; UST Temp Close: 0; AST Currently In Use: 2; AST Temp Closed: 0 | 0 | 0 | 4 | 13074-125-007300 | LAWTER INTERNATIONAL INC
19894 | Permanently Closed | 1992-01-22 | 1972-01-01 | 1992-01-22 | Petroleum | On road diesel | On road diesel |  | Fiberglass coated steel | Fiberglass coated steel |  |  | Steel |  | 1901-01-01 | [15 empty] | UST Currently In Use: 0; UST Temp Close: 0; AST Currently In Use: 0; AST Temp Closed: 0 | 0 | 0 | 2 | 13075-099-001597 | LAZENBY PRECAST INC
19895 | Permanently Closed | 1992-01-22 | 1972-01-01 | 1992-01-22 | Petroleum | Unleaded gasoline | Unleaded gasoline |  | Fiberglass coated steel | Fiberglass coated steel |  |  | Steel |  | 1901-01-01 | [15 empty] | UST Currently In Use: 0; UST Temp Close: 0; AST Currently In Use: 0; AST Temp Closed: 0 | 0 | 0 | 2 | 13075-099-001597 | LAZENBY PRECAST INC
19896 | Cannot Locate or abandoned | 1997-01-01 | 1973-01-01 |  | Petroleum | Unleaded gasoline | Unleaded gasoline |  | Steel | Steel |  | Painted or None | Steel |  | 1901-01-01 | [15 empty] | UST Currently In Use: 0; UST Temp Close: 0; AST Currently In Use: 0; AST Temp Closed: 0 | 0 | 0 | 0 | 13076-125-011189 | LEACH PETROLEUM CO INC
19897 | Cannot Locate or abandoned | 1997-01-01 | 1973-01-01 |  | Petroleum | Unleaded gasoline | Unleaded gasoline |  | Steel | Steel |  | Painted or None | Steel |  | 1901-01-01 | [15 empty] | UST Currently In Use: 0; UST Temp Close: 0; AST Currently In Use: 0; AST Temp Closed: 0 | 0 | 0 | 0 | 13076-125-011189 | LEACH PETROLEUM CO INC
19898 | Cannot Locate or abandoned | 1993-06-30 | 1973-01-01 |  | Petroleum | Unleaded gasoline | Unleaded gasoline |  | Steel | Steel |  | Painted or None | Steel |  | 1901-01-01 | [15 empty] | UST Currently In Use: 0; UST Temp Close: 0; AST Currently In Use: 0; AST Temp Closed: 0 | 0 | 0 | 0 | 13076-125-009897 | LEACH PETROLEUM CO INC
19899 | Cannot Locate or abandoned | 1993-06-30 | 1973-01-01 |  | Petroleum | Unleaded gasoline | Unleaded gasoline |  | Steel | Steel |  | Painted or None | Steel |  | 1901-01-01 | [15 empty] | UST Currently In Use: 0; UST Temp Close: 0; AST Currently In Use: 0; AST Temp Closed: 0 | 0 | 0 | 0 | 13076-125-009897 | LEACH PETROLEUM CO INC
19900 | Permanently Closed | 1992-12-20 | 1973-01-01 | 1994-12-27 | Petroleum | Unleaded gasoline | Unleaded gasoline | Local government | Steel | Steel |  | Painted or None | Steel |  | 1901-01-01 | [15 empty] | UST Currently In Use: 0; UST Temp Close: 0; AST Currently In Use: 0; AST Temp Closed: 0 | 0 | 0 | 8 | 11085-125-009898 | CITY OF TUSCALOOSA
19901 | Permanently Closed | 1992-12-20 | 1973-01-01 | 1994-12-27 | Petroleum | Unleaded gasoline | Unleaded gasoline | Local government | Steel | Steel |  | Painted or None | Steel |  | 1901-01-01 | [15 empty] | UST Currently In Use: 0; UST Temp Close: 0; AST Currently In Use: 0; AST Temp Closed: 0 | 0 | 0 | 8 | 11085-125-009898 | CITY OF TUSCALOOSA
19902 | Permanently Closed | 1992-12-20 | 1973-01-01 | 1994-12-27 | Petroleum | Unleaded gasoline | Unleaded gasoline | Local government | Steel | Steel |  | Painted or None | Steel |  | 1901-01-01 | [15 empty] | UST Currently In Use: 0; UST Temp Close: 0; AST Currently In Use: 0; AST Temp Closed: 0 | 0 | 0 | 8 | 11085-125-009898 | CITY OF TUSCALOOSA
19903 | Permanently Closed | 1992-12-20 | 1973-01-01 | 1994-12-20 | Petroleum | Unleaded gasoline | Unleaded gasoline | Local government | Steel | Steel |  | Painted or None | Steel |  | 1901-01-01 | [15 empty] | UST Currently In Use: 0; UST Temp Close: 0; AST Currently In Use: 0; AST Temp Closed: 0 | 0 | 0 | 8 | 11085-125-009898 | CITY OF TUSCALOOSA
19904 | Permanently Closed | 1992-06-01 | 1973-01-01 | 1994-12-19 | Petroleum | Used oil | Used oil | Local government | Steel | Steel |  | Painted or None | Steel |  | 1901-01-01 | [15 empty] | UST Currently In Use: 0; UST Temp Close: 0; AST Currently In Use: 0; AST Temp Closed: 0 | 0 | 0 | 8 | 11085-125-009898 | CITY OF TUSCALOOSA
19905 | Permanently Closed | 1996-02-09 | 1973-01-01 | 1999-02-09 | Petroleum | Unleaded gasoline | Unleaded gasoline |  | Steel | Steel |  | Painted or None | Steel |  | 1901-01-01 | [15 empty] | UST Currently In Use: 0; UST Temp Close: 0; AST Currently In Use: 0; AST Temp Closed: 0 | 0 | 0 | 2 | 13076-125-009899 | LEACH PETROLEUM CO INC
19906 | Permanently Closed | 1996-02-09 | 1973-01-01 | 1999-02-09 | Petroleum | Unleaded gasoline | Unleaded gasoline |  | Steel | Steel |  | Painted or None | Steel |  | 1901-01-01 | [15 empty] | UST Currently In Use: 0; UST Temp Close: 0; AST Currently In Use: 0; AST Temp Closed: 0 | 0 | 0 | 2 | 13076-125-009899 | LEACH PETROLEUM CO INC
19907 | Permanently Closed | 1996-10-27 | 1975-01-01 | 1999-02-09 | Petroleum | Unleaded gasoline | Unleaded gasoline |  | Steel | Steel |  | Painted or None | Steel |  | 1901-01-01 | [15 empty] | UST Currently In Use: 0; UST Temp Close: 0; AST Currently In Use: 0; AST Temp Closed: 0 | 0 | 0 | 2 | 13076-125-009900 | LEACH PETROLEUM CO INC
19908 | Permanently Closed | 1996-10-27 | 1975-01-01 | 1999-02-09 | Petroleum | Unleaded gasoline | Unleaded gasoline |  | Steel | Steel |  | Painted or None | Steel |  | 1901-01-01 | [15 empty] | UST Currently In Use: 0; UST Temp Close: 0; AST Currently In Use: 0; AST Temp Closed: 0 | 0 | 0 | 2 | 13076-125-009900 | LEACH PETROLEUM CO INC
19909 | Cannot Locate or abandoned | 2001-11-01 | 1973-01-01 |  | Petroleum | Unleaded gasoline | Unleaded gasoline |  | Steel | Steel |  | Painted or None | Steel |  | 1901-01-01 | [15 empty] | UST Currently In Use: 0; UST Temp Close: 0; AST Currently In Use: 0; AST Temp Closed: 0 | 0 | 0 | 0 | 13076-125-009901 | LEACH PETROLEUM CO INC
19910 | Temporary Closed | 2008-09-16 | 1978-01-01 |  | Petroleum | Unleaded gasoline | Unleaded gasoline | Retail | Steel | Steel | Field installed cathodic protection |  | Steel |  | 1901-01-01 | Field installed cathodic protection | Catchment Basin, Single walled catchment basin | Flow Rest 90% Full | Flow Rest 90% Full |  |  | Statistical Inventory Reconciliation (SIR) | [8 empty] | UST Currently In Use: 0; UST Temp Close: 2; AST Currently In Use: 0; AST Temp Closed: 0 | 0 | 2 | 0 | 20770-125-009902 | WEST END SERVICE STATION
19911 | Temporary Closed | 2008-09-16 | 1978-01-01 |  | Petroleum | Premium gasoline | Premium gasoline | Retail | Steel | Steel | Field installed cathodic protection |  | Steel |  | 1901-01-01 | Field installed cathodic protection | Catchment Basin, Single walled catchment basin | Flow Rest 90% Full | Flow Rest 90% Full |  |  | Statistical Inventory Reconciliation (SIR) | [8 empty] | UST Currently In Use: 0; UST Temp Close: 2; AST Currently In Use: 0; AST Temp Closed: 0 | 0 | 2 | 0 | 20770-125-009902 | WEST END SERVICE STATION
19913 | Cannot Locate or abandoned | 1999-02-26 | 1973-01-01 |  | Petroleum | Unleaded gasoline | Unleaded gasoline | Retail | Steel | Steel |  | Painted or None | Steel |  | 1901-01-01 | [15 empty] | UST Currently In Use: 0; UST Temp Close: 0; AST Currently In Use: 0; AST Temp Closed: 0 | 0 | 0 | 0 | 13076-125-009903 | LEACH PETROLEUM CO INC
19914 | Cannot Locate or abandoned | 1999-02-26 | 1973-01-01 |  | Petroleum | Unleaded gasoline | Unleaded gasoline | Retail | Steel | Steel |  | Painted or None | Steel |  | 1901-01-01 | [15 empty] | UST Currently In Use: 0; UST Temp Close: 0; AST Currently In Use: 0; AST Temp Closed: 0 | 0 | 0 | 0 | 13076-125-009903 | LEACH PETROLEUM CO INC
19915 | Retired | 1987-01-01 | 1975-01-01 |  | Petroleum | Unleaded gasoline | Unleaded gasoline |  | Steel | Steel |  | Painted or None | Steel |  | 1901-01-01 | [15 empty] | UST Currently In Use: 0; UST Temp Close: 0; AST Currently In Use: 0; AST Temp Closed: 0 | 0 | 0 | 0 | 13076-125-009904 | LEACH PETROLEUM CO INC
19916 | Cannot Locate or abandoned | 1993-12-31 | 1975-01-01 |  | Petroleum | Unleaded gasoline | Unleaded gasoline |  | Steel | Steel |  | Painted or None | Steel |  | 1901-01-01 | [15 empty] | UST Currently In Use: 0; UST Temp Close: 0; AST Currently In Use: 0; AST Temp Closed: 0 | 0 | 0 | 0 | 13076-125-009905 | LEACH PETROLEUM CO INC
19917 | Cannot Locate or abandoned | 1993-12-31 | 1975-01-01 |  | Petroleum | Unleaded gasoline | Unleaded gasoline |  | Steel | Steel |  | Painted or None | Steel |  | 1901-01-01 | [15 empty] | UST Currently In Use: 0; UST Temp Close: 0; AST Currently In Use: 0; AST Temp Closed: 0 | 0 | 0 | 0 | 13076-125-009905 | LEACH PETROLEUM CO INC
19918 | Cannot Locate or abandoned | 1989-01-01 | 1975-01-01 |  | Petroleum | Unleaded gasoline | Unleaded gasoline |  | Steel | Steel |  | Painted or None | Steel |  | 1901-01-01 | [15 empty] | UST Currently In Use: 0; UST Temp Close: 0; AST Currently In Use: 0; AST Temp Closed: 0 | 0 | 0 | 0 | 13076-125-009905 | LEACH PETROLEUM CO INC
19919 | Permanently Closed | 1998-12-22 | 1978-01-01 | 2000-01-06 | Petroleum | Unleaded gasoline | Unleaded gasoline |  | Steel | Steel |  | Painted or None | Steel |  | 1901-01-01 | [15 empty] | UST Currently In Use: 2; UST Temp Close: 0; AST Currently In Use: 0; AST Temp Closed: 0 | 2 | 0 | 3 | 22796-125-009906 | ALBERTA QUICK MART, INC.
19920 | Permanently Closed | 1998-12-22 | 1978-01-01 | 2000-01-06 | Petroleum | Unleaded gasoline | Unleaded gasoline |  | Steel | Steel |  | Painted or None | Steel |  | 1901-01-01 | [15 empty] | UST Currently In Use: 2; UST Temp Close: 0; AST Currently In Use: 0; AST Temp Closed: 0 | 2 | 0 | 3 | 22796-125-009906 | ALBERTA QUICK MART, INC.
19921 | Permanently Closed | 1998-12-22 | 1978-01-01 | 2000-01-06 | Petroleum | Unleaded gasoline | Unleaded gasoline |  | Steel | Steel |  | Painted or None | Steel |  | 1901-01-01 | [15 empty] | UST Currently In Use: 2; UST Temp Close: 0; AST Currently In Use: 0; AST Temp Closed: 0 | 2 | 0 | 3 | 22796-125-009906 | ALBERTA QUICK MART, INC.
19922 | Retired | 1988-01-01 | 1980-01-01 |  | Petroleum | Unleaded gasoline | Unleaded gasoline |  | Steel | Steel |  | Painted or None | Steel |  | 1901-01-01 | [15 empty] | UST Currently In Use: 0; UST Temp Close: 0; AST Currently In Use: 0; AST Temp Closed: 0 | 0 | 0 | 0 | 13076-125-009907 | LEACH PETROLEUM CO INC
19923 | Retired | 1988-01-01 | 1980-01-01 |  | Petroleum | Unleaded gasoline | Unleaded gasoline |  | Steel | Steel |  | Painted or None | Steel |  | 1901-01-01 | [15 empty] | UST Currently In Use: 0; UST Temp Close: 0; AST Currently In Use: 0; AST Temp Closed: 0 | 0 | 0 | 0 | 13076-125-009907 | LEACH PETROLEUM CO INC
19924 | Cannot Locate or abandoned |  | 1975-01-01 |  | Petroleum | Unleaded gasoline | Unleaded gasoline |  | Steel | Steel |  | Painted or None | Steel |  | 1901-01-01 | [15 empty] | UST Currently In Use: 0; UST Temp Close: 0; AST Currently In Use: 0; AST Temp Closed: 0 | 0 | 0 | 0 | 13076-125-009908 | LEACH PETROLEUM CO INC
19925 | Cannot Locate or abandoned |  | 1975-01-01 |  | Petroleum | Unleaded gasoline | Unleaded gasoline |  | Steel | Steel |  | Painted or None | Steel |  | 1901-01-01 | [15 empty] | UST Currently In Use: 0; UST Temp Close: 0; AST Currently In Use: 0; AST Temp Closed: 0 | 0 | 0 | 0 | 13076-125-009908 | LEACH PETROLEUM CO INC
19926 | Cannot Locate or abandoned | 1993-12-31 | 1973-01-01 |  | Petroleum | Unleaded gasoline | Unleaded gasoline |  | Steel | Steel |  | Painted or None | Steel |  | 1901-01-01 | [15 empty] | UST Currently In Use: 0; UST Temp Close: 0; AST Currently In Use: 0; AST Temp Closed: 0 | 0 | 0 | 0 | 13076-125-009909 | LEACH PETROLEUM CO INC
19927 | Cannot Locate or abandoned | 1993-12-31 | 1973-01-01 |  | Petroleum | Unleaded gasoline | Unleaded gasoline |  | Steel | Steel |  | Painted or None | Steel |  | 1901-01-01 | [15 empty] | UST Currently In Use: 0; UST Temp Close: 0; AST Currently In Use: 0; AST Temp Closed: 0 | 0 | 0 | 0 | 13076-125-009909 | LEACH PETROLEUM CO INC
19928 | Temporary Closed | 1998-12-18 | 1978-01-01 |  | Petroleum | Unleaded gasoline | Unleaded gasoline |  | Steel | Steel |  | Painted or None | Steel |  | 1901-01-01 | [15 empty] | UST Currently In Use: 0; UST Temp Close: 3; AST Currently In Use: 0; AST Temp Closed: 0 | 0 | 3 | 0 | 13076-125-009910 | LEACH PETROLEUM CO INC
19929 | Temporary Closed | 1998-02-18 | 1978-01-01 |  | Petroleum | Unleaded gasoline | Unleaded gasoline |  | Steel | Steel |  | Painted or None | Steel |  | 1901-01-01 | [15 empty] | UST Currently In Use: 0; UST Temp Close: 3; AST Currently In Use: 0; AST Temp Closed: 0 | 0 | 3 | 0 | 13076-125-009910 | LEACH PETROLEUM CO INC
19930 | Temporary Closed | 1998-12-18 | 1981-01-01 |  | Petroleum | On road diesel | On road diesel |  | Steel | Steel |  | Painted or None | Steel |  | 1901-01-01 | [15 empty] | UST Currently In Use: 0; UST Temp Close: 3; AST Currently In Use: 0; AST Temp Closed: 0 | 0 | 3 | 0 | 13076-125-009910 | LEACH PETROLEUM CO INC
19931 | Permanently Closed | 1998-12-21 | 1973-01-01 | 2000-03-23 | Petroleum | Unleaded gasoline | Unleaded gasoline |  | Steel | Steel |  | Painted or None | Steel |  | 1901-01-01 | [6 empty] | Manual Tank Gauging (only tanks 1000 gal. or less and 48” or 64” in diameter) | [5 empty] | Annual line testing | Annual line testing |  | UST Currently In Use: 0; UST Temp Close: 0; AST Currently In Use: 0; AST Temp Closed: 0 | 0 | 0 | 1 | 20025-125-011175 | MCGUIRE & ASSOCIATES
19932 | Cannot Locate or abandoned |  | 1973-01-01 |  | Petroleum | Unleaded gasoline | Unleaded gasoline |  | Steel | Steel |  | Painted or None | Steel |  | 1901-01-01 | [15 empty] | UST Currently In Use: 0; UST Temp Close: 0; AST Currently In Use: 0; AST Temp Closed: 0 | 0 | 0 | 0 | 13076-125-011178 | LEACH PETROLEUM CO INC
19933 | Cannot Locate or abandoned |  | 1973-01-01 |  | Petroleum | Unleaded gasoline | Unleaded gasoline |  | Steel | Steel |  | Painted or None | Steel |  | 1901-01-01 | [15 empty] | UST Currently In Use: 0; UST Temp Close: 0; AST Currently In Use: 0; AST Temp Closed: 0 | 0 | 0 | 0 | 13076-125-011178 | LEACH PETROLEUM CO INC
19934 | Permanently Closed | 1996-02-09 | 1981-01-01 | 1999-02-09 | Petroleum | Unleaded gasoline | Unleaded gasoline |  | Steel | Steel |  | Painted or None | Steel |  | 1901-01-01 | [15 empty] | UST Currently In Use: 0; UST Temp Close: 0; AST Currently In Use: 0; AST Temp Closed: 0 | 0 | 0 | 2 | 13076-125-011179 | LEACH PETROLEUM CO INC
19935 | Permanently Closed | 1996-02-09 | 1981-01-01 | 1999-02-09 | Petroleum | Unleaded gasoline | Unleaded gasoline |  | Steel | Steel |  | Painted or None | Steel |  | 1901-01-01 | [15 empty] | UST Currently In Use: 0; UST Temp Close: 0; AST Currently In Use: 0; AST Temp Closed: 0 | 0 | 0 | 2 | 13076-125-011179 | LEACH PETROLEUM CO INC
19936 | Permanently Closed | 1901-01-01 | 1975-01-01 | 1988-01-01 | Petroleum | On road diesel | On road diesel |  | Steel | Steel |  | Painted or None | Steel |  | 1901-01-01 | [15 empty] | UST Currently In Use: 0; UST Temp Close: 0; AST Currently In Use: 0; AST Temp Closed: 0 | 0 | 0 | 3 | 13076-125-011180 | LEACH PETROLEUM CO INC
19937 | Permanently Closed | 1901-01-01 | 1975-01-01 | 1988-01-01 | Petroleum | On road diesel | On road diesel |  | Steel | Steel |  | Painted or None | Steel |  | 1901-01-01 | [15 empty] | UST Currently In Use: 0; UST Temp Close: 0; AST Currently In Use: 0; AST Temp Closed: 0 | 0 | 0 | 3 | 13076-125-011180 | LEACH PETROLEUM CO INC
19938 | Permanently Closed | 1901-01-01 | 1975-01-01 | 1988-01-01 | Petroleum | Unleaded gasoline | Unleaded gasoline |  | Steel | Steel |  | Painted or None | Steel |  | 1901-01-01 | [15 empty] | UST Currently In Use: 0; UST Temp Close: 0; AST Currently In Use: 0; AST Temp Closed: 0 | 0 | 0 | 3 | 13076-125-011180 | LEACH PETROLEUM CO INC
19939 | Permanently Closed | 1997-09-10 | 1978-02-10 | 1997-09-10 | Petroleum | Unleaded gasoline | Unleaded gasoline | Retail | Steel | Steel |  | Painted or None | Steel |  | 1901-01-01 | [15 empty] | UST Currently In Use: 0; UST Temp Close: 1; AST Currently In Use: 0; AST Temp Closed: 0 | 0 | 1 | 2 | 25206-125-011181 | DANNY MITCHUM
19940 | Permanently Closed | 1997-09-10 | 1978-02-10 | 1997-09-10 | Petroleum | Unleaded gasoline | Unleaded gasoline | Retail | Steel | Steel |  | Painted or None | Steel |  | 1901-01-01 | [15 empty] | UST Currently In Use: 0; UST Temp Close: 1; AST Currently In Use: 0; AST Temp Closed: 0 | 0 | 1 | 2 | 25206-125-011181 | DANNY MITCHUM
19941 | Permanently Closed | 1996-01-01 | 1973-01-01 | 1996-05-01 | Petroleum | Unleaded gasoline | Unleaded gasoline |  | Steel | Steel |  | Painted or None | Steel |  | 1901-01-01 | [15 empty] | UST Currently In Use: 0; UST Temp Close: 0; AST Currently In Use: 0; AST Temp Closed: 0 | 0 | 0 | 2 | 13076-125-011182 | LEACH PETROLEUM CO INC
19942 | Permanently Closed | 1996-01-01 | 1973-01-01 | 1996-05-01 | Petroleum | Unleaded gasoline | Unleaded gasoline |  | Steel | Steel |  | Painted or None | Steel |  | 1901-01-01 | [15 empty] | UST Currently In Use: 0; UST Temp Close: 0; AST Currently In Use: 0; AST Temp Closed: 0 | 0 | 0 | 2 | 13076-125-011182 | LEACH PETROLEUM CO INC
19943 | Permanently Closed | 1997-01-01 | 1975-01-01 | 1999-02-09 | Petroleum | Unleaded gasoline | Unleaded gasoline |  | Steel | Steel |  | Painted or None | Steel |  | 1901-01-01 | [15 empty] | UST Currently In Use: 0; UST Temp Close: 0; AST Currently In Use: 0; AST Temp Closed: 0 | 0 | 0 | 1 | 13076-125-011183 | LEACH PETROLEUM CO INC
19944 | Permanently Closed | 1990-02-01 | 1979-01-01 | 1990-02-06 | Petroleum | Unleaded gasoline | Unleaded gasoline |  | Steel | Steel |  | Painted or None | Steel |  | 1901-01-01 | [15 empty] | UST Currently In Use: 0; UST Temp Close: 0; AST Currently In Use: 0; AST Temp Closed: 0 | 0 | 0 | 5 | 13076-125-011184 | LEACH PETROLEUM CO INC
19945 | Permanently Closed | 1990-02-01 | 1979-01-01 | 1990-02-06 | Petroleum | Unleaded gasoline | Unleaded gasoline |  | Steel | Steel |  | Painted or None | Steel |  | 1901-01-01 | [15 empty] | UST Currently In Use: 0; UST Temp Close: 0; AST Currently In Use: 0; AST Temp Closed: 0 | 0 | 0 | 5 | 13076-125-011184 | LEACH PETROLEUM CO INC
19946 | Permanently Closed | 1990-02-01 | 1979-01-01 | 1990-02-06 | Petroleum | Unleaded gasoline | Unleaded gasoline |  | Steel | Steel |  | Painted or None | Steel |  | 1901-01-01 | [15 empty] | UST Currently In Use: 0; UST Temp Close: 0; AST Currently In Use: 0; AST Temp Closed: 0 | 0 | 0 | 5 | 13076-125-011184 | LEACH PETROLEUM CO INC
19947 | Permanently Closed | 1990-02-01 | 1975-01-01 | 1990-02-09 | Petroleum | On road diesel | On road diesel |  | Steel | Steel |  | Painted or None | Steel |  | 1901-01-01 | [15 empty] | UST Currently In Use: 0; UST Temp Close: 0; AST Currently In Use: 0; AST Temp Closed: 0 | 0 | 0 | 5 | 13076-125-011184 | LEACH PETROLEUM CO INC
19948 | Permanently Closed | 1990-02-01 | 1975-01-01 | 1990-02-09 | Petroleum | Used oil | Used oil |  | Steel | Steel |  | Painted or None | Steel |  | 1901-01-01 | [15 empty] | UST Currently In Use: 0; UST Temp Close: 0; AST Currently In Use: 0; AST Temp Closed: 0 | 0 | 0 | 5 | 13076-125-011184 | LEACH PETROLEUM CO INC
19949 | Permanently Closed | 1992-12-01 | 1980-01-05 | 1994-03-29 | Petroleum | Unleaded gasoline | Unleaded gasoline |  | Steel | Steel |  | Painted or None | Steel |  | 1901-01-01 | [12 empty] | Annual line testing | Annual line testing |  | UST Currently In Use: 0; UST Temp Close: 0; AST Currently In Use: 0; AST Temp Closed: 0 | 0 | 0 | 3 | 19116-125-011186 | MEADOWBROOK CENTER
19950 | Permanently Closed | 1992-12-01 | 1980-01-05 | 1994-03-29 | Petroleum | Unleaded gasoline | Unleaded gasoline |  | Steel | Steel |  | Painted or None | Steel |  | 1901-01-01 | [12 empty] | Annual line testing | Annual line testing |  | UST Currently In Use: 0; UST Temp Close: 0; AST Currently In Use: 0; AST Temp Closed: 0 | 0 | 0 | 3 | 19116-125-011186 | MEADOWBROOK CENTER
19951 | Permanently Closed | 1992-12-01 | 1980-01-05 | 1994-03-29 | Petroleum | Unleaded gasoline | Unleaded gasoline |  | Steel | Steel |  | Painted or None | Steel |  | 1901-01-01 | [12 empty] | Annual line testing | Annual line testing |  | UST Currently In Use: 0; UST Temp Close: 0; AST Currently In Use: 0; AST Temp Closed: 0 | 0 | 0 | 3 | 19116-125-011186 | MEADOWBROOK CENTER
19952 | Cannot Locate or abandoned | 1999-02-26 | 1978-01-01 |  | Petroleum | Unleaded gasoline | Unleaded gasoline | Retail | Steel | Steel |  | Painted or None | Steel |  | 1901-01-01 | [15 empty] | UST Currently In Use: 0; UST Temp Close: 0; AST Currently In Use: 0; AST Temp Closed: 0 | 0 | 0 | 0 | 13076-125-011187 | LEACH PETROLEUM CO INC
19953 | Cannot Locate or abandoned | 1999-02-26 | 1978-01-01 |  | Petroleum | On road diesel | On road diesel | Retail | Steel | Steel |  | Painted or None | Steel |  | 1901-01-01 | [15 empty] | UST Currently In Use: 0; UST Temp Close: 0; AST Currently In Use: 0; AST Temp Closed: 0 | 0 | 0 | 0 | 13076-125-011187 | LEACH PETROLEUM CO INC
19954 | Permanently Closed | 1996-02-09 | 1975-01-01 | 1999-02-09 | Petroleum | Unleaded gasoline | Unleaded gasoline |  | Steel | Steel |  | Painted or None | Steel |  | 1901-01-01 | [15 empty] | UST Currently In Use: 0; UST Temp Close: 0; AST Currently In Use: 0; AST Temp Closed: 0 | 0 | 0 | 1 | 13076-125-011188 | LEACH PETROLEUM CO INC
19955 | Permanently Closed | 1996-02-09 | 1975-01-01 | 1999-02-09 | Petroleum | Unleaded gasoline | Unleaded gasoline |  | Steel | Steel |  | Painted or None | Steel |  | 1901-01-01 | [15 empty] | UST Currently In Use: 0; UST Temp Close: 0; AST Currently In Use: 0; AST Temp Closed: 0 | 0 | 0 | 1 | 13076-125-011190 | LEACH PETROLEUM CO INC
19956 | Retired | 1988-12-01 | 1975-01-01 |  | Petroleum | On road diesel | On road diesel |  | Steel | Steel |  | Painted or None | Steel |  | 1901-01-01 | [15 empty] | UST Currently In Use: 0; UST Temp Close: 0; AST Currently In Use: 0; AST Temp Closed: 0 | 0 | 0 | 0 | 13076-125-011191 | LEACH PETROLEUM CO INC
19957 | Permanently Closed | 1991-07-08 | 1975-01-01 | 1991-07-08 | Petroleum | Unleaded gasoline | Unleaded gasoline |  | Steel | Steel |  | Painted or None | Steel |  | 1901-01-01 | [15 empty] | UST Currently In Use: 1; UST Temp Close: 1; AST Currently In Use: 0; AST Temp Closed: 0 | 1 | 1 | 3 | 25192-125-011192 | KAMAL ALREYASHI
19958 | Permanently Closed | 1991-07-08 | 1975-01-01 | 1991-07-08 | Petroleum | Unleaded gasoline | Unleaded gasoline |  | Steel | Steel |  | Painted or None | Steel |  | 1901-01-01 | [15 empty] | UST Currently In Use: 1; UST Temp Close: 1; AST Currently In Use: 0; AST Temp Closed: 0 | 1 | 1 | 3 | 25192-125-011192 | KAMAL ALREYASHI
19959 | Permanently Closed | 1991-07-08 | 1975-01-01 | 1991-07-08 | Petroleum | Unleaded gasoline | Unleaded gasoline |  | Steel | Steel |  | Painted or None | Steel |  | 1901-01-01 | [15 empty] | UST Currently In Use: 1; UST Temp Close: 1; AST Currently In Use: 0; AST Temp Closed: 0 | 1 | 1 | 3 | 25192-125-011192 | KAMAL ALREYASHI
19960 | Permanently Closed | 1992-01-01 | 1973-01-01 | 1999-02-17 | Petroleum | Unleaded gasoline | Unleaded gasoline |  | Steel | Steel |  | Painted or None | Steel |  | 1901-01-01 | [15 empty] | UST Currently In Use: 0; UST Temp Close: 0; AST Currently In Use: 0; AST Temp Closed: 0 | 0 | 0 | 2 | 13076-125-011193 | LEACH PETROLEUM CO INC
19961 | Permanently Closed | 1992-01-01 | 1973-01-01 | 1999-02-17 | Petroleum | Unleaded gasoline | Unleaded gasoline |  | Steel | Steel |  | Painted or None | Steel |  | 1901-01-01 | [15 empty] | UST Currently In Use: 0; UST Temp Close: 0; AST Currently In Use: 0; AST Temp Closed: 0 | 0 | 0 | 2 | 13076-125-011193 | LEACH PETROLEUM CO INC
19962 | Permanently Closed | 1992-01-01 | 1975-01-01 | 1995-05-02 | Petroleum | Unleaded gasoline | Unleaded gasoline |  | Steel | Steel |  | Painted or None | Steel |  | 1901-01-01 | [15 empty] | UST Currently In Use: 0; UST Temp Close: 0; AST Currently In Use: 0; AST Temp Closed: 0 | 0 | 0 | 1 | 13076-125-011194 | LEACH PETROLEUM CO INC
19963 | Permanently Closed | 1994-01-01 | 1973-01-01 | 1999-02-17 | Petroleum | Unleaded gasoline | Unleaded gasoline | Retail | Steel | Steel |  | Painted or None | Steel |  | 1901-01-01 | [15 empty] | UST Currently In Use: 0; UST Temp Close: 0; AST Currently In Use: 0; AST Temp Closed: 0 | 0 | 0 | 2 | 13076-125-011196 | LEACH PETROLEUM CO INC
19964 | Permanently Closed | 1996-02-08 | 1973-01-01 | 1999-02-17 | Petroleum | Unleaded gasoline | Unleaded gasoline |  | Steel | Steel |  | Painted or None | Steel |  | 1901-01-01 | [15 empty] | UST Currently In Use: 0; UST Temp Close: 0; AST Currently In Use: 0; AST Temp Closed: 0 | 0 | 0 | 2 | 13076-125-011196 | LEACH PETROLEUM CO INC
19967 | Permanently Closed | 1990-06-01 | 1976-01-01 | 1990-07-14 | Petroleum | On road diesel | On road diesel | [7 empty] | 1901-01-01 | [15 empty] | UST Currently In Use: 0; UST Temp Close: 0; AST Currently In Use: 0; AST Temp Closed: 0 | 0 | 0 | 1 | 13077-101-007815 | LEAMINGTON CO
19968 | Retired | 1988-08-08 | 1980-01-01 |  | Petroleum | Unleaded gasoline | Unleaded gasoline |  | Steel | Steel |  | Painted or None | Steel |  | 1901-01-01 | [15 empty] | UST Currently In Use: 0; UST Temp Close: 0; AST Currently In Use: 0; AST Temp Closed: 0 | 0 | 0 | 0 | 13078-101-004437 | LEARY & OWENS EQUIPMENT CO INC
19969 | Retired | 1988-08-08 | 1988-01-01 |  | Petroleum | On road diesel | On road diesel |  | Steel | Steel |  | Painted or None | Steel |  | 1901-01-01 | [15 empty] | UST Currently In Use: 0; UST Temp Close: 0; AST Currently In Use: 0; AST Temp Closed: 0 | 0 | 0 | 0 | 13078-101-004437 | LEARY & OWENS EQUIPMENT CO INC
19973 | Permanently Closed | 1990-10-01 | 1966-01-01 | 1990-10-01 | Petroleum | Unleaded gasoline | Unleaded gasoline |  | Steel | Steel |  | Painted or None | Steel |  | 1901-01-01 | [15 empty] | UST Currently In Use: 0; UST Temp Close: 0; AST Currently In Use: 0; AST Temp Closed: 0 | 0 | 0 | 2 | 13081-087-004230 | LEE A IVORY
19974 | Permanently Closed | 1990-10-01 | 1972-01-01 | 1990-10-01 | Petroleum | Unleaded gasoline | Unleaded gasoline |  | Steel | Steel |  | Painted or None | Steel |  | 1901-01-01 | [15 empty] | UST Currently In Use: 0; UST Temp Close: 0; AST Currently In Use: 0; AST Temp Closed: 0 | 0 | 0 | 2 | 13081-087-004230 | LEE A IVORY
19977 | Permanently Closed | 1998-07-10 | 1985-06-17 | 1998-07-10 | Petroleum | On road diesel | On road diesel |  | Steel | Steel | Coated & cathodic protection (sti-P3) |  | Fiberglass reinforced plastic, Steel |  | 1901-01-01 |  | Catchment Basin, Single walled catchment basin | Automatic shutoff device At 95% full, Flow Rest 90% Full | Flow Rest 90% Full | [8 empty] | Annual line testing | Annual line testing |  | UST Currently In Use: 0; UST Temp Close: 0; AST Currently In Use: 0; AST Temp Closed: 0 | 0 | 0 | 2 | 13083-043-006031 | LEE APPAREL CO
19978 | Permanently Closed | 1998-07-10 | 1985-06-17 | 1998-07-10 | Petroleum | Used oil | Used oil |  | Steel | Steel |  | Painted or None | Steel |  | 1901-01-01 | [12 empty] | Annual line testing | Annual line testing |  | UST Currently In Use: 0; UST Temp Close: 0; AST Currently In Use: 0; AST Temp Closed: 0 | 0 | 0 | 2 | 13083-043-006031 | LEE APPAREL CO
19985 | Permanently Closed | 1996-01-01 | 1974-01-01 | 1996-01-01 | Petroleum | Unleaded gasoline | Unleaded gasoline | Local government | Steel | Steel |  | Painted or None | Steel |  | 1901-01-01 | [12 empty] | Annual line testing | Annual line testing |  | UST Currently In Use: 0; UST Temp Close: 0; AST Currently In Use: 2; AST Temp Closed: 0 | 0 | 0 | 3 | 13088-081-001307 | LEE COUNTY COMMISSION
19986 | Permanently Closed | 1988-12-22 | 1974-01-01 | 1988-12-22 | Petroleum | On road diesel | On road diesel | Local government | Steel | Steel |  | Painted or None | Steel |  | 1901-01-01 | [15 empty] | UST Currently In Use: 0; UST Temp Close: 0; AST Currently In Use: 2; AST Temp Closed: 0 | 0 | 0 | 3 | 13088-081-001307 | LEE COUNTY COMMISSION
19987 | Permanently Closed | 1998-09-10 | 1987-01-01 | 1998-09-10 | Petroleum | On road diesel | On road diesel | Local government | Steel | Steel | Coated & cathodic protection (sti-P3) |  | Steel |  | 1901-01-01 | [15 empty] | UST Currently In Use: 0; UST Temp Close: 0; AST Currently In Use: 2; AST Temp Closed: 0 | 0 | 0 | 3 | 13088-081-001307 | LEE COUNTY COMMISSION
19988 | Permanently Closed | 1998-08-27 | 1964-01-01 | 1998-08-27 | Petroleum | Unleaded gasoline | Unleaded gasoline | Local government | Steel | Steel |  | Painted or None | Steel |  | 1901-01-01 |  | Catchment Basin, Single walled catchment basin | [10 empty] | Annual line testing | Annual line testing |  | UST Currently In Use: 0; UST Temp Close: 0; AST Currently In Use: 2; AST Temp Closed: 0 | 0 | 0 | 2 | 13088-081-001308 | LEE COUNTY COMMISSION
19989 | Permanently Closed | 1998-08-27 | 1964-01-01 | 1998-08-27 | Petroleum | On road diesel | On road diesel | Local government | Steel | Steel |  |  | Steel |  | 1901-01-01 | [12 empty] | Annual line testing | Annual line testing |  | UST Currently In Use: 0; UST Temp Close: 0; AST Currently In Use: 2; AST Temp Closed: 0 | 0 | 0 | 2 | 13088-081-001308 | LEE COUNTY COMMISSION
19990 | Permanently Closed | 1998-09-10 | 1964-01-01 | 1998-09-10 | Petroleum | Unleaded gasoline | Unleaded gasoline | Industrial, Local Government | Steel | Steel |  | Painted or None | Steel |  | 1901-01-01 | [15 empty] | UST Currently In Use: 0; UST Temp Close: 0; AST Currently In Use: 2; AST Temp Closed: 0 | 0 | 0 | 2 | 13088-081-001309 | LEE COUNTY COMMISSION
19991 | Permanently Closed | 1998-09-10 | 1964-01-01 | 1998-09-10 | Petroleum | On road diesel | On road diesel | Industrial, Local Government | Steel | Steel |  | Painted or None | Steel |  | 1901-01-01 | [12 empty] | Annual line testing | Annual line testing |  | UST Currently In Use: 0; UST Temp Close: 0; AST Currently In Use: 2; AST Temp Closed: 0 | 0 | 0 | 2 | 13088-081-001309 | LEE COUNTY COMMISSION
19992 | Permanently Closed | 1998-08-31 | 1964-01-01 | 1998-08-31 | Petroleum | Unleaded gasoline | Unleaded gasoline | Industrial, Local Government | Steel | Steel |  | Painted or None | Steel |  | 1901-01-01 | [12 empty] | Annual line testing | Annual line testing |  | UST Currently In Use: 0; UST Temp Close: 0; AST Currently In Use: 2; AST Temp Closed: 0 | 0 | 0 | 2 | 13088-081-001310 | LEE COUNTY COMMISSION
19993 | Permanently Closed | 1998-08-31 | 1964-01-01 | 1998-08-31 | Petroleum | On road diesel | On road diesel | Industrial, Local Government | Steel | Steel |  | Painted or None | Steel |  | 1901-01-01 | [15 empty] | UST Currently In Use: 0; UST Temp Close: 0; AST Currently In Use: 2; AST Temp Closed: 0 | 0 | 0 | 2 | 13088-081-001310 | LEE COUNTY COMMISSION
19994 | Permanently Closed | 1998-08-12 | 1968-01-01 | 1998-08-12 | Petroleum | Unleaded gasoline | Unleaded gasoline | Local Government, Retail | Steel | Steel |  | Painted or None | Steel |  | 1901-01-01 | [15 empty] | UST Currently In Use: 0; UST Temp Close: 0; AST Currently In Use: 2; AST Temp Closed: 0 | 0 | 0 | 2 | 13088-081-001311 | LEE COUNTY COMMISSION
19995 | Permanently Closed | 1998-08-31 | 1964-01-01 | 1998-08-31 | Petroleum | On road diesel | On road diesel | Local Government, Retail | Steel | Steel |  | Painted or None | Steel |  | 1901-01-01 | [15 empty] | UST Currently In Use: 0; UST Temp Close: 0; AST Currently In Use: 2; AST Temp Closed: 0 | 0 | 0 | 2 | 13088-081-001311 | LEE COUNTY COMMISSION
19999 | Permanently Closed | 1990-09-30 | 1974-01-01 | 1997-04-30 | Petroleum | Unleaded gasoline | Unleaded gasoline |  | Steel | Steel |  | Painted or None | Steel |  | 1901-01-01 | [15 empty] | UST Currently In Use: 0; UST Temp Close: 0; AST Currently In Use: 0; AST Temp Closed: 0 | 0 | 0 | 2 | 13090-073-000932 | LEE RODGERS TIRE & BATTERY CO
20000 | Permanently Closed | 1990-09-30 | 1974-01-01 | 1997-04-30 | Petroleum | Unleaded gasoline | Unleaded gasoline |  | Steel | Steel |  | Painted or None | Steel |  | 1901-01-01 | [15 empty] | UST Currently In Use: 0; UST Temp Close: 0; AST Currently In Use: 0; AST Temp Closed: 0 | 0 | 0 | 2 | 13090-073-000932 | LEE RODGERS TIRE & BATTERY CO
20001 | Permanently Closed | 1990-09-05 | 1978-01-01 | 1990-09-05 | Petroleum | Unleaded gasoline | Unleaded gasoline |  | Steel | Steel |  | Painted or None |  |  | 1901-01-01 | [15 empty] | UST Currently In Use: 0; UST Temp Close: 0; AST Currently In Use: 0; AST Temp Closed: 0 | 0 | 0 | 6 | 13091-003-005502 | RICHARD LEE
20002 | Permanently Closed | 1990-09-05 | 1968-01-01 | 1990-09-05 | Petroleum | Unleaded gasoline | Unleaded gasoline |  | Steel | Steel |  | Painted or None |  |  | 1901-01-01 | [15 empty] | UST Currently In Use: 0; UST Temp Close: 0; AST Currently In Use: 0; AST Temp Closed: 0 | 0 | 0 | 6 | 13091-003-005502 | RICHARD LEE
20003 | Permanently Closed | 1990-09-05 | 1973-01-01 | 1990-09-05 | Petroleum | Unleaded gasoline | Unleaded gasoline |  | Steel | Steel |  | Painted or None |  |  | 1901-01-01 | [15 empty] | UST Currently In Use: 0; UST Temp Close: 0; AST Currently In Use: 0; AST Temp Closed: 0 | 0 | 0 | 6 | 13091-003-005502 | RICHARD LEE
20004 | Permanently Closed | 1990-09-05 | 1973-01-01 | 1990-09-05 | Petroleum | Unleaded gasoline | Unleaded gasoline |  | Steel | Steel |  | Painted or None |  |  | 1901-01-01 | [15 empty] | UST Currently In Use: 0; UST Temp Close: 0; AST Currently In Use: 0; AST Temp Closed: 0 | 0 | 0 | 6 | 13091-003-005502 | RICHARD LEE
20005 | Permanently Closed | 1990-09-05 | 1963-01-01 | 1990-09-05 | Petroleum | Unleaded gasoline | Unleaded gasoline |  | Steel | Steel |  | Painted or None |  |  | 1901-01-01 | [15 empty] | UST Currently In Use: 0; UST Temp Close: 0; AST Currently In Use: 0; AST Temp Closed: 0 | 0 | 0 | 6 | 13091-003-005502 | RICHARD LEE
20006 | Permanently Closed | 1990-09-05 | 1963-01-01 | 1990-09-05 | Petroleum | Unleaded gasoline | Unleaded gasoline |  | Steel | Steel |  | Painted or None |  |  | 1901-01-01 | [15 empty] | UST Currently In Use: 0; UST Temp Close: 0; AST Currently In Use: 0; AST Temp Closed: 0 | 0 | 0 | 6 | 13091-003-005502 | RICHARD LEE
20007 | Permanently Closed | 1901-01-01 | 1901-01-01 | 1990-12-04 | Petroleum | Unleaded gasoline | Unleaded gasoline |  | Steel | Steel |  | Painted or None | Steel |  | 1901-01-01 | [15 empty] | UST Currently In Use: 0; UST Temp Close: 0; AST Currently In Use: 0; AST Temp Closed: 0 | 0 | 0 | 1 | 13092-017-012920 | LEE-CHAMBERS UTILITIES DISTRICT
20008 | Permanently Closed | 1991-11-24 | 1971-01-01 | 1991-11-24 | Petroleum | Unleaded gasoline | Unleaded gasoline |  | Steel | Steel |  | Painted or None | Steel |  | 1901-01-01 | [15 empty] | UST Currently In Use: 0; UST Temp Close: 0; AST Currently In Use: 0; AST Temp Closed: 0 | 0 | 0 | 3 | 13093-125-000624 | LEIGH BUICK INC
20009 | Permanently Closed | 1991-11-24 | 1971-01-01 | 1991-11-24 | Petroleum | Used oil | Used oil |  | Steel | Steel |  | Painted or None | Steel |  | 1901-01-01 | [15 empty] | UST Currently In Use: 0; UST Temp Close: 0; AST Currently In Use: 0; AST Temp Closed: 0 | 0 | 0 | 3 | 13093-125-000624 | LEIGH BUICK INC
20010 | Permanently Closed | 1991-11-24 | 1971-01-01 | 1991-11-24 | Petroleum | Other, NEW OIL | Other |  | Steel | Steel |  | Painted or None | Steel |  | 1901-01-01 | [15 empty] | UST Currently In Use: 0; UST Temp Close: 0; AST Currently In Use: 0; AST Temp Closed: 0 | 0 | 0 | 3 | 13093-125-000624 | LEIGH BUICK INC
20011 | Permanently Closed | 1987-07-01 | 1963-01-01 | 1987-10-01 | Petroleum | On road diesel | On road diesel |  | Steel | Steel |  | Painted or None | Steel |  | 1901-01-01 | [15 empty] | UST Currently In Use: 0; UST Temp Close: 0; AST Currently In Use: 0; AST Temp Closed: 0 | 0 | 0 | 4 | 13094-049-011387 | CAGLES FARMS
20012 | Permanently Closed | 1987-07-01 | 1963-01-01 | 1987-10-01 | Petroleum | On road diesel | On road diesel |  | Steel | Steel |  | Painted or None | Steel |  | 1901-01-01 | [15 empty] | UST Currently In Use: 0; UST Temp Close: 0; AST Currently In Use: 0; AST Temp Closed: 0 | 0 | 0 | 4 | 13094-049-011387 | CAGLES FARMS
20013 | Permanently Closed | 1987-07-01 | 1963-01-01 | 1987-10-01 | Petroleum | On road diesel | On road diesel |  | Steel | Steel |  | Painted or None | Steel |  | 1901-01-01 | [15 empty] | UST Currently In Use: 0; UST Temp Close: 0; AST Currently In Use: 0; AST Temp Closed: 0 | 0 | 0 | 4 | 13094-049-011387 | CAGLES FARMS
20014 | Permanently Closed | 1998-12-15 | 1987-08-01 | 1998-12-15 | Petroleum | On road diesel | On road diesel |  | Steel | Steel | Coated & cathodic protection (sti-P3) |  | Steel |  | 1901-01-01 | [6 empty] | Statistical Inventory Reconciliation (SIR) | [5 empty] | Statistical inventory reconciliation (SIR) | Statistical inventory reconciliation (SIR) |  | UST Currently In Use: 0; UST Temp Close: 0; AST Currently In Use: 0; AST Temp Closed: 0 | 0 | 0 | 4 | 13094-049-011387 | CAGLES FARMS
20015 | Permanently Closed | 1983-01-01 | 1952-01-01 | 1990-11-30 | Petroleum | Used oil | Used oil |  | Steel | Steel |  |  | Steel |  | 1901-01-01 | [15 empty] | UST Currently In Use: 0; UST Temp Close: 0; AST Currently In Use: 0; AST Temp Closed: 0 | 0 | 0 | 4 | 13095-099-000016 | LEMOCO INC
20016 | Permanently Closed | 1980-01-01 | 1952-01-01 | 1990-11-30 | Petroleum | Unleaded gasoline | Unleaded gasoline |  | Steel | Steel |  |  | Steel |  | 1901-01-01 | [15 empty] | UST Currently In Use: 0; UST Temp Close: 0; AST Currently In Use: 0; AST Temp Closed: 0 | 0 | 0 | 4 | 13095-099-000016 | LEMOCO INC
20017 | Permanently Closed | 1990-11-30 | 1972-01-01 | 1990-11-30 | Petroleum | Used oil | Used oil |  | Steel | Steel |  |  | Steel |  | 1901-01-01 | [15 empty] | UST Currently In Use: 0; UST Temp Close: 0; AST Currently In Use: 0; AST Temp Closed: 0 | 0 | 0 | 4 | 13095-099-000016 | LEMOCO INC
20018 | Permanently Closed | 1980-01-01 | 1952-01-01 | 1990-11-30 | Petroleum | Unleaded gasoline | Unleaded gasoline |  | Steel | Steel |  |  | Steel |  | 1901-01-01 | [15 empty] | UST Currently In Use: 0; UST Temp Close: 0; AST Currently In Use: 0; AST Temp Closed: 0 | 0 | 0 | 4 | 13095-099-000016 | LEMOCO INC
20019 | Permanently Closed | 1992-03-30 | 1979-01-01 | 1992-03-30 | Petroleum | On road diesel | On road diesel |  | Steel | Steel |  | Painted or None | Steel |  | 1901-01-01 | [15 empty] | UST Currently In Use: 0; UST Temp Close: 0; AST Currently In Use: 0; AST Temp Closed: 0 | 0 | 0 | 2 | 13096-065-002754 | LENSON MONTZ
20020 | Permanently Closed | 1992-03-30 | 1979-01-01 | 1992-03-30 | Petroleum | Unleaded gasoline | Unleaded gasoline |  | Steel | Steel |  | Painted or None | Steel |  | 1901-01-01 | [15 empty] | UST Currently In Use: 0; UST Temp Close: 0; AST Currently In Use: 0; AST Temp Closed: 0 | 0 | 0 | 2 | 13096-065-002754 | LENSON MONTZ
20021 | Permanently Closed | 1901-01-01 | 1954-01-01 | 1988-12-05 | Petroleum | Unleaded gasoline | Unleaded gasoline |  | Steel | Steel |  | Painted or None | Steel |  | 1901-01-01 | [15 empty] | UST Currently In Use: 0; UST Temp Close: 0; AST Currently In Use: 0; AST Temp Closed: 0 | 0 | 0 | 4 | 13097-003-003630 | LENZ SHELL SERVICE
20022 | Permanently Closed | 1901-01-01 | 1954-01-01 | 1988-12-05 | Petroleum | Unleaded gasoline | Unleaded gasoline |  | Steel | Steel |  | Painted or None | Steel |  | 1901-01-01 | [15 empty] | UST Currently In Use: 0; UST Temp Close: 0; AST Currently In Use: 0; AST Temp Closed: 0 | 0 | 0 | 4 | 13097-003-003630 | LENZ SHELL SERVICE
20023 | Permanently Closed | 1960-01-01 | 1958-01-01 | 1988-12-05 | Petroleum | Unleaded gasoline | Unleaded gasoline |  | Steel | Steel |  | Painted or None | Steel |  | 1901-01-01 | [15 empty] | UST Currently In Use: 0; UST Temp Close: 0; AST Currently In Use: 0; AST Temp Closed: 0 | 0 | 0 | 4 | 13097-003-003630 | LENZ SHELL SERVICE
20024 | Permanently Closed | 1960-01-01 | 1958-01-01 | 1988-12-05 | Petroleum | Unleaded gasoline | Unleaded gasoline |  | Steel | Steel |  | Painted or None | Steel |  | 1901-01-01 | [15 empty] | UST Currently In Use: 0; UST Temp Close: 0; AST Currently In Use: 0; AST Temp Closed: 0 | 0 | 0 | 4 | 13097-003-003630 | LENZ SHELL SERVICE
20025 | Temporary Closed | 1990-05-01 | 1983-01-01 |  | Petroleum | Unleaded gasoline | Unleaded gasoline | Retail | Steel | Steel | Coated & cathodic protection (sti-P3), Field installed cathodic protection |  | Fiberglass reinforced plastic |  |  |  | Catchment Basin, Single walled catchment basin | Automatic shutoff device At 95% full, Flow Rest 90% Full | Flow Rest 90% Full |  |  | Continuous Automatic Tank Gauge | [8 empty] | UST Currently In Use: 5; UST Temp Close: 1; AST Currently In Use: 0; AST Temp Closed: 0 | 5 | 1 | 0 | 25708-115-010510 | RONALD CRAIG GOODGAME
20026 | Currently in Use |  | 1986-01-01 |  | Petroleum | Unleaded gasoline | Unleaded gasoline | Retail | Steel | Steel | Coated & cathodic protection (sti-P3), Field installed cathodic protection |  | Fiberglass reinforced plastic |  |  |  | Catchment Basin, Single walled catchment basin | Flow Rest 90% Full | Flow Rest 90% Full |  |  | Continuous Automatic Tank Gauge |  | Automatic flow restrictor (MLLD), Containment Sump | Containment Sump |  |  | Annual line testing | Annual line testing |  | UST Currently In Use: 5; UST Temp Close: 1; AST Currently In Use: 0; AST Temp Closed: 0 | 5 | 1 | 0 | 25708-115-010510 | RONALD CRAIG GOODGAME
20027 | Currently in Use |  | 1986-01-01 |  | Petroleum | Premium gasoline | Premium gasoline | Retail | Steel | Steel | Coated & cathodic protection (sti-P3), Field installed cathodic protection |  | Fiberglass reinforced plastic |  |  |  | Catchment Basin, Single walled catchment basin | Flow Rest 90% Full | Flow Rest 90% Full |  |  | Continuous Automatic Tank Gauge |  | Automatic flow restrictor (MLLD), Containment Sump | Containment Sump |  |  | Annual line testing | Annual line testing |  | UST Currently In Use: 5; UST Temp Close: 1; AST Currently In Use: 0; AST Temp Closed: 0 | 5 | 1 | 0 | 25708-115-010510 | RONALD CRAIG GOODGAME
20028 | Currently in Use |  | 1986-01-01 |  | Petroleum | Mid-grade gasoline | Mid-grade gasoline | Retail | Steel | Steel | Coated & cathodic protection (sti-P3), Field installed cathodic protection |  | Fiberglass reinforced plastic |  |  |  | Catchment Basin, Single walled catchment basin | Flow Rest 90% Full | Flow Rest 90% Full |  |  | Continuous Automatic Tank Gauge |  | Automatic flow restrictor (MLLD), Containment Sump | Containment Sump |  |  | Annual line testing | Annual line testing |  | UST Currently In Use: 5; UST Temp Close: 1; AST Currently In Use: 0; AST Temp Closed: 0 | 5 | 1 | 0 | 25708-115-010510 | RONALD CRAIG GOODGAME
20029 | Currently in Use |  | 1983-01-01 |  | Petroleum | On road diesel | On road diesel | Retail | Steel | Steel | Coated & cathodic protection (sti-P3), Field installed cathodic protection |  | Fiberglass reinforced plastic |  |  |  | Catchment Basin, Single walled catchment basin | Flow Rest 90% Full | Flow Rest 90% Full |  |  | Continuous Automatic Tank Gauge |  | Automatic flow restrictor (MLLD), Containment Sump | Containment Sump |  |  | Annual line testing | Annual line testing |  | UST Currently In Use: 5; UST Temp Close: 1; AST Currently In Use: 0; AST Temp Closed: 0 | 5 | 1 | 0 | 25708-115-010510 | RONALD CRAIG GOODGAME
20032 | Permanently Closed | 1990-05-02 | 1964-01-01 | 1990-05-02 | Petroleum | Unleaded gasoline | Unleaded gasoline |  | Steel | Steel |  | Painted or None | Steel |  | 1901-01-01 | [15 empty] | UST Currently In Use: 0; UST Temp Close: 0; AST Currently In Use: 0; AST Temp Closed: 0 | 0 | 0 | 3 | 13100-055-002711 | LEON E ALFORD
20033 | Permanently Closed | 1990-05-02 | 1964-01-01 | 1990-05-02 | Petroleum | Unleaded gasoline | Unleaded gasoline |  | Steel | Steel |  | Painted or None | Steel |  | 1901-01-01 | [15 empty] | UST Currently In Use: 0; UST Temp Close: 0; AST Currently In Use: 0; AST Temp Closed: 0 | 0 | 0 | 3 | 13100-055-002711 | LEON E ALFORD
20034 | Permanently Closed | 1990-05-02 | 1964-01-01 | 1990-05-02 | Petroleum | Unleaded gasoline | Unleaded gasoline |  | Steel | Steel |  | Painted or None | Steel |  | 1901-01-01 | [15 empty] | UST Currently In Use: 0; UST Temp Close: 0; AST Currently In Use: 0; AST Temp Closed: 0 | 0 | 0 | 3 | 13100-055-002711 | LEON E ALFORD
20035 | Permanently Closed | 1991-02-04 | 1977-01-01 | 1991-02-04 | Petroleum | Other, N/A | Other |  | Steel | Steel |  | Painted or None | Steel |  | 1901-01-01 | [15 empty] | UST Currently In Use: 0; UST Temp Close: 0; AST Currently In Use: 0; AST Temp Closed: 0 | 0 | 0 | 3 | 13102-031-005935 | LEON H STUMP
20036 | Permanently Closed | 1991-02-04 | 1977-01-01 | 1991-02-04 | Petroleum | Other, N/A | Other |  | Steel | Steel |  | Painted or None | Steel |  | 1901-01-01 | [15 empty] | UST Currently In Use: 0; UST Temp Close: 0; AST Currently In Use: 0; AST Temp Closed: 0 | 0 | 0 | 3 | 13102-031-005935 | LEON H STUMP
20037 | Permanently Closed | 1991-02-04 | 1977-01-01 | 1991-02-04 | Petroleum | Other, N/A | Other |  | Steel | Steel |  | Painted or None | Steel |  | 1901-01-01 | [15 empty] | UST Currently In Use: 0; UST Temp Close: 0; AST Currently In Use: 0; AST Temp Closed: 0 | 0 | 0 | 3 | 13102-031-005935 | LEON H STUMP
20038 | Cannot Locate or abandoned | 2000-02-22 | 1968-01-01 |  | Petroleum | Unleaded gasoline | Unleaded gasoline | [5 empty] | Steel |  | 1901-01-01 | [15 empty] | UST Currently In Use: 0; UST Temp Close: 0; AST Currently In Use: 0; AST Temp Closed: 0 | 0 | 0 | 0 | 13104-001-005928 | LEON HUNTER
20039 | Cannot Locate or abandoned | 2000-02-22 | 1968-01-01 |  | Petroleum | On road diesel | On road diesel | [5 empty] | Steel |  | 1901-01-01 | [15 empty] | UST Currently In Use: 0; UST Temp Close: 0; AST Currently In Use: 0; AST Temp Closed: 0 | 0 | 0 | 0 | 13104-001-005928 | LEON HUNTER
20040 | Cannot Locate or abandoned | 2000-02-22 | 1968-01-01 |  | Petroleum | Unleaded gasoline | Unleaded gasoline | [5 empty] | Steel |  | 1901-01-01 | [15 empty] | UST Currently In Use: 0; UST Temp Close: 0; AST Currently In Use: 0; AST Temp Closed: 0 | 0 | 0 | 0 | 13104-001-005928 | LEON HUNTER
20041 | Permanently Closed | 1989-12-07 | 1978-01-01 | 1989-12-07 | Petroleum | Unleaded gasoline | Unleaded gasoline |  | Steel | Steel |  | Painted or None | Steel |  | 1901-01-01 | [15 empty] | UST Currently In Use: 0; UST Temp Close: 0; AST Currently In Use: 0; AST Temp Closed: 0 | 0 | 0 | 2 | 13105-125-003152 | LEON MITCHUM
20042 | Permanently Closed | 1981-07-01 | 1960-01-01 | 1988-12-01 | Petroleum | On road diesel | On road diesel |  | Steel | Steel |  | Painted or None | Steel |  | 1901-01-01 | [15 empty] | UST Currently In Use: 0; UST Temp Close: 0; AST Currently In Use: 0; AST Temp Closed: 0 | 0 | 0 | 2 | 13105-125-003152 | LEON MITCHUM
20043 | Permanently Closed | 1901-01-01 | 1971-01-01 | 1989-01-01 | Petroleum | Unleaded gasoline | Unleaded gasoline |  | Steel | Steel |  |  |  |  | 1901-01-01 | [15 empty] | UST Currently In Use: 0; UST Temp Close: 0; AST Currently In Use: 0; AST Temp Closed: 0 | 0 | 0 | 3 | 13106-089-010481 | LEON MOORE SR
20044 | Permanently Closed | 1901-01-01 | 1971-01-01 | 1989-01-01 | Petroleum | Unleaded gasoline | Unleaded gasoline |  | Steel | Steel |  |  |  |  | 1901-01-01 | [15 empty] | UST Currently In Use: 0; UST Temp Close: 0; AST Currently In Use: 0; AST Temp Closed: 0 | 0 | 0 | 3 | 13106-089-010481 | LEON MOORE SR
20045 | Permanently Closed | 1901-01-01 | 1971-01-01 | 1989-01-01 | Petroleum | On road diesel | On road diesel |  | Steel | Steel |  |  |  |  | 1901-01-01 | [15 empty] | UST Currently In Use: 0; UST Temp Close: 0; AST Currently In Use: 0; AST Temp Closed: 0 | 0 | 0 | 3 | 13106-089-010481 | LEON MOORE SR
20046 | Permanently Closed | 1992-09-15 | 1980-01-01 | 1992-09-15 | Petroleum | Unleaded gasoline | Unleaded gasoline |  | Steel | Steel |  | Painted or None | Steel |  | 1901-01-01 | [15 empty] | UST Currently In Use: 0; UST Temp Close: 0; AST Currently In Use: 0; AST Temp Closed: 0 | 0 | 0 | 6 | 12644-073-011331 | JACKSON PROPERTIES LTD
20047 | Permanently Closed | 1992-09-15 | 1980-01-01 | 1992-09-15 | Petroleum | Unleaded gasoline | Unleaded gasoline |  | Steel | Steel |  | Painted or None | Steel |  | 1901-01-01 | [15 empty] | UST Currently In Use: 0; UST Temp Close: 0; AST Currently In Use: 0; AST Temp Closed: 0 | 0 | 0 | 6 | 12644-073-011331 | JACKSON PROPERTIES LTD
20048 | Permanently Closed | 1992-09-15 | 1980-01-01 | 1992-09-15 | Petroleum | Unleaded gasoline | Unleaded gasoline |  | Steel | Steel |  | Painted or None | Steel |  | 1901-01-01 | [15 empty] | UST Currently In Use: 0; UST Temp Close: 0; AST Currently In Use: 0; AST Temp Closed: 0 | 0 | 0 | 6 | 12644-073-011331 | JACKSON PROPERTIES LTD
20049 | Permanently Closed | 1992-09-15 | 1980-01-01 | 1992-09-15 | Petroleum | Unleaded gasoline | Unleaded gasoline |  | Steel | Steel |  | Painted or None | Steel |  | 1901-01-01 | [15 empty] | UST Currently In Use: 0; UST Temp Close: 0; AST Currently In Use: 0; AST Temp Closed: 0 | 0 | 0 | 6 | 12644-073-011331 | JACKSON PROPERTIES LTD
20050 | Permanently Closed | 1992-09-15 | 1980-01-01 | 1992-09-15 | Petroleum | Unleaded gasoline | Unleaded gasoline |  | Steel | Steel |  | Painted or None | Steel |  | 1901-01-01 | [15 empty] | UST Currently In Use: 0; UST Temp Close: 0; AST Currently In Use: 0; AST Temp Closed: 0 | 0 | 0 | 6 | 12644-073-011331 | JACKSON PROPERTIES LTD
20051 | Permanently Closed | 1992-09-15 | 1980-01-01 | 1992-09-15 | Petroleum | Unleaded gasoline | Unleaded gasoline |  | Steel | Steel |  | Painted or None | Steel |  | 1901-01-01 | [15 empty] | UST Currently In Use: 0; UST Temp Close: 0; AST Currently In Use: 0; AST Temp Closed: 0 | 0 | 0 | 6 | 12644-073-011331 | JACKSON PROPERTIES LTD
20052 | Permanently Closed | 1991-08-01 | 1959-01-01 | 1994-12-29 | Petroleum | Unleaded gasoline | Unleaded gasoline |  | Steel | Steel |  | Painted or None | Steel |  | 1901-01-01 | [15 empty] | UST Currently In Use: 0; UST Temp Close: 0; AST Currently In Use: 0; AST Temp Closed: 0 | 0 | 0 | 2 | 13108-073-010412 | LEON ROSSER AUTO PARTS
20053 | Retired | 1988-08-08 | 1959-01-01 |  | Petroleum | Other, OTHER | Other |  | Steel | Steel |  | Painted or None | Steel |  | 1901-01-01 | [15 empty] | UST Currently In Use: 0; UST Temp Close: 0; AST Currently In Use: 0; AST Temp Closed: 0 | 0 | 0 | 2 | 13108-073-010412 | LEON ROSSER AUTO PARTS
20054 | Permanently Closed | 1994-08-01 | 1959-01-01 | 1994-12-29 | Petroleum | Other, DRAIN OIL | Other |  | Steel | Steel |  | Painted or None | Steel |  | 1901-01-01 | [15 empty] | UST Currently In Use: 0; UST Temp Close: 0; AST Currently In Use: 0; AST Temp Closed: 0 | 0 | 0 | 2 | 13108-073-010412 | LEON ROSSER AUTO PARTS
20055 | Permanently Closed | 1999-01-26 | 1968-01-01 | 1999-01-26 | Petroleum | Unleaded gasoline | Unleaded gasoline |  | Steel | Steel |  | Painted or None | Steel |  | 1901-01-01 | [15 empty] | UST Currently In Use: 0; UST Temp Close: 0; AST Currently In Use: 0; AST Temp Closed: 0 | 0 | 0 | 2 | 13109-031-011170 | LEON SMART
20056 | Permanently Closed | 1999-01-26 | 1968-01-01 | 1999-01-26 | Petroleum | Unleaded gasoline | Unleaded gasoline |  | Steel | Steel |  | Painted or None | Steel |  | 1901-01-01 | [15 empty] | UST Currently In Use: 0; UST Temp Close: 0; AST Currently In Use: 0; AST Temp Closed: 0 | 0 | 0 | 2 | 13109-031-011170 | LEON SMART
20057 | Permanently Closed | 1991-01-01 | 1968-01-01 | 1991-01-01 | Petroleum | Unleaded gasoline | Unleaded gasoline |  | Steel | Steel |  | Painted or None | Steel |  | 1901-01-01 | [15 empty] | UST Currently In Use: 0; UST Temp Close: 0; AST Currently In Use: 0; AST Temp Closed: 0 | 0 | 0 | 2 | 13110-059-010508 | MARGRET MCCLANAHAN
20058 | Permanently Closed | 1991-01-01 | 1968-01-01 | 1991-01-01 | Petroleum | Unleaded gasoline | Unleaded gasoline |  | Steel | Steel |  | Painted or None | Steel |  | 1901-01-01 | [15 empty] | UST Currently In Use: 0; UST Temp Close: 0; AST Currently In Use: 0; AST Temp Closed: 0 | 0 | 0 | 2 | 13110-059-010508 | MARGRET MCCLANAHAN
20059 | Permanently Closed | 1989-10-04 | 1967-01-01 | 1989-10-04 | Petroleum | Unleaded gasoline | Unleaded gasoline |  | Steel | Steel |  | Painted or None | Steel |  | 1901-01-01 | [15 empty] | UST Currently In Use: 0; UST Temp Close: 0; AST Currently In Use: 0; AST Temp Closed: 0 | 0 | 0 | 2 | 13111-053-010674 | LEON TOLEN
20060 | Permanently Closed | 1989-10-04 | 1967-01-01 | 1989-10-04 | Petroleum | Unleaded gasoline | Unleaded gasoline |  | Steel | Steel |  | Painted or None | Steel |  | 1901-01-01 | [15 empty] | UST Currently In Use: 0; UST Temp Close: 0; AST Currently In Use: 0; AST Temp Closed: 0 | 0 | 0 | 2 | 13111-053-010674 | LEON TOLEN
20061 | Permanently Closed | 1999-04-20 | 1979-01-01 | 1999-04-20 | Petroleum | Unleaded gasoline | Unleaded gasoline |  | Steel | Steel |  | Painted or None | Steel |  | 1901-01-01 | [15 empty] | UST Currently In Use: 0; UST Temp Close: 0; AST Currently In Use: 0; AST Temp Closed: 0 | 0 | 0 | 4 | 13112-051-006888 | LEONARD HUEY
20062 | Permanently Closed | 1999-04-20 | 1979-01-01 | 1999-04-20 | Petroleum | Unleaded gasoline | Unleaded gasoline |  | Steel | Steel |  | Painted or None | Steel |  | 1901-01-01 | [15 empty] | UST Currently In Use: 0; UST Temp Close: 0; AST Currently In Use: 0; AST Temp Closed: 0 | 0 | 0 | 4 | 13112-051-006888 | LEONARD HUEY
20063 | Permanently Closed | 1999-04-20 | 1979-01-01 | 1999-04-20 | Petroleum | On road diesel | On road diesel |  | Steel | Steel |  | Painted or None | Steel |  | 1901-01-01 | [15 empty] | UST Currently In Use: 0; UST Temp Close: 0; AST Currently In Use: 0; AST Temp Closed: 0 | 0 | 0 | 4 | 13112-051-006888 | LEONARD HUEY
20064 | Permanently Closed | 1999-04-20 | 1979-01-01 | 1999-04-20 | Petroleum | Unleaded gasoline | Unleaded gasoline |  | Steel | Steel |  | Painted or None | Steel |  | 1901-01-01 | [15 empty] | UST Currently In Use: 0; UST Temp Close: 0; AST Currently In Use: 0; AST Temp Closed: 0 | 0 | 0 | 4 | 13112-051-006888 | LEONARD HUEY
20065 | Permanently Closed | 1901-01-01 | 1954-01-01 | 1988-11-18 | Petroleum | Unleaded gasoline | Unleaded gasoline |  | Steel | Steel |  | Painted or None | Steel |  | 1901-01-01 | [15 empty] | UST Currently In Use: 0; UST Temp Close: 0; AST Currently In Use: 0; AST Temp Closed: 0 | 0 | 0 | 4 | 13113-121-011305 | LEONARD JOHNSON
20066 | Permanently Closed | 1901-01-01 | 1954-01-01 | 1988-11-18 | Petroleum | On road diesel | On road diesel |  | Steel | Steel |  | Painted or None | Steel |  | 1901-01-01 | [15 empty] | UST Currently In Use: 0; UST Temp Close: 0; AST Currently In Use: 0; AST Temp Closed: 0 | 0 | 0 | 4 | 13113-121-011305 | LEONARD JOHNSON
20067 | Permanently Closed | 1901-01-01 | 1954-01-01 | 1988-11-18 | Petroleum | On road diesel | On road diesel |  | Steel | Steel |  | Painted or None | Steel |  | 1901-01-01 | [15 empty] | UST Currently In Use: 0; UST Temp Close: 0; AST Currently In Use: 0; AST Temp Closed: 0 | 0 | 0 | 4 | 13113-121-011305 | LEONARD JOHNSON
20068 | Permanently Closed | 1901-01-01 | 1954-01-01 | 1988-11-18 | Petroleum | Unleaded gasoline | Unleaded gasoline |  | Steel | Steel |  | Painted or None | Steel |  | 1901-01-01 | [15 empty] | UST Currently In Use: 0; UST Temp Close: 0; AST Currently In Use: 0; AST Temp Closed: 0 | 0 | 0 | 4 | 13113-121-011305 | LEONARD JOHNSON
20069 | Permanently Closed | 1994-02-07 | 1981-01-01 | 1994-02-07 | Petroleum | Unleaded gasoline | Unleaded gasoline |  | Steel | Steel |  | Painted or None | Steel |  | 1901-01-01 | [12 empty] | Annual line testing | Annual line testing |  | UST Currently In Use: 2; UST Temp Close: 0; AST Currently In Use: 1; AST Temp Closed: 0 | 2 | 0 | 3 | 13114-015-011997 | JEFF PRICHARD
20070 | Permanently Closed | 1994-02-07 | 1981-01-01 | 1994-02-07 | Petroleum | Unleaded gasoline | Unleaded gasoline |  | Steel | Steel |  | Painted or None | Steel |  | 1901-01-01 | [12 empty] | Annual line testing | Annual line testing |  | UST Currently In Use: 2; UST Temp Close: 0; AST Currently In Use: 1; AST Temp Closed: 0 | 2 | 0 | 3 | 13114-015-011997 | JEFF PRICHARD
20071 | Permanently Closed | 1994-02-07 | 1979-01-01 | 1994-02-07 | Petroleum | On road diesel | On road diesel |  | Steel | Steel |  | Painted or None | Steel |  | 1901-01-01 | [15 empty] | UST Currently In Use: 2; UST Temp Close: 0; AST Currently In Use: 1; AST Temp Closed: 0 | 2 | 0 | 3 | 13114-015-011997 | JEFF PRICHARD
20072 | Permanently Closed | 1998-10-01 | 1963-01-01 | 1998-10-14 | Petroleum | Unleaded gasoline | Unleaded gasoline |  | Steel | Steel |  | Painted or None | Steel |  | 1901-01-01 | [12 empty] | Annual line testing | Annual line testing |  | UST Currently In Use: 0; UST Temp Close: 0; AST Currently In Use: 0; AST Temp Closed: 0 | 0 | 0 | 3 | 13115-013-008621 | LEROY SMITH
20073 | Permanently Closed | 1998-10-01 | 1963-01-01 | 1998-10-14 | Petroleum | Unleaded gasoline | Unleaded gasoline |  | Steel | Steel |  | Painted or None | Steel |  | 1901-01-01 | [12 empty] | Annual line testing | Annual line testing |  | UST Currently In Use: 0; UST Temp Close: 0; AST Currently In Use: 0; AST Temp Closed: 0 | 0 | 0 | 3 | 13115-013-008621 | LEROY SMITH
20074 | Permanently Closed | 1998-10-01 | 1963-01-01 | 1998-10-14 | Petroleum | Unleaded gasoline | Unleaded gasoline |  | Steel | Steel |  | Painted or None | Steel |  | 1901-01-01 | [15 empty] | UST Currently In Use: 0; UST Temp Close: 0; AST Currently In Use: 0; AST Temp Closed: 0 | 0 | 0 | 3 | 13115-013-008621 | LEROY SMITH
20075 | Permanently Closed | 1995-10-31 | 1974-01-01 | 1996-07-25 | Petroleum | Unleaded gasoline | Unleaded gasoline | Bulk facility |  |  |  |  | Steel |  | 1901-01-01 | [15 empty] | UST Currently In Use: 0; UST Temp Close: 0; AST Currently In Use: 0; AST Temp Closed: 0 | 0 | 0 | 1 | 13116-069-003236 | E D PINCKARD
20076 | Permanently Closed | 1990-01-01 | 1977-01-01 | 1990-01-01 | Petroleum | On road diesel | On road diesel |  | Fiberglass reinforced plastic | Fiberglass reinforced plastic |  |  | Steel |  | 1901-01-01 | [15 empty] | UST Currently In Use: 0; UST Temp Close: 0; AST Currently In Use: 0; AST Temp Closed: 0 | 0 | 0 | 1 | 13117-069-001367 | LESCO INC
20077 | Retired | 1988-11-20 | 1979-01-01 |  | Petroleum | Unleaded gasoline | Unleaded gasoline |  | Steel | Steel |  |  | Steel |  | 1901-01-01 | [15 empty] | UST Currently In Use: 0; UST Temp Close: 0; AST Currently In Use: 0; AST Temp Closed: 0 | 0 | 0 | 0 | 13119-127-007295 | LEVELLE ROBERTS
20078 | Retired | 1988-11-20 | 1979-01-01 |  | Petroleum | Unleaded gasoline | Unleaded gasoline |  | Steel | Steel |  |  | Steel |  | 1901-01-01 | [15 empty] | UST Currently In Use: 0; UST Temp Close: 0; AST Currently In Use: 0; AST Temp Closed: 0 | 0 | 0 | 0 | 13119-127-007295 | LEVELLE ROBERTS
20079 | Retired | 1988-11-20 | 1979-01-01 |  | Petroleum | Unleaded gasoline | Unleaded gasoline |  | Steel | Steel |  |  | Steel |  | 1901-01-01 | [15 empty] | UST Currently In Use: 0; UST Temp Close: 0; AST Currently In Use: 0; AST Temp Closed: 0 | 0 | 0 | 0 | 13119-127-007295 | LEVELLE ROBERTS
20080 | Retired | 1988-11-20 | 1979-01-01 |  | Petroleum | Unleaded gasoline | Unleaded gasoline |  | Steel | Steel |  |  | Steel |  | 1901-01-01 | [15 empty] | UST Currently In Use: 0; UST Temp Close: 0; AST Currently In Use: 0; AST Temp Closed: 0 | 0 | 0 | 0 | 13119-127-007295 | LEVELLE ROBERTS
20081 | Permanently Closed | 1989-03-14 | 1978-01-01 | 1991-03-14 | Petroleum | Unleaded gasoline | Unleaded gasoline |  | Steel | Steel |  | Painted or None | Steel |  | 1901-01-01 | [15 empty] | UST Currently In Use: 0; UST Temp Close: 0; AST Currently In Use: 0; AST Temp Closed: 0 | 0 | 0 | 4 | 13120-025-013048 | LEVOYDE BRADFORD
20082 | Permanently Closed | 1989-03-14 | 1978-01-01 | 1991-03-14 | Petroleum | Unleaded gasoline | Unleaded gasoline |  | Steel | Steel |  | Painted or None | Steel |  | 1901-01-01 | [15 empty] | UST Currently In Use: 0; UST Temp Close: 0; AST Currently In Use: 0; AST Temp Closed: 0 | 0 | 0 | 4 | 13120-025-013048 | LEVOYDE BRADFORD
20083 | Permanently Closed | 1989-03-14 | 1978-01-01 | 1991-03-14 | Petroleum | On road diesel | On road diesel |  | Steel | Steel |  | Painted or None | Steel |  | 1901-01-01 | [15 empty] | UST Currently In Use: 0; UST Temp Close: 0; AST Currently In Use: 0; AST Temp Closed: 0 | 0 | 0 | 4 | 13120-025-013048 | LEVOYDE BRADFORD
20084 | Permanently Closed | 1989-03-14 | 1982-01-01 | 1991-03-14 | Petroleum | On road diesel | On road diesel |  | Steel | Steel |  | Painted or None | Steel |  | 1901-01-01 | [15 empty] | UST Currently In Use: 0; UST Temp Close: 0; AST Currently In Use: 0; AST Temp Closed: 0 | 0 | 0 | 4 | 13120-025-013048 | LEVOYDE BRADFORD
20085 | Permanently Closed | 2001-05-17 | 1986-11-01 | 2003-08-26 | Petroleum | Unleaded gasoline | Unleaded gasoline | Retail | Steel | Steel | Coated & cathodic protection (sti-P3), Field installed cathodic protection |  | Steel |  | 1901-01-01 | Field installed cathodic protection | Catchment Basin, Single walled catchment basin | Automatic shutoff device At 95% full | Automatic shutoff device At 95% full | [8 empty] | Annual line testing | Annual line testing |  | UST Currently In Use: 0; UST Temp Close: 0; AST Currently In Use: 0; AST Temp Closed: 0 | 0 | 0 | 4 | 21740-093-012519 | HYTOWER LEWIS
20086 | Permanently Closed | 2001-05-17 | 1986-11-01 | 2003-08-26 | Petroleum | Mid-grade gasoline | Mid-grade gasoline | Retail | Steel | Steel | Coated & cathodic protection (sti-P3), Field installed cathodic protection |  | Steel |  | 1901-01-01 | Field installed cathodic protection | Catchment Basin, Single walled catchment basin | Automatic shutoff device At 95% full | Automatic shutoff device At 95% full | [8 empty] | Annual line testing | Annual line testing |  | UST Currently In Use: 0; UST Temp Close: 0; AST Currently In Use: 0; AST Temp Closed: 0 | 0 | 0 | 4 | 21740-093-012519 | HYTOWER LEWIS
20087 | Permanently Closed | 2001-05-17 | 1986-11-01 | 2003-08-26 | Petroleum | Premium gasoline | Premium gasoline | Retail | Steel | Steel | Coated & cathodic protection (sti-P3), Field installed cathodic protection |  | Steel |  | 1901-01-01 | Field installed cathodic protection | Catchment Basin, Single walled catchment basin | Automatic shutoff device At 95% full | Automatic shutoff device At 95% full | [8 empty] | Annual line testing | Annual line testing |  | UST Currently In Use: 0; UST Temp Close: 0; AST Currently In Use: 0; AST Temp Closed: 0 | 0 | 0 | 4 | 21740-093-012519 | HYTOWER LEWIS
20088 | Permanently Closed | 2001-05-17 | 1986-11-01 | 2003-08-26 | Petroleum | On road diesel | On road diesel | Retail | Steel | Steel | Coated & cathodic protection (sti-P3), Field installed cathodic protection |  | Steel |  | 1901-01-01 | Field installed cathodic protection | Catchment Basin, Single walled catchment basin | Automatic shutoff device At 95% full | Automatic shutoff device At 95% full | [8 empty] | Annual line testing | Annual line testing |  | UST Currently In Use: 0; UST Temp Close: 0; AST Currently In Use: 0; AST Temp Closed: 0 | 0 | 0 | 4 | 21740-093-012519 | HYTOWER LEWIS
20089 | Permanently Closed | 1994-02-08 | 1976-01-01 | 1994-02-09 | Petroleum | Unleaded gasoline | Unleaded gasoline |  | Steel | Steel |  | Painted or None | Steel |  | 1901-01-01 | [15 empty] | UST Currently In Use: 3; UST Temp Close: 0; AST Currently In Use: 0; AST Temp Closed: 0 | 3 | 0 | 2 | 13122-107-003676 | LEWIS BROTHERS LUMBER CO
20090 | Permanently Closed | 1994-02-08 | 1976-01-01 | 1994-02-09 | Petroleum | On road diesel | On road diesel |  | Steel | Steel |  | Painted or None | Steel |  | 1901-01-01 | [15 empty] | UST Currently In Use: 3; UST Temp Close: 0; AST Currently In Use: 0; AST Temp Closed: 0 | 3 | 0 | 2 | 13122-107-003676 | LEWIS BROTHERS LUMBER CO
20091 | Permanently Closed | 1993-01-01 | 1985-01-01 | 1994-02-16 | Petroleum | Unleaded gasoline | Unleaded gasoline |  | Steel | Steel | Coated & cathodic protection (sti-P3) |  | Steel |  | 1901-01-01 | [15 empty] | UST Currently In Use: 0; UST Temp Close: 0; AST Currently In Use: 0; AST Temp Closed: 0 | 0 | 0 | 2 | 13123-077-012601 | LEXINGTON FABRIC INC
20092 | Permanently Closed | 1993-01-01 | 1987-01-01 | 1994-02-16 | Petroleum | On road diesel | On road diesel |  | Steel | Steel | Coated & cathodic protection (sti-P3) |  | Steel |  | 1901-01-01 | [15 empty] | UST Currently In Use: 0; UST Temp Close: 0; AST Currently In Use: 0; AST Temp Closed: 0 | 0 | 0 | 2 | 13123-077-012601 | LEXINGTON FABRIC INC
20093 | Permanently Closed | 1992-08-27 | 1974-01-01 | 1992-08-27 | Petroleum | Used oil | Used oil |  | Steel | Steel |  |  | Steel |  | 1901-01-01 | [15 empty] | UST Currently In Use: 0; UST Temp Close: 0; AST Currently In Use: 0; AST Temp Closed: 0 | 0 | 0 | 1 | 13124-127-012837 | LHC & ASSOCIATES IC (FIRESTONE)
20094 | Permanently Closed | 1994-11-21 | 1963-01-01 | 2000-01-27 | Petroleum | Used oil | Used oil | Industrial | Steel | Steel |  |  | Steel |  | 1901-01-01 | [15 empty] | UST Currently In Use: 0; UST Temp Close: 0; AST Currently In Use: 0; AST Temp Closed: 0 | 0 | 0 | 1 | 13125-073-011819 | LIBERTY TRUCK SALES INC
20095 | Permanently Closed | 1998-08-12 | 1978-01-01 | 1998-08-12 | Petroleum | Unleaded gasoline | Unleaded gasoline |  | Steel | Steel |  |  | Steel |  | 1901-01-01 | [6 empty] | Statistical Inventory Reconciliation (SIR) | [8 empty] | UST Currently In Use: 0; UST Temp Close: 0; AST Currently In Use: 0; AST Temp Closed: 0 | 0 | 0 | 2 | 13126-019-013245 | LILLIAD COFFEY CROW
20096 | Permanently Closed | 1998-08-12 | 1978-01-01 | 1998-08-12 | Petroleum | Unleaded gasoline | Unleaded gasoline |  | Steel | Steel |  |  | Steel |  | 1901-01-01 | [15 empty] | UST Currently In Use: 0; UST Temp Close: 0; AST Currently In Use: 0; AST Temp Closed: 0 | 0 | 0 | 2 | 13126-019-013245 | LILLIAD COFFEY CROW
20097 | Permanently Closed | 1901-01-01 | 1964-01-01 | 1989-03-20 | Petroleum | Unleaded gasoline | Unleaded gasoline |  | Steel | Steel |  | Painted or None | Steel |  | 1901-01-01 | [15 empty] | UST Currently In Use: 0; UST Temp Close: 0; AST Currently In Use: 0; AST Temp Closed: 0 | 0 | 0 | 3 | 13127-013-010121 | LAVON DEWBERRY
20098 | Permanently Closed | 1901-01-01 | 1964-01-01 | 1989-03-20 | Petroleum | Unleaded gasoline | Unleaded gasoline |  | Steel | Steel |  | Painted or None | Steel |  | 1901-01-01 | [15 empty] | UST Currently In Use: 0; UST Temp Close: 0; AST Currently In Use: 0; AST Temp Closed: 0 | 0 | 0 | 3 | 13127-013-010121 | LAVON DEWBERRY
20099 | Permanently Closed | 1969-01-01 | 1964-01-01 | 1980-01-01 | Petroleum | Other, OTHER | Other |  | Steel | Steel |  | Painted or None | Steel |  | 1901-01-01 | [15 empty] | UST Currently In Use: 0; UST Temp Close: 0; AST Currently In Use: 0; AST Temp Closed: 0 | 0 | 0 | 3 | 13127-013-010121 | LAVON DEWBERRY
20100 | Permanently Closed | 1997-09-30 | 1968-01-01 | 1997-09-30 | Hazardous Substance |  |  | Industrial | Steel | Steel |  | Painted or None | Steel |  | 1901-01-01 | [15 empty] | UST Currently In Use: 0; UST Temp Close: 0; AST Currently In Use: 0; AST Temp Closed: 0 | 0 | 0 | 13 | 13128-069-010149 | LILLY INDUSTRIAL COATINGS INC
20101 | Permanently Closed | 1997-09-30 | 1968-01-01 | 1997-09-30 | Hazardous Substance |  |  | Industrial | Steel | Steel |  | Painted or None | Steel |  | 1901-01-01 | [15 empty] | UST Currently In Use: 0; UST Temp Close: 0; AST Currently In Use: 0; AST Temp Closed: 0 | 0 | 0 | 13 | 13128-069-010149 | LILLY INDUSTRIAL COATINGS INC
20102 | Permanently Closed | 1997-09-30 | 1968-01-01 | 1997-09-30 | Hazardous Substance |  |  | Industrial | Steel | Steel |  | Painted or None | Steel |  | 1901-01-01 | [15 empty] | UST Currently In Use: 0; UST Temp Close: 0; AST Currently In Use: 0; AST Temp Closed: 0 | 0 | 0 | 13 | 13128-069-010149 | LILLY INDUSTRIAL COATINGS INC
20103 | Permanently Closed | 1997-09-30 | 1968-01-01 | 1997-09-30 | Hazardous Substance |  |  | Industrial | Steel | Steel |  | Painted or None | Steel |  | 1901-01-01 | [15 empty] | UST Currently In Use: 0; UST Temp Close: 0; AST Currently In Use: 0; AST Temp Closed: 0 | 0 | 0 | 13 | 13128-069-010149 | LILLY INDUSTRIAL COATINGS INC
20104 | Permanently Closed | 1997-09-30 | 1968-01-01 | 1997-09-30 | Hazardous Substance |  |  | Industrial | Steel | Steel |  | Painted or None | Steel |  | 1901-01-01 | [15 empty] | UST Currently In Use: 0; UST Temp Close: 0; AST Currently In Use: 0; AST Temp Closed: 0 | 0 | 0 | 13 | 13128-069-010149 | LILLY INDUSTRIAL COATINGS INC
20105 | Permanently Closed | 1997-09-30 | 1968-01-01 | 1997-09-30 | Hazardous Substance |  |  | Industrial | Steel | Steel |  | Painted or None | Steel |  | 1901-01-01 | [15 empty] | UST Currently In Use: 0; UST Temp Close: 0; AST Currently In Use: 0; AST Temp Closed: 0 | 0 | 0 | 13 | 13128-069-010149 | LILLY INDUSTRIAL COATINGS INC
20106 | Permanently Closed | 1997-09-30 | 1968-01-01 | 1997-09-30 | Hazardous Substance |  |  | Industrial | Steel | Steel |  | Painted or None | Steel |  | 1901-01-01 | [15 empty] | UST Currently In Use: 0; UST Temp Close: 0; AST Currently In Use: 0; AST Temp Closed: 0 | 0 | 0 | 13 | 13128-069-010149 | LILLY INDUSTRIAL COATINGS INC
20107 | Permanently Closed | 1997-09-30 | 1968-01-01 | 1997-09-30 | Hazardous Substance |  |  | Industrial | Steel | Steel |  | Painted or None | Steel |  | 1901-01-01 | [15 empty] | UST Currently In Use: 0; UST Temp Close: 0; AST Currently In Use: 0; AST Temp Closed: 0 | 0 | 0 | 13 | 13128-069-010149 | LILLY INDUSTRIAL COATINGS INC
20108 | Permanently Closed | 1997-09-30 | 1968-01-01 | 1997-09-30 | Hazardous Substance |  |  | Industrial | Steel | Steel |  | Painted or None | Steel |  | 1901-01-01 | [15 empty] | UST Currently In Use: 0; UST Temp Close: 0; AST Currently In Use: 0; AST Temp Closed: 0 | 0 | 0 | 13 | 13128-069-010149 | LILLY INDUSTRIAL COATINGS INC
20109 | Permanently Closed | 1997-09-30 | 1968-01-01 | 1997-09-30 | Hazardous Substance |  |  | Industrial | Steel | Steel |  | Painted or None | Steel |  | 1901-01-01 | [15 empty] | UST Currently In Use: 0; UST Temp Close: 0; AST Currently In Use: 0; AST Temp Closed: 0 | 0 | 0 | 13 | 13128-069-010149 | LILLY INDUSTRIAL COATINGS INC
20110 | Permanently Closed | 1997-09-30 | 1968-01-01 | 1997-09-30 | Hazardous Substance |  |  | Industrial | Steel | Steel |  | Painted or None | Steel |  | 1901-01-01 | [15 empty] | UST Currently In Use: 0; UST Temp Close: 0; AST Currently In Use: 0; AST Temp Closed: 0 | 0 | 0 | 13 | 13128-069-010149 | LILLY INDUSTRIAL COATINGS INC
20111 | Permanently Closed | 1997-09-30 | 1968-01-01 | 1997-09-30 | Hazardous Substance |  |  | Industrial | Steel | Steel |  | Painted or None | Steel |  | 1901-01-01 | [15 empty] | UST Currently In Use: 0; UST Temp Close: 0; AST Currently In Use: 0; AST Temp Closed: 0 | 0 | 0 | 13 | 13128-069-010149 | LILLY INDUSTRIAL COATINGS INC
20112 | Permanently Closed | 1997-09-30 | 1968-01-01 | 1997-09-30 | Hazardous Substance |  |  | Industrial | Steel | Steel |  | Painted or None | Steel |  | 1901-01-01 | [15 empty] | UST Currently In Use: 0; UST Temp Close: 0; AST Currently In Use: 0; AST Temp Closed: 0 | 0 | 0 | 13 | 13128-069-010149 | LILLY INDUSTRIAL COATINGS INC
20113 | Permanently Closed | 1991-07-18 | 1969-01-01 | 1991-07-18 | Petroleum | Unleaded gasoline | Unleaded gasoline | Local government | Steel | Steel |  |  | Steel |  | 1901-01-01 | [15 empty] | UST Currently In Use: 0; UST Temp Close: 0; AST Currently In Use: 0; AST Temp Closed: 0 | 0 | 0 | 2 | 13129-083-001312 | LIMESTONE COUNTY COMMISION
20114 | Permanently Closed | 1994-12-01 | 1971-03-01 | 1995-03-02 | Petroleum | On road diesel | On road diesel | Local government | Steel | Steel |  |  | Steel |  | 1901-01-01 | [15 empty] | UST Currently In Use: 0; UST Temp Close: 0; AST Currently In Use: 0; AST Temp Closed: 0 | 0 | 0 | 2 | 13129-083-001312 | LIMESTONE COUNTY COMMISION
20115 | Permanently Closed | 1998-04-03 | 1981-01-01 | 1998-05-04 | Petroleum | On road diesel | On road diesel | Emergency Power Generator, Local Government | Steel | Steel |  |  | Steel |  | 1901-01-01 | [15 empty] | UST Currently In Use: 0; UST Temp Close: 1; AST Currently In Use: 0; AST Temp Closed: 0 | 0 | 1 | 1 | 13129-083-001313 | LIMESTONE COUNTY COMMISION
20116 | Permanently Closed | 1989-11-21 | 1957-01-01 | 1991-02-04 | Petroleum | On road diesel | On road diesel | Local government | Steel | Steel |  |  | Steel |  | 1901-01-01 | [15 empty] | UST Currently In Use: 0; UST Temp Close: 0; AST Currently In Use: 0; AST Temp Closed: 0 | 0 | 0 | 2 | 13129-083-001314 | LIMESTONE COUNTY COMMISION
20117 | Permanently Closed | 1989-11-21 | 1957-01-01 | 1991-02-04 | Petroleum | Unleaded gasoline | Unleaded gasoline | Local government | Steel | Steel |  |  | Steel |  | 1901-01-01 | [15 empty] | UST Currently In Use: 0; UST Temp Close: 0; AST Currently In Use: 0; AST Temp Closed: 0 | 0 | 0 | 2 | 13129-083-001314 | LIMESTONE COUNTY COMMISION
20118 | Permanently Closed | 1987-05-01 | 1966-01-01 | 1987-05-01 | Petroleum | Unleaded gasoline | Unleaded gasoline | Local government | Steel | Steel |  |  | Steel |  | 1901-01-01 | [15 empty] | UST Currently In Use: 0; UST Temp Close: 0; AST Currently In Use: 0; AST Temp Closed: 0 | 0 | 0 | 4 | 13129-083-001315 | LIMESTONE COUNTY COMMISION
20119 | Permanently Closed | 1987-05-01 | 1966-01-01 | 1987-05-01 | Petroleum | On road diesel | On road diesel | Local government | Steel | Steel |  |  | Steel |  | 1901-01-01 | [15 empty] | UST Currently In Use: 0; UST Temp Close: 0; AST Currently In Use: 0; AST Temp Closed: 0 | 0 | 0 | 4 | 13129-083-001315 | LIMESTONE COUNTY COMMISION
20120 | Permanently Closed | 1994-03-28 | 1987-05-01 | 1994-03-28 | Petroleum | Unleaded gasoline | Unleaded gasoline | Local government | Steel | Steel | Coated & cathodic protection (sti-P3) |  | Steel |  | 1901-01-01 | [15 empty] | UST Currently In Use: 0; UST Temp Close: 0; AST Currently In Use: 0; AST Temp Closed: 0 | 0 | 0 | 4 | 13129-083-001315 | LIMESTONE COUNTY COMMISION
20121 | Permanently Closed | 1994-03-28 | 1987-05-01 | 1994-03-28 | Petroleum | On road diesel | On road diesel | Local government | Steel | Steel | Coated & cathodic protection (sti-P3) |  | Steel |  | 1901-01-01 | [15 empty] | UST Currently In Use: 0; UST Temp Close: 0; AST Currently In Use: 0; AST Temp Closed: 0 | 0 | 0 | 4 | 13129-083-001315 | LIMESTONE COUNTY COMMISION
20122 | Permanently Closed | 1993-02-24 | 1977-01-01 | 1993-02-24 | Petroleum | Unleaded gasoline | Unleaded gasoline | Local government | Steel | Steel |  |  | Steel |  | 1901-01-01 | [15 empty] | UST Currently In Use: 0; UST Temp Close: 0; AST Currently In Use: 0; AST Temp Closed: 0 | 0 | 0 | 2 | 13129-083-001316 | LIMESTONE COUNTY COMMISION
20123 | Permanently Closed | 1993-02-24 | 1977-01-01 | 1993-02-24 | Petroleum | On road diesel | On road diesel | Local government | Steel | Steel |  |  | Steel |  | 1901-01-01 | [15 empty] | UST Currently In Use: 0; UST Temp Close: 0; AST Currently In Use: 0; AST Temp Closed: 0 | 0 | 0 | 2 | 13129-083-001316 | LIMESTONE COUNTY COMMISION
20124 | Permanently Closed | 1994-03-15 | 1980-01-01 | 1994-03-15 | Petroleum | Unleaded gasoline | Unleaded gasoline | Local government | Steel | Steel |  |  | Steel |  | 1901-01-01 | [15 empty] | UST Currently In Use: 0; UST Temp Close: 0; AST Currently In Use: 0; AST Temp Closed: 0 | 0 | 0 | 2 | 13129-083-001317 | LIMESTONE COUNTY COMMISION
20125 | Permanently Closed | 1994-03-15 | 1980-01-01 | 1994-03-15 | Petroleum | On road diesel | On road diesel | Local government | Steel | Steel |  |  | Steel |  | 1901-01-01 | [15 empty] | UST Currently In Use: 0; UST Temp Close: 0; AST Currently In Use: 0; AST Temp Closed: 0 | 0 | 0 | 2 | 13129-083-001317 | LIMESTONE COUNTY COMMISION
20126 | Permanently Closed | 1995-10-12 | 1978-01-01 | 1995-10-18 | Petroleum | Unleaded gasoline | Unleaded gasoline | Local government | Steel | Steel |  |  | Steel |  | 1901-01-01 | [12 empty] | Annual line testing | Annual line testing |  | UST Currently In Use: 0; UST Temp Close: 0; AST Currently In Use: 0; AST Temp Closed: 0 | 0 | 0 | 4 | 13129-083-001318 | LIMESTONE COUNTY COMMISION
20127 | Permanently Closed | 1995-10-12 | 1978-01-01 | 1995-10-18 | Petroleum | On road diesel | On road diesel | Local government | Steel | Steel |  |  | Steel |  | 1901-01-01 | [12 empty] | Annual line testing | Annual line testing |  | UST Currently In Use: 0; UST Temp Close: 0; AST Currently In Use: 0; AST Temp Closed: 0 | 0 | 0 | 4 | 13129-083-001318 | LIMESTONE COUNTY COMMISION
20128 | Permanently Closed | 1995-10-12 | 1978-01-01 | 1995-10-18 | Petroleum | Unleaded gasoline | Unleaded gasoline | Local government | Steel | Steel |  |  | Steel |  | 1901-01-01 | [12 empty] | Annual line testing | Annual line testing |  | UST Currently In Use: 0; UST Temp Close: 0; AST Currently In Use: 0; AST Temp Closed: 0 | 0 | 0 | 4 | 13129-083-001318 | LIMESTONE COUNTY COMMISION
20129 | Permanently Closed | 1997-04-01 | 1977-01-01 | 1997-04-01 | Petroleum | On road diesel | On road diesel | Local government |  |  |  |  | Steel |  | 1901-01-01 | [15 empty] | UST Currently In Use: 0; UST Temp Close: 0; AST Currently In Use: 0; AST Temp Closed: 0 | 0 | 0 | 1 | 13129-083-012020 | LIMESTONE COUNTY COMMISION
20130 | Permanently Closed | 1997-12-01 | 1986-01-01 | 1998-01-29 | Petroleum | Unleaded gasoline | Unleaded gasoline | Local government | Steel | Steel | Coated & cathodic protection (sti-P3) |  | Steel |  | 1901-01-01 | [6 empty] | Statistical Inventory Reconciliation (SIR) | [8 empty] | UST Currently In Use: 0; UST Temp Close: 0; AST Currently In Use: 0; AST Temp Closed: 0 | 0 | 0 | 2 | 13131-083-011085 | LIMESTONE COUNTY WATER AUTHORITY
20131 | Permanently Closed | 1997-12-01 | 1986-01-01 | 1998-01-29 | Petroleum | On road diesel | On road diesel | Local government | Steel | Steel | Coated & cathodic protection (sti-P3) |  | Steel |  | 1901-01-01 | [6 empty] | Statistical Inventory Reconciliation (SIR) | [8 empty] | UST Currently In Use: 0; UST Temp Close: 0; AST Currently In Use: 0; AST Temp Closed: 0 | 0 | 0 | 2 | 13131-083-011085 | LIMESTONE COUNTY WATER AUTHORITY
20132 | Permanently Closed | 1974-06-01 | 1946-01-01 | 1986-08-16 | Petroleum | Other, OTHER | Other |  | Steel | Steel |  |  | Steel |  | 1901-01-01 | [15 empty] | UST Currently In Use: 0; UST Temp Close: 0; AST Currently In Use: 0; AST Temp Closed: 0 | 0 | 0 | 1 | 13132-121-000968 | LINCOLN METALS CORP
20133 | Permanently Closed | 1996-05-13 | 1973-01-01 | 1996-05-13 | Petroleum | Unleaded gasoline | Unleaded gasoline |  | Steel | Steel |  |  | Steel |  | 1901-01-01 | [6 empty] | Statistical Inventory Reconciliation (SIR) | [8 empty] | UST Currently In Use: 0; UST Temp Close: 2; AST Currently In Use: 0; AST Temp Closed: 0 | 0 | 2 | 2 | 25912-015-008322 | PETALS AND PAINT C/O CHARLES E CHATOM III.
20134 | Permanently Closed | 1996-05-13 | 1973-01-01 | 1996-05-13 | Petroleum | Unleaded gasoline | Unleaded gasoline |  | Steel | Steel |  |  | Steel |  | 1901-01-01 | [15 empty] | UST Currently In Use: 0; UST Temp Close: 2; AST Currently In Use: 0; AST Temp Closed: 0 | 0 | 2 | 2 | 25912-015-008322 | PETALS AND PAINT C/O CHARLES E CHATOM III.
20135 | Permanently Closed | 1998-09-11 | 1982-01-01 | 1998-09-11 | Petroleum | Unleaded gasoline | Unleaded gasoline |  | Steel | Steel |  | Painted or None | Steel |  | 1901-01-01 | [6 empty] | Statistical Inventory Reconciliation (SIR) | [5 empty] | Statistical inventory reconciliation (SIR) | Statistical inventory reconciliation (SIR) |  | UST Currently In Use: 0; UST Temp Close: 0; AST Currently In Use: 1; AST Temp Closed: 0 | 0 | 0 | 5 | 13134-125-013150 | LINDA FALLS
20136 | Permanently Closed | 1998-09-11 | 1982-01-01 | 1998-09-11 | Petroleum | Unleaded gasoline | Unleaded gasoline |  | Steel | Steel |  | Painted or None | Steel |  | 1901-01-01 | [6 empty] | Statistical Inventory Reconciliation (SIR) | [5 empty] | Statistical inventory reconciliation (SIR) | Statistical inventory reconciliation (SIR) |  | UST Currently In Use: 0; UST Temp Close: 0; AST Currently In Use: 1; AST Temp Closed: 0 | 0 | 0 | 5 | 13134-125-013150 | LINDA FALLS
20137 | Permanently Closed | 1998-09-01 | 1983-01-01 | 1998-09-11 | Petroleum | On road diesel | On road diesel |  | Steel | Steel |  | Painted or None | Steel |  | 1901-01-01 | [6 empty] | Statistical Inventory Reconciliation (SIR) | [5 empty] | Statistical inventory reconciliation (SIR) | Statistical inventory reconciliation (SIR) |  | UST Currently In Use: 0; UST Temp Close: 0; AST Currently In Use: 1; AST Temp Closed: 0 | 0 | 0 | 5 | 13134-125-013150 | LINDA FALLS
20138 | Permanently Closed | 2005-12-31 | 1987-05-04 | 2006-05-15 | Petroleum | On road diesel | On road diesel | Retail | Steel | Steel | Coated & cathodic protection (sti-P3) |  | Flexible |  | 1901-01-01 |  | Catchment Basin, Single walled catchment basin | Flow Rest 90% Full | Flow Rest 90% Full |  |  | Continuous Automatic Tank Gauge |  |  |  | Interstitial Monitoring within Secondary Containment |  |  |  |  | UST Currently In Use: 0; UST Temp Close: 0; AST Currently In Use: 1; AST Temp Closed: 0 | 0 | 0 | 5 | 13134-125-013150 | LINDA FALLS
20139 | Permanently Closed | 1998-01-01 | 1982-01-01 | 1998-09-02 | Petroleum | Unleaded gasoline | Unleaded gasoline |  | Steel | Steel |  | Painted or None | Steel |  | 1901-01-01 | [15 empty] | UST Currently In Use: 0; UST Temp Close: 0; AST Currently In Use: 0; AST Temp Closed: 0 | 0 | 0 | 3 | 13135-025-004759 | IN & OUT KWIK STOP
20140 | Permanently Closed | 1998-01-01 | 1982-01-01 | 1998-09-02 | Petroleum | Unleaded gasoline | Unleaded gasoline |  | Steel | Steel |  | Painted or None | Steel |  | 1901-01-01 | [15 empty] | UST Currently In Use: 0; UST Temp Close: 0; AST Currently In Use: 0; AST Temp Closed: 0 | 0 | 0 | 3 | 13135-025-004759 | IN & OUT KWIK STOP
20141 | Permanently Closed | 1998-01-01 | 1982-01-01 | 1998-09-02 | Petroleum | Unleaded gasoline | Unleaded gasoline |  | Steel | Steel |  | Painted or None | Steel |  | 1901-01-01 | [15 empty] | UST Currently In Use: 0; UST Temp Close: 0; AST Currently In Use: 0; AST Temp Closed: 0 | 0 | 0 | 3 | 13135-025-004759 | IN & OUT KWIK STOP
20142 | Permanently Closed | 1998-12-03 | 1969-01-01 | 1998-12-03 | Petroleum | Unleaded gasoline | Unleaded gasoline | Retail | Steel | Steel |  | Painted or None | Fiberglass reinforced plastic |  | 1901-01-01 | [12 empty] | Annual line testing | Annual line testing |  | UST Currently In Use: 0; UST Temp Close: 0; AST Currently In Use: 0; AST Temp Closed: 0 | 0 | 0 | 3 | 19654-077-003355 | W.O. KILLEN
20143 | Permanently Closed | 1998-12-03 | 1969-01-01 | 1998-12-03 | Petroleum | Unleaded gasoline | Unleaded gasoline | Retail | Steel | Steel |  | Painted or None | Fiberglass reinforced plastic, Steel |  | 1901-01-01 | [12 empty] | Annual line testing | Annual line testing |  | UST Currently In Use: 0; UST Temp Close: 0; AST Currently In Use: 0; AST Temp Closed: 0 | 0 | 0 | 3 | 19654-077-003355 | W.O. KILLEN
20144 | Permanently Closed | 1998-12-03 | 1969-01-01 | 1998-12-03 | Petroleum | Unleaded gasoline | Unleaded gasoline | Retail | Steel | Steel |  | Painted or None | Fiberglass reinforced plastic, Steel |  | 1901-01-01 | [12 empty] | Annual line testing | Annual line testing |  | UST Currently In Use: 0; UST Temp Close: 0; AST Currently In Use: 0; AST Temp Closed: 0 | 0 | 0 | 3 | 19654-077-003355 | W.O. KILLEN
20145 | Permanently Closed | 1993-08-27 | 1976-01-01 | 1993-08-27 | Petroleum | On road diesel | On road diesel |  | Steel | Steel | Interior lined (not allowed as a standalone method of corrosion protection) | Painted or None | Steel |  | 1901-01-01 | [15 empty] | UST Currently In Use: 0; UST Temp Close: 0; AST Currently In Use: 3; AST Temp Closed: 0 | 0 | 0 | 3 | 13137-091-002430 | LINDEN LUMBER CO INC
20146 | Permanently Closed | 1993-08-27 | 1976-01-01 | 1993-08-27 | Petroleum | On road diesel | On road diesel |  | Steel | Steel | Interior lined (not allowed as a standalone method of corrosion protection) | Painted or None | Steel |  | 1901-01-01 | [15 empty] | UST Currently In Use: 0; UST Temp Close: 0; AST Currently In Use: 3; AST Temp Closed: 0 | 0 | 0 | 3 | 13137-091-002430 | LINDEN LUMBER CO INC
20147 | Permanently Closed | 1993-08-27 | 1976-01-01 | 1993-08-27 | Petroleum | Unleaded gasoline | Unleaded gasoline |  | Steel | Steel | Interior lined (not allowed as a standalone method of corrosion protection) | Painted or None | Steel |  | 1901-01-01 | [15 empty] | UST Currently In Use: 0; UST Temp Close: 0; AST Currently In Use: 3; AST Temp Closed: 0 | 0 | 0 | 3 | 13137-091-002430 | LINDEN LUMBER CO INC
20148 | Permanently Closed | 1973-01-01 | 1963-01-01 | 1985-08-01 | Petroleum | Other, OTHER | Other |  | Steel | Steel |  | Painted or None | Steel |  | 1901-01-01 | [15 empty] | UST Currently In Use: 0; UST Temp Close: 0; AST Currently In Use: 0; AST Temp Closed: 0 | 0 | 0 | 1 | 13138-091-004294 | LINDEN WOOD INC
20149 | Permanently Closed | 1990-11-13 | 1969-01-01 | 1990-11-13 | Petroleum | Unleaded gasoline | Unleaded gasoline |  | Steel | Steel |  | Painted or None | Steel |  | 1901-01-01 | [15 empty] | UST Currently In Use: 0; UST Temp Close: 0; AST Currently In Use: 0; AST Temp Closed: 0 | 0 | 0 | 2 | 13139-023-010053 | LINDY BURG LINDSY JR
20150 | Permanently Closed | 1990-11-13 | 1969-01-01 | 1990-11-13 | Petroleum | Unleaded gasoline | Unleaded gasoline |  | Steel | Steel |  | Painted or None | Steel |  | 1901-01-01 | [15 empty] | UST Currently In Use: 0; UST Temp Close: 0; AST Currently In Use: 0; AST Temp Closed: 0 | 0 | 0 | 2 | 13139-023-010053 | LINDY BURG LINDSY JR
20151 | Permanently Closed | 1997-08-27 | 1966-01-01 | 1997-08-27 | Petroleum | Unleaded gasoline | Unleaded gasoline | State/federal government | Steel | Steel |  | Painted or None | Steel |  | 1901-01-01 | [15 empty] | UST Currently In Use: 0; UST Temp Close: 0; AST Currently In Use: 0; AST Temp Closed: 0 | 0 | 0 | 1 | 14587-027-006090 | AL ST MILITARY DEPT - CFMO ENV. OFF.
20152 | Retired | 1988-08-08 | 1979-01-01 |  | Petroleum | On road diesel | On road diesel |  | Steel | Steel |  | Painted or None | Steel |  | 1901-01-01 | [15 empty] | UST Currently In Use: 0; UST Temp Close: 0; AST Currently In Use: 0; AST Temp Closed: 0 | 0 | 0 | 0 | 13141-027-009782 | LINEVILLE POLE CO
20153 | Retired | 1988-08-08 | 1979-01-01 |  | Petroleum | On road diesel | On road diesel |  | Steel | Steel |  | Painted or None | Steel |  | 1901-01-01 | [15 empty] | UST Currently In Use: 0; UST Temp Close: 0; AST Currently In Use: 0; AST Temp Closed: 0 | 0 | 0 | 0 | 13141-027-009782 | LINEVILLE POLE CO
20154 | Permanently Closed | 1990-08-01 | 1960-01-01 | 1990-08-01 | Petroleum | On road diesel | On road diesel |  | Steel | Steel |  |  |  |  | 1901-01-01 | [15 empty] | UST Currently In Use: 0; UST Temp Close: 0; AST Currently In Use: 0; AST Temp Closed: 0 | 0 | 0 | 2 | 13142-103-002029 | AIR LIQUIDE AMERICA
20155 | Permanently Closed | 1990-08-01 | 1965-01-01 | 1990-08-01 | Hazardous Substance |  |  |  | Steel | Steel |  |  |  |  | 1901-01-01 | [15 empty] | UST Currently In Use: 0; UST Temp Close: 0; AST Currently In Use: 0; AST Temp Closed: 0 | 0 | 0 | 2 | 13142-103-002029 | AIR LIQUIDE AMERICA
20156 | Permanently Closed | 1990-02-01 | 1954-01-01 | 1990-02-01 | Petroleum | Unleaded gasoline | Unleaded gasoline |  | Steel | Steel |  |  |  |  | 1901-01-01 | [15 empty] | UST Currently In Use: 0; UST Temp Close: 0; AST Currently In Use: 0; AST Temp Closed: 0 | 0 | 0 | 9 | 13143-033-011177 | LISTERHILL REDUCTION PLANT
20157 | Permanently Closed | 1989-08-01 | 1954-01-01 | 1989-08-01 | Petroleum | Unleaded gasoline | Unleaded gasoline |  | Steel | Steel |  |  |  |  | 1901-01-01 | [15 empty] | UST Currently In Use: 0; UST Temp Close: 0; AST Currently In Use: 0; AST Temp Closed: 0 | 0 | 0 | 9 | 13143-033-011177 | LISTERHILL REDUCTION PLANT
20158 | Permanently Closed | 1990-02-01 | 1954-01-01 | 1990-02-01 | Petroleum | Unleaded gasoline | Unleaded gasoline |  | Steel | Steel |  |  |  |  | 1901-01-01 | [15 empty] | UST Currently In Use: 0; UST Temp Close: 0; AST Currently In Use: 0; AST Temp Closed: 0 | 0 | 0 | 9 | 13143-033-011177 | LISTERHILL REDUCTION PLANT
20159 | Permanently Closed | 1990-02-01 | 1954-01-01 | 1990-02-01 | Petroleum | Unleaded gasoline | Unleaded gasoline |  | Steel | Steel |  |  |  |  | 1901-01-01 | [15 empty] | UST Currently In Use: 0; UST Temp Close: 0; AST Currently In Use: 0; AST Temp Closed: 0 | 0 | 0 | 9 | 13143-033-011177 | LISTERHILL REDUCTION PLANT
20160 | Permanently Closed | 1990-02-01 | 1954-01-01 | 1990-02-01 | Petroleum | On road diesel | On road diesel |  | Steel | Steel |  |  |  |  | 1901-01-01 | [15 empty] | UST Currently In Use: 0; UST Temp Close: 0; AST Currently In Use: 0; AST Temp Closed: 0 | 0 | 0 | 9 | 13143-033-011177 | LISTERHILL REDUCTION PLANT
20161 | Permanently Closed | 1990-02-01 | 1954-01-01 | 1990-02-01 | Petroleum | On road diesel | On road diesel |  | Steel | Steel |  |  |  |  | 1901-01-01 | [15 empty] | UST Currently In Use: 0; UST Temp Close: 0; AST Currently In Use: 0; AST Temp Closed: 0 | 0 | 0 | 9 | 13143-033-011177 | LISTERHILL REDUCTION PLANT
20162 | Permanently Closed | 1990-02-01 | 1954-01-01 | 1990-02-01 | Petroleum | Unleaded gasoline | Unleaded gasoline |  | Steel | Steel |  |  |  |  | 1901-01-01 | [15 empty] | UST Currently In Use: 0; UST Temp Close: 0; AST Currently In Use: 0; AST Temp Closed: 0 | 0 | 0 | 9 | 13143-033-011177 | LISTERHILL REDUCTION PLANT
20163 | Permanently Closed | 1989-08-01 | 1954-01-01 | 1989-08-01 | Petroleum | On road diesel | On road diesel |  | Steel | Steel |  |  |  |  | 1901-01-01 | [15 empty] | UST Currently In Use: 0; UST Temp Close: 0; AST Currently In Use: 0; AST Temp Closed: 0 | 0 | 0 | 9 | 13143-033-011177 | LISTERHILL REDUCTION PLANT
20164 | Permanently Closed | 1990-02-01 | 1939-01-01 | 1990-02-01 | Petroleum | Other, EMPTY | Other | [7 empty] | 1901-01-01 | [15 empty] | UST Currently In Use: 0; UST Temp Close: 0; AST Currently In Use: 0; AST Temp Closed: 0 | 0 | 0 | 9 | 13143-033-011177 | LISTERHILL REDUCTION PLANT
20165 | Permanently Closed | 1998-12-19 | 1968-01-01 | 2003-04-30 | Petroleum | Unleaded gasoline | Unleaded gasoline |  | Steel | Steel |  | Painted or None | Steel |  | 1901-01-01 | [15 empty] | UST Currently In Use: 0; UST Temp Close: 0; AST Currently In Use: 0; AST Temp Closed: 0 | 0 | 0 | 3 | 17731-003-008199 | PAUL T N DAO
20166 | Permanently Closed | 1998-12-19 | 1968-01-01 | 2003-04-30 | Petroleum | Unleaded gasoline | Unleaded gasoline |  | Steel | Steel |  | Painted or None | Steel |  | 1901-01-01 | [15 empty] | UST Currently In Use: 0; UST Temp Close: 0; AST Currently In Use: 0; AST Temp Closed: 0 | 0 | 0 | 3 | 17731-003-008199 | PAUL T N DAO
20167 | Permanently Closed | 1995-03-01 | 1976-01-01 | 2003-04-30 | Petroleum | Unleaded gasoline | Unleaded gasoline | [7 empty] | 1901-01-01 | [15 empty] | UST Currently In Use: 0; UST Temp Close: 0; AST Currently In Use: 0; AST Temp Closed: 0 | 0 | 0 | 3 | 17731-003-008199 | PAUL T N DAO
20168 | Permanently Closed | 1998-12-16 | 1981-01-01 | 1998-12-16 | Petroleum | On road diesel | On road diesel |  | Steel | Steel |  | Painted or None | Steel |  | 1901-01-01 | [12 empty] | Annual line testing | Annual line testing |  | UST Currently In Use: 1; UST Temp Close: 0; AST Currently In Use: 1; AST Temp Closed: 0 | 1 | 0 | 1 | 13145-103-001843 | LITTRELL LUMBER MILL INC
20169 | Permanently Closed | 1993-10-01 | 1979-01-01 | 1995-10-01 | Petroleum | Unleaded gasoline | Unleaded gasoline |  | Steel | Steel |  | Painted or None | Steel |  | 1901-01-01 | [6 empty] | Statistical Inventory Reconciliation (SIR) | [8 empty] | UST Currently In Use: 0; UST Temp Close: 0; AST Currently In Use: 0; AST Temp Closed: 0 | 0 | 0 | 2 | 21779-003-000510 | BOWATER TIMBER 1 LLC
20170 | Permanently Closed | 1990-09-18 | 1967-01-01 | 1990-09-18 | Petroleum | Unleaded gasoline | Unleaded gasoline |  | Steel | Steel |  | Painted or None | Steel |  | 1901-01-01 | [15 empty] | UST Currently In Use: 0; UST Temp Close: 0; AST Currently In Use: 0; AST Temp Closed: 0 | 0 | 0 | 2 | 13147-119-001991 | LIVINGSTON UNIVERSITY
20171 | Permanently Closed | 1990-09-18 | 1967-01-01 | 1990-09-18 | Petroleum | Unleaded gasoline | Unleaded gasoline |  | Steel | Steel |  | Painted or None | Steel |  | 1901-01-01 | [15 empty] | UST Currently In Use: 0; UST Temp Close: 0; AST Currently In Use: 0; AST Temp Closed: 0 | 0 | 0 | 2 | 13147-119-001991 | LIVINGSTON UNIVERSITY
20172 | Permanently Closed | 1992-07-02 | 1970-01-01 | 1992-07-02 | Petroleum | On road diesel | On road diesel |  | Steel | Steel |  | Painted or None | Steel |  | 1901-01-01 | [15 empty] | UST Currently In Use: 0; UST Temp Close: 0; AST Currently In Use: 4; AST Temp Closed: 1 | 0 | 0 | 1 | 24712-119-002282 | ARCOSA LW BR, LLC
20173 | Currently in Use |  | 1978-01-01 |  | Petroleum | Unleaded gasoline | Unleaded gasoline | Retail | Steel | Steel | Field installed cathodic protection |  | Steel |  | 1901-01-01 | Field installed cathodic protection | Catchment Basin, Single walled catchment basin | Automatic shutoff device At 95% full | Automatic shutoff device At 95% full |  |  | Statistical Inventory Reconciliation (SIR) | [8 empty] | UST Currently In Use: 2; UST Temp Close: 0; AST Currently In Use: 0; AST Temp Closed: 0 | 2 | 0 | 0 | 23269-031-011084 | DENNIS LAWFORD
20174 | Currently in Use |  | 1978-01-01 |  | Petroleum | Unleaded gasoline | Unleaded gasoline | Retail | Steel | Steel | Field installed cathodic protection |  | Steel |  | 1901-01-01 | Field installed cathodic protection | Catchment Basin, Single walled catchment basin | Automatic shutoff device At 95% full | Automatic shutoff device At 95% full |  |  | Statistical Inventory Reconciliation (SIR) | [8 empty] | UST Currently In Use: 2; UST Temp Close: 0; AST Currently In Use: 0; AST Temp Closed: 0 | 2 | 0 | 0 | 23269-031-011084 | DENNIS LAWFORD
20175 | Permanently Closed | 1989-12-01 | 1973-01-01 | 1989-12-07 | Petroleum | Unleaded gasoline | Unleaded gasoline |  | Steel | Steel | Interior lined (not allowed as a standalone method of corrosion protection) | Painted or None | Steel |  | 1901-01-01 | [15 empty] | UST Currently In Use: 0; UST Temp Close: 0; AST Currently In Use: 0; AST Temp Closed: 0 | 0 | 0 | 2 | 13150-051-012410 | LLOYD E RODGERS
20176 | Permanently Closed | 1989-12-01 | 1973-01-01 | 1989-12-07 | Petroleum | Unleaded gasoline | Unleaded gasoline |  | Steel | Steel | Interior lined (not allowed as a standalone method of corrosion protection) | Painted or None | Steel |  | 1901-01-01 | [15 empty] | UST Currently In Use: 0; UST Temp Close: 0; AST Currently In Use: 0; AST Temp Closed: 0 | 0 | 0 | 2 | 13150-051-012410 | LLOYD E RODGERS
20177 | Permanently Closed | 1987-01-15 | 1969-01-01 | 1987-01-15 | Petroleum | Unleaded gasoline | Unleaded gasoline |  | Steel | Steel |  | Painted or None | Steel |  | 1901-01-01 | [15 empty] | UST Currently In Use: 0; UST Temp Close: 0; AST Currently In Use: 0; AST Temp Closed: 0 | 0 | 0 | 2 | 13151-125-000892 | LEWIS L MCALLISTER JR
20178 | Permanently Closed | 1987-01-15 | 1969-01-01 | 1987-01-15 | Petroleum | Unleaded gasoline | Unleaded gasoline |  | Steel | Steel |  | Painted or None | Steel |  | 1901-01-01 | [15 empty] | UST Currently In Use: 0; UST Temp Close: 0; AST Currently In Use: 0; AST Temp Closed: 0 | 0 | 0 | 2 | 13151-125-000892 | LEWIS L MCALLISTER JR
20180 | Currently in Use |  | 1989-10-31 |  | Petroleum | Premium gasoline | Premium gasoline | Retail | Single Wall, Steel | Steel | Coated & cathodic protection (sti-P3) |  | Fiberglass reinforced plastic, Single Wall |  |  | Other, FLXS ISOLA | Catchment Basin, Single walled catchment basin | Flow Rest 90% Full | Flow Rest 90% Full |  |  | Automatic Tank Gauge | Direct Bury submersible pump | Automatic flow restrictor (MLLD) | Automatic flow restrictor (MLLD) |  |  | Annual line testing | Annual line testing |  | UST Currently In Use: 7; UST Temp Close: 0; AST Currently In Use: 0; AST Temp Closed: 0 | 7 | 0 | 5 | 13153-009-007561 | LOGANS GENERAL STORE
20181 | Currently in Use |  | 1989-10-31 |  | Petroleum | Unleaded gasoline | Unleaded gasoline | Retail | Single Wall, Steel | Steel | Coated & cathodic protection (sti-P3) |  | Fiberglass reinforced plastic, Single Wall |  |  | Other, FLXS ISOLA | Catchment Basin, Single walled catchment basin | Flow Rest 90% Full | Flow Rest 90% Full |  |  | Automatic Tank Gauge | Direct Bury submersible pump | Automatic flow restrictor (MLLD) | Automatic flow restrictor (MLLD) |  |  | Annual line testing | Annual line testing |  | UST Currently In Use: 7; UST Temp Close: 0; AST Currently In Use: 0; AST Temp Closed: 0 | 7 | 0 | 5 | 13153-009-007561 | LOGANS GENERAL STORE
20182 | Currently in Use |  | 1989-10-31 |  | Petroleum | Premium gasoline | Premium gasoline | Retail | Single Wall, Steel | Steel | Coated & cathodic protection (sti-P3) |  | Fiberglass reinforced plastic, Single Wall |  |  | Other, FLXS ISOLA | Catchment Basin, Single walled catchment basin | Flow Rest 90% Full | Flow Rest 90% Full |  |  | Automatic Tank Gauge |  | Automatic flow restrictor (MLLD) | Automatic flow restrictor (MLLD) |  |  | Annual line testing | Annual line testing |  | UST Currently In Use: 7; UST Temp Close: 0; AST Currently In Use: 0; AST Temp Closed: 0 | 7 | 0 | 5 | 13153-009-007561 | LOGANS GENERAL STORE
20183 | Currently in Use |  | 1989-10-31 |  | Petroleum | Unleaded gasoline | Unleaded gasoline | Retail | Single Wall, Steel | Steel | Coated & cathodic protection (sti-P3) |  | Fiberglass reinforced plastic, Single Wall |  |  | Other, FLXS ISOLA | Catchment Basin, Single walled catchment basin | Flow Rest 90% Full | Flow Rest 90% Full |  |  | Automatic Tank Gauge | Direct Bury submersible pump | Automatic flow restrictor (MLLD) | Automatic flow restrictor (MLLD) |  |  | Annual line testing | Annual line testing |  | UST Currently In Use: 7; UST Temp Close: 0; AST Currently In Use: 0; AST Temp Closed: 0 | 7 | 0 | 5 | 13153-009-007561 | LOGANS GENERAL STORE
20184 | Currently in Use |  | 1989-10-31 |  | Petroleum | Unleaded gasoline | Unleaded gasoline | Retail | Single Wall, Steel | Steel | Coated & cathodic protection (sti-P3) |  | Fiberglass reinforced plastic, Single Wall |  |  | Other, FLXS ISOLA | Catchment Basin, Single walled catchment basin | Flow Rest 90% Full | Flow Rest 90% Full |  |  | Automatic Tank Gauge | Direct Bury submersible pump | Automatic flow restrictor (MLLD) | Automatic flow restrictor (MLLD) |  |  | Annual line testing | Annual line testing |  | UST Currently In Use: 7; UST Temp Close: 0; AST Currently In Use: 0; AST Temp Closed: 0 | 7 | 0 | 5 | 13153-009-007561 | LOGANS GENERAL STORE
20185 | Currently in Use |  | 1989-10-31 |  | Petroleum | On road diesel | On road diesel | Retail | Single Wall, Steel | Steel | Coated & cathodic protection (sti-P3) |  | Fiberglass reinforced plastic, Single Wall |  |  | Other, FLXS ISOLA | Catchment Basin, Single walled catchment basin | Flow Rest 90% Full | Flow Rest 90% Full |  |  | Automatic Tank Gauge | Direct Bury submersible pump | Automatic flow restrictor (MLLD) | Automatic flow restrictor (MLLD) |  |  | Annual line testing | Annual line testing |  | UST Currently In Use: 7; UST Temp Close: 0; AST Currently In Use: 0; AST Temp Closed: 0 | 7 | 0 | 5 | 13153-009-007561 | LOGANS GENERAL STORE
20186 | Currently in Use |  | 1990-09-07 |  | Petroleum | Kerosene | Kerosene | Retail | Single Wall, Steel | Steel | Coated & cathodic protection (sti-P3) |  | Fiberglass reinforced plastic, Single Wall |  | 1901-01-01 |  | Catchment Basin, Single walled catchment basin | Automatic shutoff device At 95% full | Automatic shutoff device At 95% full |  |  | Automatic Tank Gauge | [8 empty] | UST Currently In Use: 7; UST Temp Close: 0; AST Currently In Use: 0; AST Temp Closed: 0 | 7 | 0 | 5 | 13153-009-007561 | LOGANS GENERAL STORE
20187 | Cannot Locate or abandoned | 2002-10-17 | 1981-01-01 |  | Petroleum | Unleaded gasoline | Unleaded gasoline | Retail | Steel | Steel |  | Painted or None | Steel |  | 1901-01-01 | [15 empty] | UST Currently In Use: 0; UST Temp Close: 0; AST Currently In Use: 0; AST Temp Closed: 0 | 0 | 0 | 0 | 20066-057-006319 | DAVID PATE
20188 | Retired | 2002-10-17 | 1981-01-01 |  | Petroleum | Unleaded gasoline | Unleaded gasoline | Retail | Steel | Steel |  | Painted or None | Steel |  | 1901-01-01 | [15 empty] | UST Currently In Use: 0; UST Temp Close: 0; AST Currently In Use: 0; AST Temp Closed: 0 | 0 | 0 | 0 | 20066-057-006319 | DAVID PATE
20189 | Permanently Closed | 1988-01-01 | 1959-01-01 | 1988-01-01 | Petroleum | Unleaded gasoline | Unleaded gasoline |  | Steel | Steel |  | Painted or None | Steel |  | 1901-01-01 | [15 empty] | UST Currently In Use: 0; UST Temp Close: 0; AST Currently In Use: 0; AST Temp Closed: 0 | 0 | 0 | 3 | 13155-055-002727 | LOLA MARTIN
20190 | Permanently Closed | 1988-01-01 | 1959-01-01 | 1988-01-01 | Petroleum | Unleaded gasoline | Unleaded gasoline |  | Steel | Steel |  | Painted or None | Steel |  | 1901-01-01 | [15 empty] | UST Currently In Use: 0; UST Temp Close: 0; AST Currently In Use: 0; AST Temp Closed: 0 | 0 | 0 | 3 | 13155-055-002727 | LOLA MARTIN
20191 | Permanently Closed | 1988-01-01 | 1959-01-01 | 1988-01-01 | Petroleum | Unleaded gasoline | Unleaded gasoline |  | Steel | Steel |  | Painted or None | Steel |  | 1901-01-01 | [15 empty] | UST Currently In Use: 0; UST Temp Close: 0; AST Currently In Use: 0; AST Temp Closed: 0 | 0 | 0 | 3 | 13155-055-002727 | LOLA MARTIN
20192 | Permanently Closed | 1990-01-01 | 1972-01-01 | 1997-04-01 | Petroleum | Unleaded gasoline | Unleaded gasoline |  | Steel | Steel |  |  | Steel |  | 1901-01-01 | [15 empty] | UST Currently In Use: 0; UST Temp Close: 0; AST Currently In Use: 0; AST Temp Closed: 0 | 0 | 0 | 3 | 13156-063-004900 | JAMES WALTER POOLE
20193 | Permanently Closed | 1990-01-01 | 1972-01-01 | 1997-04-01 | Petroleum | Unleaded gasoline | Unleaded gasoline |  | Steel | Steel |  |  | Steel |  | 1901-01-01 | [15 empty] | UST Currently In Use: 0; UST Temp Close: 0; AST Currently In Use: 0; AST Temp Closed: 0 | 0 | 0 | 3 | 13156-063-004900 | JAMES WALTER POOLE
20194 | Permanently Closed | 1990-01-01 | 1972-01-01 | 1997-04-01 | Petroleum | Unleaded gasoline | Unleaded gasoline |  | Steel | Steel |  |  | Steel |  | 1901-01-01 | [15 empty] | UST Currently In Use: 0; UST Temp Close: 0; AST Currently In Use: 0; AST Temp Closed: 0 | 0 | 0 | 3 | 13156-063-004900 | JAMES WALTER POOLE
20195 | Temporary Closed | 2012-08-01 | 1979-01-01 |  | Petroleum | Unleaded gasoline | Unleaded gasoline | Retail | Steel | Steel | Field installed cathodic protection |  | Steel |  | 1901-01-01 | Field installed cathodic protection | Catchment Basin, Single walled catchment basin | Automatic shutoff device At 95% full, Flow Rest 90% Full | Flow Rest 90% Full | [11 empty] | UST Currently In Use: 0; UST Temp Close: 2; AST Currently In Use: 0; AST Temp Closed: 0 | 0 | 2 | 0 | 13157-119-006501 | LONG'S LANDING
20196 | Temporary Closed | 2012-08-01 | 1979-01-01 |  | Petroleum | Mid-grade gasoline | Mid-grade gasoline | Retail | Steel | Steel | Field installed cathodic protection |  | Steel |  | 1901-01-01 | Field installed cathodic protection | Catchment Basin, Single walled catchment basin | Automatic shutoff device At 95% full, Flow Rest 90% Full | Flow Rest 90% Full | [11 empty] | UST Currently In Use: 0; UST Temp Close: 2; AST Currently In Use: 0; AST Temp Closed: 0 | 0 | 2 | 0 | 13157-119-006501 | LONG'S LANDING
20197 | Permanently Closed | 1993-04-01 | 1964-01-01 | 1993-05-12 | Petroleum | Unleaded gasoline | Unleaded gasoline |  | Steel | Steel |  | Painted or None | Steel |  | 1901-01-01 | [15 empty] | UST Currently In Use: 2; UST Temp Close: 0; AST Currently In Use: 0; AST Temp Closed: 0 | 2 | 0 | 4 | 11661-079-002561 | EDWARDS OIL COMPANY
20198 | Permanently Closed | 1993-04-01 | 1964-01-01 | 1993-05-12 | Petroleum | Unleaded gasoline | Unleaded gasoline |  | Steel | Steel |  | Painted or None | Steel |  | 1901-01-01 | [15 empty] | UST Currently In Use: 2; UST Temp Close: 0; AST Currently In Use: 0; AST Temp Closed: 0 | 2 | 0 | 4 | 11661-079-002561 | EDWARDS OIL COMPANY
20199 | Retired | 1981-06-01 | 1964-01-01 |  | Petroleum | Unleaded gasoline | Unleaded gasoline |  | Steel | Steel |  | Painted or None | Steel |  | 1901-01-01 | [15 empty] | UST Currently In Use: 2; UST Temp Close: 0; AST Currently In Use: 0; AST Temp Closed: 0 | 2 | 0 | 4 | 11661-079-002561 | EDWARDS OIL COMPANY
20200 | Permanently Closed | 1993-04-01 | 1979-01-01 | 1993-05-12 | Petroleum | Unleaded gasoline | Unleaded gasoline |  | Steel | Steel |  | Painted or None | Steel |  | 1901-01-01 | [15 empty] | UST Currently In Use: 2; UST Temp Close: 0; AST Currently In Use: 0; AST Temp Closed: 0 | 2 | 0 | 4 | 11661-079-002561 | EDWARDS OIL COMPANY
20201 | Permanently Closed | 1986-01-01 | 1964-01-01 | 1988-06-01 | Petroleum | Other, OTHER | Other |  | Steel | Steel |  | Painted or None | Steel |  | 1901-01-01 | [15 empty] | UST Currently In Use: 0; UST Temp Close: 0; AST Currently In Use: 0; AST Temp Closed: 0 | 0 | 0 | 1 | 13160-097-002730 | LOPER OIL CO INC
20202 | Permanently Closed | 1982-08-01 | 1959-01-01 | 1986-11-04 | Petroleum | Other, OTHER | Other |  | Steel | Steel |  | Painted or None | Steel |  | 1901-01-01 | [15 empty] | UST Currently In Use: 0; UST Temp Close: 0; AST Currently In Use: 0; AST Temp Closed: 0 | 0 | 0 | 3 | 13160-097-002731 | LOPER OIL CO INC
20203 | Permanently Closed | 1982-08-01 | 1959-01-01 | 1986-11-04 | Petroleum | Other, OTHER | Other |  | Steel | Steel |  | Painted or None | Steel |  | 1901-01-01 | [15 empty] | UST Currently In Use: 0; UST Temp Close: 0; AST Currently In Use: 0; AST Temp Closed: 0 | 0 | 0 | 3 | 13160-097-002731 | LOPER OIL CO INC
20204 | Permanently Closed | 1982-08-01 | 1969-01-01 | 1986-11-04 | Petroleum | Other, OTHER | Other |  | Steel | Steel |  | Painted or None | Steel |  | 1901-01-01 | [15 empty] | UST Currently In Use: 0; UST Temp Close: 0; AST Currently In Use: 0; AST Temp Closed: 0 | 0 | 0 | 3 | 13160-097-002731 | LOPER OIL CO INC
20205 | Permanently Closed | 1901-01-01 | 1977-01-01 | 1987-10-27 | Petroleum | Unleaded gasoline | Unleaded gasoline |  | Fiberglass reinforced plastic | Fiberglass reinforced plastic |  |  | Steel |  | 1901-01-01 | [15 empty] | UST Currently In Use: 0; UST Temp Close: 0; AST Currently In Use: 0; AST Temp Closed: 0 | 0 | 0 | 3 | 13160-097-002732 | LOPER OIL CO INC
20206 | Permanently Closed | 1901-01-01 | 1967-01-01 | 1987-10-27 | Petroleum | Unleaded gasoline | Unleaded gasoline |  | Fiberglass reinforced plastic | Fiberglass reinforced plastic |  |  | Steel |  | 1901-01-01 | [15 empty] | UST Currently In Use: 0; UST Temp Close: 0; AST Currently In Use: 0; AST Temp Closed: 0 | 0 | 0 | 3 | 13160-097-002732 | LOPER OIL CO INC
20207 | Permanently Closed | 1901-01-01 | 1967-01-01 | 1987-10-27 | Petroleum | Unleaded gasoline | Unleaded gasoline |  | Fiberglass reinforced plastic | Fiberglass reinforced plastic |  |  | Steel |  | 1901-01-01 | [15 empty] | UST Currently In Use: 0; UST Temp Close: 0; AST Currently In Use: 0; AST Temp Closed: 0 | 0 | 0 | 3 | 13160-097-002732 | LOPER OIL CO INC
20208 | Permanently Closed | 1901-01-01 | 1966-01-01 | 1986-11-04 | Petroleum | Unleaded gasoline | Unleaded gasoline |  | Steel | Steel |  | Painted or None | Steel |  | 1901-01-01 | [15 empty] | UST Currently In Use: 0; UST Temp Close: 0; AST Currently In Use: 0; AST Temp Closed: 0 | 0 | 0 | 3 | 13160-097-002734 | LOPER OIL CO INC
20209 | Permanently Closed | 1901-01-01 | 1966-01-01 | 1986-11-04 | Petroleum | Unleaded gasoline | Unleaded gasoline |  | Steel | Steel |  | Painted or None | Steel |  | 1901-01-01 | [15 empty] | UST Currently In Use: 0; UST Temp Close: 0; AST Currently In Use: 0; AST Temp Closed: 0 | 0 | 0 | 3 | 13160-097-002734 | LOPER OIL CO INC
20210 | Permanently Closed | 1901-01-01 | 1986-01-01 | 1986-11-04 | Petroleum | Unleaded gasoline | Unleaded gasoline |  | Steel | Steel |  |  | Steel |  | 1901-01-01 | [15 empty] | UST Currently In Use: 0; UST Temp Close: 0; AST Currently In Use: 0; AST Temp Closed: 0 | 0 | 0 | 3 | 13160-097-002734 | LOPER OIL CO INC
20211 | Permanently Closed | 1978-01-01 | 1959-01-01 | 1987-10-01 | Petroleum | Other, OTHER | Other |  | Steel | Steel |  | Painted or None | Steel |  | 1901-01-01 | [15 empty] | UST Currently In Use: 0; UST Temp Close: 0; AST Currently In Use: 0; AST Temp Closed: 0 | 0 | 0 | 7 | 13160-097-007416 | LOPER OIL CO INC
20212 | Permanently Closed | 1978-01-01 | 1959-01-01 | 1987-10-01 | Petroleum | Other, OTHER | Other |  | Steel | Steel |  | Painted or None | Steel |  | 1901-01-01 | [15 empty] | UST Currently In Use: 0; UST Temp Close: 0; AST Currently In Use: 0; AST Temp Closed: 0 | 0 | 0 | 7 | 13160-097-007416 | LOPER OIL CO INC
20213 | Permanently Closed | 1978-01-01 | 1959-01-01 | 1987-10-01 | Petroleum | Other, OTHER | Other |  | Steel | Steel |  | Painted or None | Steel |  | 1901-01-01 | [15 empty] | UST Currently In Use: 0; UST Temp Close: 0; AST Currently In Use: 0; AST Temp Closed: 0 | 0 | 0 | 7 | 13160-097-007416 | LOPER OIL CO INC
20214 | Permanently Closed | 1978-01-01 | 1959-01-01 | 1987-10-01 | Petroleum | Other, OTHER | Other |  | Steel | Steel |  | Painted or None | Steel |  | 1901-01-01 | [15 empty] | UST Currently In Use: 0; UST Temp Close: 0; AST Currently In Use: 0; AST Temp Closed: 0 | 0 | 0 | 7 | 13160-097-007416 | LOPER OIL CO INC
20215 | Permanently Closed | 1978-01-01 | 1959-01-01 | 1987-10-01 | Petroleum | Other, OTHER | Other |  | Steel | Steel |  | Painted or None | Steel |  | 1901-01-01 | [15 empty] | UST Currently In Use: 0; UST Temp Close: 0; AST Currently In Use: 0; AST Temp Closed: 0 | 0 | 0 | 7 | 13160-097-007416 | LOPER OIL CO INC
20216 | Permanently Closed | 1978-01-01 | 1959-01-01 | 1987-10-01 | Petroleum | Other, OTHER | Other |  | Steel | Steel |  | Painted or None | Steel |  | 1901-01-01 | [15 empty] | UST Currently In Use: 0; UST Temp Close: 0; AST Currently In Use: 0; AST Temp Closed: 0 | 0 | 0 | 7 | 13160-097-007416 | LOPER OIL CO INC
20217 | Permanently Closed | 1978-01-01 | 1959-01-01 | 1987-10-01 | Petroleum | Other, OTHER | Other |  | Steel | Steel |  | Painted or None | Steel |  | 1901-01-01 | [15 empty] | UST Currently In Use: 0; UST Temp Close: 0; AST Currently In Use: 0; AST Temp Closed: 0 | 0 | 0 | 7 | 13160-097-007416 | LOPER OIL CO INC
20218 | Permanently Closed | 1901-01-01 | 1964-01-01 | 1987-10-01 | Petroleum | On road diesel | On road diesel |  | Steel | Steel |  | Painted or None | Steel |  | 1901-01-01 | [15 empty] | UST Currently In Use: 0; UST Temp Close: 0; AST Currently In Use: 0; AST Temp Closed: 0 | 0 | 0 | 7 | 13160-097-007417 | LOPER OIL CO INC
20219 | Permanently Closed | 1901-01-01 | 1964-01-01 | 1987-10-01 | Petroleum | Unleaded gasoline | Unleaded gasoline |  | Steel | Steel |  | Painted or None | Steel |  | 1901-01-01 | [15 empty] | UST Currently In Use: 0; UST Temp Close: 0; AST Currently In Use: 0; AST Temp Closed: 0 | 0 | 0 | 7 | 13160-097-007417 | LOPER OIL CO INC
20220 | Permanently Closed | 1901-01-01 | 1964-01-01 | 1987-10-01 | Petroleum | Unleaded gasoline | Unleaded gasoline |  | Steel | Steel |  | Painted or None | Steel |  | 1901-01-01 | [15 empty] | UST Currently In Use: 0; UST Temp Close: 0; AST Currently In Use: 0; AST Temp Closed: 0 | 0 | 0 | 7 | 13160-097-007417 | LOPER OIL CO INC
20221 | Permanently Closed | 1901-01-01 | 1964-01-01 | 1987-10-01 | Petroleum | Unleaded gasoline | Unleaded gasoline |  | Steel | Steel |  | Painted or None | Steel |  | 1901-01-01 | [15 empty] | UST Currently In Use: 0; UST Temp Close: 0; AST Currently In Use: 0; AST Temp Closed: 0 | 0 | 0 | 7 | 13160-097-007417 | LOPER OIL CO INC
20222 | Permanently Closed | 1901-01-01 | 1964-01-01 | 1987-10-01 | Petroleum | Unleaded gasoline | Unleaded gasoline |  | Steel | Steel |  | Painted or None | Steel |  | 1901-01-01 | [15 empty] | UST Currently In Use: 0; UST Temp Close: 0; AST Currently In Use: 0; AST Temp Closed: 0 | 0 | 0 | 7 | 13160-097-007417 | LOPER OIL CO INC
20223 | Permanently Closed | 1984-06-01 | 1976-01-01 | 1987-10-01 | Petroleum | Other, OTHER | Other |  | Steel | Steel |  | Painted or None | Steel |  | 1901-01-01 | [15 empty] | UST Currently In Use: 0; UST Temp Close: 0; AST Currently In Use: 0; AST Temp Closed: 0 | 0 | 0 | 7 | 13160-097-007417 | LOPER OIL CO INC
20224 | Permanently Closed | 1901-01-01 | 1964-01-01 | 1987-10-01 | Petroleum | On road diesel | On road diesel |  | Steel | Steel |  | Painted or None | Steel |  | 1901-01-01 | [15 empty] | UST Currently In Use: 0; UST Temp Close: 0; AST Currently In Use: 0; AST Temp Closed: 0 | 0 | 0 | 7 | 13160-097-007417 | LOPER OIL CO INC
20225 | Permanently Closed | 2000-03-31 | 1982-01-01 | 2000-03-31 | Petroleum | Unleaded gasoline | Unleaded gasoline | Retail | Steel | Steel |  | Painted or None | Steel |  | 1901-01-01 | [6 empty] | Statistical Inventory Reconciliation (SIR) | [8 empty] | UST Currently In Use: 0; UST Temp Close: 0; AST Currently In Use: 0; AST Temp Closed: 0 | 0 | 0 | 3 | 13161-099-001209 | LORENE EVERETTE
20226 | Permanently Closed | 2000-03-31 | 1982-01-01 | 2000-03-31 | Petroleum | Unleaded gasoline | Unleaded gasoline | Retail | Steel | Steel |  | Painted or None | Steel |  | 1901-01-01 | [6 empty] | Statistical Inventory Reconciliation (SIR) | [8 empty] | UST Currently In Use: 0; UST Temp Close: 0; AST Currently In Use: 0; AST Temp Closed: 0 | 0 | 0 | 3 | 13161-099-001209 | LORENE EVERETTE
20227 | Permanently Closed | 2000-03-31 | 1982-01-01 | 2000-03-31 | Petroleum | Unleaded gasoline | Unleaded gasoline | Retail | Steel | Steel |  | Painted or None | Steel |  | 1901-01-01 | [6 empty] | Statistical Inventory Reconciliation (SIR) | [8 empty] | UST Currently In Use: 0; UST Temp Close: 0; AST Currently In Use: 0; AST Temp Closed: 0 | 0 | 0 | 3 | 13161-099-001209 | LORENE EVERETTE
20234 | Cannot Locate or abandoned | 1999-04-16 | 1977-01-01 |  | Petroleum | Unleaded gasoline | Unleaded gasoline |  | Steel | Steel |  | Painted or None | Steel |  | 1901-01-01 | [15 empty] | UST Currently In Use: 0; UST Temp Close: 0; AST Currently In Use: 0; AST Temp Closed: 0 | 0 | 0 | 0 | 13164-003-011389 | LOUIS DENNIS
20235 | Cannot Locate or abandoned | 1999-04-16 | 1977-01-01 |  | Petroleum | Unleaded gasoline | Unleaded gasoline |  | Steel | Steel |  | Painted or None | Steel |  | 1901-01-01 | [15 empty] | UST Currently In Use: 0; UST Temp Close: 0; AST Currently In Use: 0; AST Temp Closed: 0 | 0 | 0 | 0 | 13164-003-011389 | LOUIS DENNIS
20236 | Permanently Closed | 1988-12-25 | 1976-01-01 | 1992-11-06 | Petroleum | Used oil | Used oil |  | Steel | Steel |  | Painted or None | Steel |  | 1901-01-01 | [15 empty] | UST Currently In Use: 0; UST Temp Close: 0; AST Currently In Use: 0; AST Temp Closed: 0 | 0 | 0 | 1 | 13165-097-012823 | LOUIS LADAS
20237 | Permanently Closed | 1990-09-20 | 1971-01-01 | 1990-09-20 | Petroleum | Unleaded gasoline | Unleaded gasoline |  | Steel | Steel |  | Painted or None | Steel |  | 1901-01-01 | [15 empty] | UST Currently In Use: 0; UST Temp Close: 0; AST Currently In Use: 0; AST Temp Closed: 0 | 0 | 0 | 5 | 13167-021-004651 | LOUISE H PELHAM
20238 | Permanently Closed | 1990-09-20 | 1971-01-01 | 1990-09-20 | Petroleum | Unleaded gasoline | Unleaded gasoline |  | Steel | Steel |  | Painted or None | Steel |  | 1901-01-01 | [15 empty] | UST Currently In Use: 0; UST Temp Close: 0; AST Currently In Use: 0; AST Temp Closed: 0 | 0 | 0 | 5 | 13167-021-004651 | LOUISE H PELHAM
20239 | Permanently Closed | 1990-09-20 | 1971-01-01 | 1990-09-20 | Petroleum | Unleaded gasoline | Unleaded gasoline |  | Steel | Steel |  | Painted or None | Steel |  | 1901-01-01 | [15 empty] | UST Currently In Use: 0; UST Temp Close: 0; AST Currently In Use: 0; AST Temp Closed: 0 | 0 | 0 | 5 | 13167-021-004651 | LOUISE H PELHAM
20240 | Permanently Closed | 1990-09-20 | 1971-01-01 | 1990-09-20 | Petroleum | Unleaded gasoline | Unleaded gasoline |  | Steel | Steel |  | Painted or None | Steel |  | 1901-01-01 | [15 empty] | UST Currently In Use: 0; UST Temp Close: 0; AST Currently In Use: 0; AST Temp Closed: 0 | 0 | 0 | 5 | 13167-021-004651 | LOUISE H PELHAM
20241 | Permanently Closed | 1990-09-20 | 1971-01-01 | 1990-09-20 | Petroleum | Unleaded gasoline | Unleaded gasoline |  | Steel | Steel |  | Painted or None | Steel |  | 1901-01-01 | [15 empty] | UST Currently In Use: 0; UST Temp Close: 0; AST Currently In Use: 0; AST Temp Closed: 0 | 0 | 0 | 5 | 13167-021-004651 | LOUISE H PELHAM
20242 | Permanently Closed | 1989-10-30 | 1901-01-01 | 1989-10-30 | Petroleum | On road diesel | On road diesel |  | Steel | Steel |  | Painted or None |  |  | 1901-01-01 | [15 empty] | UST Currently In Use: 0; UST Temp Close: 0; AST Currently In Use: 0; AST Temp Closed: 0 | 0 | 0 | 3 | 13168-039-003315 | LOUISIANA PACIFIC CORP
20243 | Permanently Closed | 1989-10-30 | 1977-01-01 | 1989-10-30 | Petroleum | On road diesel | On road diesel |  | Steel | Steel |  | Painted or None |  |  | 1901-01-01 | [15 empty] | UST Currently In Use: 0; UST Temp Close: 0; AST Currently In Use: 0; AST Temp Closed: 0 | 0 | 0 | 3 | 13168-039-003315 | LOUISIANA PACIFIC CORP
20244 | Permanently Closed | 1989-10-30 | 1973-01-01 | 1989-10-30 | Petroleum | Unleaded gasoline | Unleaded gasoline |  | Steel | Steel |  | Painted or None |  |  | 1901-01-01 | [15 empty] | UST Currently In Use: 0; UST Temp Close: 0; AST Currently In Use: 0; AST Temp Closed: 0 | 0 | 0 | 3 | 13168-039-003315 | LOUISIANA PACIFIC CORP
20245 | Permanently Closed | 1989-12-18 | 1963-01-01 | 1989-12-18 | Petroleum | On road diesel | On road diesel |  |  |  |  | Painted or None | Steel |  | 1901-01-01 | [15 empty] | UST Currently In Use: 0; UST Temp Close: 0; AST Currently In Use: 0; AST Temp Closed: 0 | 0 | 0 | 2 | 13169-035-003316 | LOUISIANA PACIFIC CORP
20246 | Permanently Closed | 1989-12-18 | 1982-01-01 | 1989-12-18 | Petroleum | On road diesel | On road diesel |  |  |  |  | Painted or None | Steel |  | 1901-01-01 | [15 empty] | UST Currently In Use: 0; UST Temp Close: 0; AST Currently In Use: 0; AST Temp Closed: 0 | 0 | 0 | 2 | 13169-035-003316 | LOUISIANA PACIFIC CORP
20247 | Permanently Closed | 1990-11-01 | 1973-01-01 | 1990-11-01 | Petroleum | On road diesel | On road diesel |  | Steel | Steel |  | Painted or None | Steel |  | 1901-01-01 | [15 empty] | UST Currently In Use: 0; UST Temp Close: 0; AST Currently In Use: 0; AST Temp Closed: 0 | 0 | 0 | 3 | 13170-005-000690 | LOUISIANA PACIFIC CORP
20248 | Permanently Closed | 1991-03-28 | 1973-01-01 | 1991-03-28 | Petroleum | Unleaded gasoline | Unleaded gasoline |  | Steel | Steel |  | Painted or None | Steel |  | 1901-01-01 | [15 empty] | UST Currently In Use: 0; UST Temp Close: 0; AST Currently In Use: 0; AST Temp Closed: 0 | 0 | 0 | 3 | 13170-005-000690 | LOUISIANA PACIFIC CORP
20249 | Permanently Closed | 1991-03-28 | 1975-01-01 | 1991-03-28 | Petroleum | Unleaded gasoline | Unleaded gasoline |  | Steel | Steel |  | Painted or None | Steel |  | 1901-01-01 | [15 empty] | UST Currently In Use: 0; UST Temp Close: 0; AST Currently In Use: 0; AST Temp Closed: 0 | 0 | 0 | 3 | 13170-005-000690 | LOUISIANA PACIFIC CORP
20250 | Permanently Closed | 1993-04-05 | 1967-01-01 | 1993-04-05 | Petroleum | Unleaded gasoline | Unleaded gasoline |  | Steel | Steel |  | Painted or None | Steel |  | 1901-01-01 | [12 empty] | Annual line testing | Annual line testing |  | UST Currently In Use: 0; UST Temp Close: 0; AST Currently In Use: 0; AST Temp Closed: 0 | 0 | 0 | 2 | 13171-111-003684 | LOVVORN & CO
20251 | Permanently Closed | 1993-04-05 | 1967-01-01 | 1993-04-05 | Petroleum | Unleaded gasoline | Unleaded gasoline |  | Steel | Steel |  | Painted or None | Steel |  | 1901-01-01 | [12 empty] | Annual line testing | Annual line testing |  | UST Currently In Use: 0; UST Temp Close: 0; AST Currently In Use: 0; AST Temp Closed: 0 | 0 | 0 | 2 | 13171-111-003684 | LOVVORN & CO
20252 | Retired | 1983-01-01 | 1974-01-01 |  | Petroleum | Other, ENGINE OIL | Other |  | Steel | Steel |  |  | Steel |  | 1901-01-01 | [15 empty] | UST Currently In Use: 0; UST Temp Close: 0; AST Currently In Use: 0; AST Temp Closed: 0 | 0 | 0 | 0 | 13172-111-002779 | LOWE MOTOR CO
20253 | Permanently Closed | 1990-09-25 | 1979-01-01 | 1990-09-25 | Petroleum | Unleaded gasoline | Unleaded gasoline |  | Steel | Steel |  | Painted or None |  |  | 1901-01-01 | [15 empty] | UST Currently In Use: 0; UST Temp Close: 0; AST Currently In Use: 0; AST Temp Closed: 0 | 0 | 0 | 1 | 13173-033-000584 | LOWES OF MUSCLE SHOALS INC
20257 | Permanently Closed | 1998-12-08 | 1969-01-01 | 1998-12-08 | Petroleum | Unleaded gasoline | Unleaded gasoline | Industrial, Local Government | Steel | Steel | Coated & cathodic protection (sti-P3) |  | Steel |  | 1901-01-01 | [12 empty] | Annual line testing | Annual line testing |  | UST Currently In Use: 1; UST Temp Close: 0; AST Currently In Use: 0; AST Temp Closed: 0 | 1 | 0 | 1 | 13175-085-011932 | LOWNDES COUNTY BOARD OF EDUCATION
20258 | Permanently Closed | 1992-08-20 | 1964-01-01 | 1992-08-20 | Petroleum | Unleaded gasoline | Unleaded gasoline | Local government | Steel | Steel | Coated & cathodic protection (sti-P3) |  | Steel |  | 1901-01-01 | [15 empty] | UST Currently In Use: 1; UST Temp Close: 0; AST Currently In Use: 0; AST Temp Closed: 0 | 1 | 0 | 2 | 13175-085-011933 | LOWNDES COUNTY BOARD OF EDUCATION
20259 | Permanently Closed | 1998-11-23 | 1964-01-01 | 1998-11-23 | Petroleum | Unleaded gasoline | Unleaded gasoline | Local government | Steel | Steel | Coated & cathodic protection (sti-P3) |  | Steel |  | 1901-01-01 | [12 empty] | Annual line testing | Annual line testing |  | UST Currently In Use: 1; UST Temp Close: 0; AST Currently In Use: 0; AST Temp Closed: 0 | 1 | 0 | 2 | 13175-085-011934 | LOWNDES COUNTY BOARD OF EDUCATION
20260 | Permanently Closed | 1998-11-23 | 1964-01-01 | 1998-11-23 | Petroleum | Unleaded gasoline | Unleaded gasoline | Local Government, Retail | Steel | Steel |  | Painted or None | Steel |  | 1901-01-01 | [12 empty] | Annual line testing | Annual line testing |  | UST Currently In Use: 1; UST Temp Close: 0; AST Currently In Use: 0; AST Temp Closed: 0 | 1 | 0 | 1 | 13175-085-011935 | LOWNDES COUNTY BOARD OF EDUCATION
20261 | Permanently Closed | 1998-12-03 | 1964-01-01 | 1998-12-03 | Petroleum | Unleaded gasoline | Unleaded gasoline | Industrial, Local Government | Steel | Steel | Coated & cathodic protection (sti-P3) |  | Steel |  | 1901-01-01 | [12 empty] | Annual line testing | Annual line testing |  | UST Currently In Use: 1; UST Temp Close: 0; AST Currently In Use: 0; AST Temp Closed: 0 | 1 | 0 | 2 | 13175-085-011936 | LOWNDES COUNTY BOARD OF EDUCATION
20262 | Permanently Closed | 1996-12-01 | 1979-01-01 | 1998-04-24 | Petroleum | Unleaded gasoline | Unleaded gasoline |  | Steel | Steel |  | Painted or None | Steel |  | 1901-01-01 | [15 empty] | UST Currently In Use: 0; UST Temp Close: 0; AST Currently In Use: 0; AST Temp Closed: 0 | 0 | 0 | 4 | 13177-075-010791 | LOWRY OIL CO INC
20263 | Permanently Closed | 1996-12-01 | 1979-01-01 | 1998-04-24 | Petroleum | Unleaded gasoline | Unleaded gasoline |  | Steel | Steel |  | Painted or None | Steel |  | 1901-01-01 | [15 empty] | UST Currently In Use: 0; UST Temp Close: 0; AST Currently In Use: 0; AST Temp Closed: 0 | 0 | 0 | 4 | 13177-075-010791 | LOWRY OIL CO INC
20264 | Permanently Closed | 1996-12-01 | 1979-01-01 | 1998-04-24 | Petroleum | Unleaded gasoline | Unleaded gasoline |  | Steel | Steel |  | Painted or None | Steel |  | 1901-01-01 | [15 empty] | UST Currently In Use: 0; UST Temp Close: 0; AST Currently In Use: 0; AST Temp Closed: 0 | 0 | 0 | 4 | 13177-075-010791 | LOWRY OIL CO INC
20265 | Permanently Closed | 1996-12-01 | 1983-01-01 | 1998-04-24 | Petroleum | On road diesel | On road diesel |  | Steel | Steel |  | Painted or None | Steel |  | 1901-01-01 | [15 empty] | UST Currently In Use: 0; UST Temp Close: 0; AST Currently In Use: 0; AST Temp Closed: 0 | 0 | 0 | 4 | 13177-075-010791 | LOWRY OIL CO INC
20266 | Permanently Closed | 1995-09-01 | 1972-01-01 | 1997-08-28 | Petroleum | Unleaded gasoline | Unleaded gasoline |  | Steel | Steel |  | Painted or None | Steel |  | 1901-01-01 | [15 empty] | UST Currently In Use: 0; UST Temp Close: 0; AST Currently In Use: 0; AST Temp Closed: 0 | 0 | 0 | 1 | 10407-093-006109 | BAMA OIL SUPPLY
20267 | Permanently Closed | 1995-09-01 | 1983-01-01 | 1997-07-08 | Petroleum | Unleaded gasoline | Unleaded gasoline |  | Fiberglass reinforced plastic | Fiberglass reinforced plastic |  |  | Fiberglass reinforced plastic |  | 1901-01-01 | [15 empty] | UST Currently In Use: 0; UST Temp Close: 0; AST Currently In Use: 0; AST Temp Closed: 0 | 0 | 0 | 1 | 13177-093-006110 | LOWRY OIL CO INC
20268 | Permanently Closed | 1995-09-01 | 1968-01-01 | 1997-07-10 | Petroleum | Unleaded gasoline | Unleaded gasoline |  | Steel | Steel |  | Painted or None | Steel |  | 1901-01-01 | [15 empty] | UST Currently In Use: 0; UST Temp Close: 0; AST Currently In Use: 0; AST Temp Closed: 0 | 0 | 0 | 2 | 10407-093-006111 | BAMA OIL SUPPLY
20269 | Permanently Closed | 1995-09-01 | 1968-01-01 | 1997-07-10 | Petroleum | Unleaded gasoline | Unleaded gasoline |  | Steel | Steel |  | Painted or None | Steel |  | 1901-01-01 | [15 empty] | UST Currently In Use: 0; UST Temp Close: 0; AST Currently In Use: 0; AST Temp Closed: 0 | 0 | 0 | 2 | 10407-093-006111 | BAMA OIL SUPPLY
20272 | Permanently Closed | 1995-09-01 | 1979-01-01 | 1997-07-10 | Petroleum | Unleaded gasoline | Unleaded gasoline |  | Steel | Steel |  | Painted or None | Steel |  | 1901-01-01 | [15 empty] | UST Currently In Use: 0; UST Temp Close: 0; AST Currently In Use: 0; AST Temp Closed: 0 | 0 | 0 | 1 | 10407-093-006112 | BAMA OIL SUPPLY
20273 | Permanently Closed | 1995-09-01 | 1982-01-01 | 1997-07-07 | Petroleum | Unleaded gasoline | Unleaded gasoline |  | Steel | Steel |  | Painted or None | Steel |  | 1901-01-01 | [15 empty] | UST Currently In Use: 0; UST Temp Close: 0; AST Currently In Use: 0; AST Temp Closed: 0 | 0 | 0 | 1 | 10407-093-006113 | BAMA OIL SUPPLY
20274 | Permanently Closed | 1995-09-01 | 1968-01-01 | 1997-08-28 | Petroleum | Unleaded gasoline | Unleaded gasoline |  | Steel | Steel |  | Painted or None | Steel |  | 1901-01-01 | [15 empty] | UST Currently In Use: 0; UST Temp Close: 0; AST Currently In Use: 0; AST Temp Closed: 0 | 0 | 0 | 2 | 10407-093-006114 | BAMA OIL SUPPLY
20275 | Permanently Closed | 1995-09-01 | 1968-01-01 | 1997-08-28 | Petroleum | Unleaded gasoline | Unleaded gasoline |  | Steel | Steel |  | Painted or None | Steel |  | 1901-01-01 | [15 empty] | UST Currently In Use: 0; UST Temp Close: 0; AST Currently In Use: 0; AST Temp Closed: 0 | 0 | 0 | 2 | 10407-093-006114 | BAMA OIL SUPPLY
20276 | Cannot Locate or abandoned | 1998-12-22 | 1981-01-01 |  | Petroleum | Unleaded gasoline | Unleaded gasoline |  | Steel | Steel |  | Painted or None | Steel |  | 1901-01-01 | [15 empty] | UST Currently In Use: 0; UST Temp Close: 0; AST Currently In Use: 0; AST Temp Closed: 0 | 0 | 0 | 0 | 13177-093-006115 | LOWRY OIL CO INC
20277 | Permanently Closed | 1998-12-22 | 1972-01-01 | 1999-11-16 | Petroleum | Unleaded gasoline | Unleaded gasoline |  | Steel | Steel |  | Painted or None | Steel |  | 1901-01-01 | [15 empty] | UST Currently In Use: 0; UST Temp Close: 0; AST Currently In Use: 0; AST Temp Closed: 0 | 0 | 0 | 2 | 13177-093-006116 | LOWRY OIL CO INC
20278 | Permanently Closed | 1998-12-22 | 1972-01-01 | 1999-11-16 | Petroleum | On road diesel | On road diesel |  | Steel | Steel |  | Painted or None | Steel |  | 1901-01-01 | [15 empty] | UST Currently In Use: 0; UST Temp Close: 0; AST Currently In Use: 0; AST Temp Closed: 0 | 0 | 0 | 2 | 13177-093-006116 | LOWRY OIL CO INC
20279 | Permanently Closed | 1998-12-22 | 1964-01-01 | 1999-11-16 | Petroleum | Unleaded gasoline | Unleaded gasoline |  | Steel | Steel |  | Painted or None | Steel |  | 1901-01-01 | [15 empty] | UST Currently In Use: 0; UST Temp Close: 0; AST Currently In Use: 0; AST Temp Closed: 0 | 0 | 0 | 3 | 13177-093-006117 | LOWRY OIL CO INC
20280 | Permanently Closed | 1998-12-22 | 1964-01-01 | 1999-11-16 | Petroleum | Unleaded gasoline | Unleaded gasoline |  | Steel | Steel |  | Painted or None | Steel |  | 1901-01-01 | [15 empty] | UST Currently In Use: 0; UST Temp Close: 0; AST Currently In Use: 0; AST Temp Closed: 0 | 0 | 0 | 3 | 13177-093-006117 | LOWRY OIL CO INC
20281 | Permanently Closed | 1998-12-22 | 1964-01-01 | 1999-11-16 | Petroleum | On road diesel | On road diesel |  | Steel | Steel |  | Painted or None | Steel |  | 1901-01-01 | [15 empty] | UST Currently In Use: 0; UST Temp Close: 0; AST Currently In Use: 0; AST Temp Closed: 0 | 0 | 0 | 3 | 13177-093-006117 | LOWRY OIL CO INC
20282 | Permanently Closed | 1990-01-01 | 1980-01-01 | 1998-07-03 | Petroleum | Unleaded gasoline | Unleaded gasoline |  | Steel | Steel |  | Painted or None | Steel |  | 1901-01-01 | [15 empty] | UST Currently In Use: 0; UST Temp Close: 0; AST Currently In Use: 0; AST Temp Closed: 0 | 0 | 0 | 2 | 13177-093-010079 | LOWRY OIL CO INC
20283 | Permanently Closed | 1990-01-01 | 1980-01-01 | 1998-07-03 | Petroleum | On road diesel | On road diesel |  | Steel | Steel |  | Painted or None | Steel |  | 1901-01-01 | [15 empty] | UST Currently In Use: 0; UST Temp Close: 0; AST Currently In Use: 0; AST Temp Closed: 0 | 0 | 0 | 2 | 13177-093-010079 | LOWRY OIL CO INC
20284 | Temporary Closed | 2011-06-29 | 1979-01-01 |  | Petroleum | Unleaded gasoline | Unleaded gasoline | Retail | Single Wall, Steel | Steel | Field installed cathodic protection |  | Single Wall, Steel |  |  | Field installed cathodic protection | Catchment Basin, Single walled catchment basin | Automatic shutoff device At 95% full | Automatic shutoff device At 95% full |  |  | Statistical Inventory Reconciliation (SIR) | [8 empty] | UST Currently In Use: 0; UST Temp Close: 4; AST Currently In Use: 0; AST Temp Closed: 0 | 0 | 4 | 0 | 13177-093-010080 | LOWRY OIL CO INC
20285 | Temporary Closed | 2011-06-29 | 1979-01-01 |  | Petroleum | Mid-grade gasoline | Mid-grade gasoline | Retail | Single Wall, Steel | Steel | Field installed cathodic protection |  | Single Wall, Steel |  |  | Field installed cathodic protection | Catchment Basin, Single walled catchment basin | Automatic shutoff device At 95% full | Automatic shutoff device At 95% full |  |  | Statistical Inventory Reconciliation (SIR) | [8 empty] | UST Currently In Use: 0; UST Temp Close: 4; AST Currently In Use: 0; AST Temp Closed: 0 | 0 | 4 | 0 | 13177-093-010080 | LOWRY OIL CO INC
20286 | Temporary Closed | 2011-06-29 | 1979-01-01 |  | Petroleum | Premium gasoline | Premium gasoline | Retail | Single Wall, Steel | Steel | Field installed cathodic protection |  | Single Wall, Steel |  |  | Field installed cathodic protection | Catchment Basin, Single walled catchment basin | Automatic shutoff device At 95% full | Automatic shutoff device At 95% full |  |  | Statistical Inventory Reconciliation (SIR) | [8 empty] | UST Currently In Use: 0; UST Temp Close: 4; AST Currently In Use: 0; AST Temp Closed: 0 | 0 | 4 | 0 | 13177-093-010080 | LOWRY OIL CO INC
20287 | Temporary Closed | 2011-06-29 | 1983-01-01 |  | Petroleum | On road diesel | On road diesel | Retail | Single Wall, Steel | Steel | Field installed cathodic protection |  | Single Wall, Steel |  |  | Field installed cathodic protection | Catchment Basin, Single walled catchment basin | Automatic shutoff device At 95% full | Automatic shutoff device At 95% full |  |  | Statistical Inventory Reconciliation (SIR) |  | Automatic flow restrictor (MLLD) | Automatic flow restrictor (MLLD) |  |  | Statistical inventory reconciliation (SIR) | Statistical inventory reconciliation (SIR) |  | UST Currently In Use: 0; UST Temp Close: 4; AST Currently In Use: 0; AST Temp Closed: 0 | 0 | 4 | 0 | 13177-093-010080 | LOWRY OIL CO INC
20288 | Permanently Closed | 1995-11-01 | 1975-01-01 | 1996-03-13 | Petroleum | Unleaded gasoline | Unleaded gasoline |  | Steel | Steel |  | Painted or None | Steel |  | 1901-01-01 | [15 empty] | UST Currently In Use: 0; UST Temp Close: 0; AST Currently In Use: 0; AST Temp Closed: 0 | 0 | 0 | 2 | 13177-093-010081 | LOWRY OIL CO INC
20289 | Permanently Closed | 1995-11-01 | 1975-01-01 | 1996-03-13 | Petroleum | On road diesel | On road diesel |  | Steel | Steel |  | Painted or None | Steel |  | 1901-01-01 | [15 empty] | UST Currently In Use: 0; UST Temp Close: 0; AST Currently In Use: 0; AST Temp Closed: 0 | 0 | 0 | 2 | 13177-093-010081 | LOWRY OIL CO INC
20290 | Permanently Closed | 1994-01-01 | 1975-01-01 | 1998-04-24 | Petroleum | Unleaded gasoline | Unleaded gasoline |  | Steel | Steel |  | Painted or None | Steel |  | 1901-01-01 | [15 empty] | UST Currently In Use: 0; UST Temp Close: 0; AST Currently In Use: 0; AST Temp Closed: 0 | 0 | 0 | 2 | 13177-093-010088 | LOWRY OIL CO INC
20291 | Permanently Closed | 1994-01-01 | 1975-01-01 | 1998-04-24 | Petroleum | On road diesel | On road diesel |  | Steel | Steel |  | Painted or None | Steel |  | 1901-01-01 | [15 empty] | UST Currently In Use: 0; UST Temp Close: 0; AST Currently In Use: 0; AST Temp Closed: 0 | 0 | 0 | 2 | 13177-093-010088 | LOWRY OIL CO INC
20292 | Permanently Closed | 1998-12-22 | 1980-01-01 | 2000-10-24 | Petroleum | On road diesel | On road diesel |  | Steel | Steel |  | Painted or None | Steel |  | 1901-01-01 | [15 empty] | UST Currently In Use: 0; UST Temp Close: 0; AST Currently In Use: 0; AST Temp Closed: 0 | 0 | 0 | 1 | 13177-093-010089 | LOWRY OIL CO INC
20293 | Permanently Closed | 1998-12-22 | 1977-01-01 | 2006-07-12 | Petroleum | Kerosene | Kerosene |  | Steel | Steel |  | Painted or None | Steel |  | 1901-01-01 | [15 empty] | UST Currently In Use: 0; UST Temp Close: 0; AST Currently In Use: 5; AST Temp Closed: 0 | 0 | 0 | 3 | 13177-093-010786 | LOWRY OIL CO INC
20294 | Permanently Closed | 1985-01-01 | 1980-01-01 |  | Petroleum | Unleaded gasoline | Unleaded gasoline |  | Steel | Steel |  | Painted or None | Steel |  | 1901-01-01 | [15 empty] | UST Currently In Use: 0; UST Temp Close: 0; AST Currently In Use: 5; AST Temp Closed: 0 | 0 | 0 | 3 | 13177-093-010786 | LOWRY OIL CO INC
20295 | Permanently Closed | 1998-12-22 | 1977-01-01 | 2006-07-12 | Petroleum | On road diesel | On road diesel |  | Steel | Steel |  | Painted or None | Steel |  | 1901-01-01 | [15 empty] | UST Currently In Use: 0; UST Temp Close: 0; AST Currently In Use: 5; AST Temp Closed: 0 | 0 | 0 | 3 | 13177-093-010786 | LOWRY OIL CO INC
20296 | Permanently Closed | 1901-01-01 | 1980-01-01 | 2011-11-11 | Petroleum | Unleaded gasoline | Unleaded gasoline |  | Steel | Steel |  | Painted or None | Steel |  | 1901-01-01 | [15 empty] | UST Currently In Use: 0; UST Temp Close: 0; AST Currently In Use: 0; AST Temp Closed: 0 | 0 | 0 | 3 | 13177-093-010787 | LOWRY OIL CO INC
20297 | Permanently Closed | 1901-01-01 | 1980-01-01 | 2011-11-11 | Petroleum | Unleaded gasoline | Unleaded gasoline |  | Steel | Steel |  | Painted or None | Steel |  | 1901-01-01 | [15 empty] | UST Currently In Use: 0; UST Temp Close: 0; AST Currently In Use: 0; AST Temp Closed: 0 | 0 | 0 | 3 | 13177-093-010787 | LOWRY OIL CO INC
20298 | Permanently Closed | 1901-01-01 | 1980-01-01 | 2011-11-11 | Petroleum | Unleaded gasoline | Unleaded gasoline |  | Steel | Steel |  | Painted or None | Steel |  | 1901-01-01 | [15 empty] | UST Currently In Use: 0; UST Temp Close: 0; AST Currently In Use: 0; AST Temp Closed: 0 | 0 | 0 | 3 | 13177-093-010787 | LOWRY OIL CO INC
20299 | Permanently Closed | 1986-04-06 | 1976-01-01 | 1986-04-01 | Petroleum | Unleaded gasoline | Unleaded gasoline |  | Steel | Steel |  | Painted or None | Steel |  | 1901-01-01 | [15 empty] | UST Currently In Use: 0; UST Temp Close: 0; AST Currently In Use: 0; AST Temp Closed: 0 | 0 | 0 | 2 | 13177-093-010788 | LOWRY OIL CO INC
20300 | Permanently Closed | 1986-04-06 | 1976-01-01 | 1986-04-01 | Petroleum | On road diesel | On road diesel |  | Steel | Steel |  | Painted or None | Steel |  | 1901-01-01 | [15 empty] | UST Currently In Use: 0; UST Temp Close: 0; AST Currently In Use: 0; AST Temp Closed: 0 | 0 | 0 | 2 | 13177-093-010788 | LOWRY OIL CO INC
20301 | Permanently Closed | 2019-12-20 | 1980-01-01 | 2020-04-22 | Petroleum | Other, E10 | Other | Retail | Single Wall, Steel | Steel | Field installed cathodic protection |  | Single Wall, Steel |  |  | Field installed cathodic protection | Catchment Basin, Single walled catchment basin | Automatic shutoff device At 95% full | Automatic shutoff device At 95% full |  |  | Statistical Inventory Reconciliation (SIR) | [8 empty] | UST Currently In Use: 0; UST Temp Close: 0; AST Currently In Use: 0; AST Temp Closed: 0 | 0 | 0 | 5 | 13529-093-010789 | MOORE PETROLEUM COMPANY, INC.
20302 | Permanently Closed | 2019-12-20 | 1980-01-01 | 2020-04-22 | Petroleum | Other, OFF RD DSL | Other | Retail | Single Wall, Steel | Steel | Field installed cathodic protection |  | Single Wall, Steel |  |  | Field installed cathodic protection | Catchment Basin, Single walled catchment basin | Automatic shutoff device At 95% full | Automatic shutoff device At 95% full |  |  | Statistical Inventory Reconciliation (SIR) | [8 empty] | UST Currently In Use: 0; UST Temp Close: 0; AST Currently In Use: 0; AST Temp Closed: 0 | 0 | 0 | 5 | 13529-093-010789 | MOORE PETROLEUM COMPANY, INC.
20303 | Permanently Closed | 2019-12-20 | 1980-01-01 | 2020-04-22 | Petroleum | Unleaded gasoline | Unleaded gasoline | Retail | Single Wall, Steel | Steel | Field installed cathodic protection |  | Single Wall, Steel |  |  | Field installed cathodic protection | Catchment Basin, Single walled catchment basin | Automatic shutoff device At 95% full | Automatic shutoff device At 95% full |  |  | Statistical Inventory Reconciliation (SIR) | [8 empty] | UST Currently In Use: 0; UST Temp Close: 0; AST Currently In Use: 0; AST Temp Closed: 0 | 0 | 0 | 5 | 13529-093-010789 | MOORE PETROLEUM COMPANY, INC.
20304 | Permanently Closed | 2019-10-10 | 1983-01-01 | 2020-04-22 | Petroleum | Other, OFF RD DSL | Other | Retail | Single Wall, Steel | Steel | Field installed cathodic protection |  | Single Wall, Steel |  |  | Field installed cathodic protection | Catchment Basin, Single walled catchment basin | Automatic shutoff device At 95% full | Automatic shutoff device At 95% full |  |  | Statistical Inventory Reconciliation (SIR) | [8 empty] | UST Currently In Use: 0; UST Temp Close: 0; AST Currently In Use: 0; AST Temp Closed: 0 | 0 | 0 | 5 | 13529-093-010789 | MOORE PETROLEUM COMPANY, INC.
20305 | Permanently Closed | 1994-01-01 | 1980-01-01 | 1998-04-24 | Petroleum | Unleaded gasoline | Unleaded gasoline |  | Steel | Steel |  | Painted or None | Steel |  | 1901-01-01 | [15 empty] | UST Currently In Use: 0; UST Temp Close: 0; AST Currently In Use: 0; AST Temp Closed: 0 | 0 | 0 | 2 | 13177-093-010871 | LOWRY OIL CO INC
20306 | Permanently Closed | 1994-01-01 | 1980-01-01 | 1998-04-24 | Petroleum | On road diesel | On road diesel |  | Steel | Steel |  | Painted or None | Steel |  | 1901-01-01 | [15 empty] | UST Currently In Use: 0; UST Temp Close: 0; AST Currently In Use: 0; AST Temp Closed: 0 | 0 | 0 | 2 | 13177-093-010871 | LOWRY OIL CO INC
20308 | Permanently Closed | 1901-01-01 | 1981-01-01 | 1986-06-08 | Petroleum | Unleaded gasoline | Unleaded gasoline |  | Steel | Steel |  | Painted or None | Steel |  | 1901-01-01 | [15 empty] | UST Currently In Use: 0; UST Temp Close: 0; AST Currently In Use: 0; AST Temp Closed: 0 | 0 | 0 | 3 | 13177-133-010783 | LOWRY OIL CO INC
20309 | Permanently Closed | 1901-01-01 | 1982-01-01 | 1986-06-08 | Petroleum | Unleaded gasoline | Unleaded gasoline |  | Steel | Steel |  | Painted or None | Steel |  | 1901-01-01 | [15 empty] | UST Currently In Use: 0; UST Temp Close: 0; AST Currently In Use: 0; AST Temp Closed: 0 | 0 | 0 | 3 | 13177-133-010783 | LOWRY OIL CO INC
20310 | Permanently Closed | 1901-01-01 | 1981-01-01 | 1986-06-08 | Petroleum | Unleaded gasoline | Unleaded gasoline |  | Steel | Steel |  | Painted or None | Steel |  | 1901-01-01 | [15 empty] | UST Currently In Use: 0; UST Temp Close: 0; AST Currently In Use: 0; AST Temp Closed: 0 | 0 | 0 | 3 | 13177-133-010783 | LOWRY OIL CO INC
20311 | Permanently Closed | 1901-01-01 | 1980-01-01 | 2011-11-11 | Petroleum | Unleaded gasoline | Unleaded gasoline |  | Steel | Steel |  | Painted or None | Steel |  | 1901-01-01 | [6 empty] | Statistical Inventory Reconciliation (SIR) | [8 empty] | UST Currently In Use: 0; UST Temp Close: 4; AST Currently In Use: 0; AST Temp Closed: 0 | 0 | 4 | 5 | 24363-093-010790 | WILLIAM SELF
20312 | Permanently Closed | 1901-01-01 | 1980-01-01 | 2011-11-11 | Petroleum | Unleaded gasoline | Unleaded gasoline |  | Steel | Steel |  | Painted or None | Steel |  | 1901-01-01 | [6 empty] | Statistical Inventory Reconciliation (SIR) | [8 empty] | UST Currently In Use: 0; UST Temp Close: 4; AST Currently In Use: 0; AST Temp Closed: 0 | 0 | 4 | 5 | 24363-093-010790 | WILLIAM SELF
20313 | Permanently Closed | 1901-01-01 | 1980-01-01 | 2011-11-11 | Petroleum | Unleaded gasoline | Unleaded gasoline |  | Steel | Steel |  | Painted or None | Steel |  | 1901-01-01 | [6 empty] | Statistical Inventory Reconciliation (SIR) | [8 empty] | UST Currently In Use: 0; UST Temp Close: 4; AST Currently In Use: 0; AST Temp Closed: 0 | 0 | 4 | 5 | 24363-093-010790 | WILLIAM SELF
20314 | Permanently Closed | 1901-01-01 | 1980-01-01 | 2011-11-11 | Petroleum | On road diesel | On road diesel |  | Steel | Steel |  | Painted or None | Steel |  | 1901-01-01 | [6 empty] | Statistical Inventory Reconciliation (SIR) | [8 empty] | UST Currently In Use: 0; UST Temp Close: 4; AST Currently In Use: 0; AST Temp Closed: 0 | 0 | 4 | 5 | 24363-093-010790 | WILLIAM SELF
20315 | Permanently Closed | 1901-01-01 | 1980-01-01 | 2011-11-11 | Petroleum | On road diesel | On road diesel |  | Steel | Steel |  | Painted or None | Steel |  | 1901-01-01 | [15 empty] | UST Currently In Use: 0; UST Temp Close: 4; AST Currently In Use: 0; AST Temp Closed: 0 | 0 | 4 | 5 | 24363-093-010790 | WILLIAM SELF
20316 | Permanently Closed | 1997-10-01 | 1974-01-01 | 1997-10-20 | Petroleum | Unleaded gasoline | Unleaded gasoline | Retail | Steel | Steel | Coated & cathodic protection (sti-P3) |  | Steel |  | 1901-01-01 | Field installed cathodic protection | Catchment Basin, Single walled catchment basin | Flow Rest 90% Full | Flow Rest 90% Full | [8 empty] | Annual line testing | Annual line testing |  | UST Currently In Use: 0; UST Temp Close: 0; AST Currently In Use: 0; AST Temp Closed: 0 | 0 | 0 | 4 | 13178-101-000262 | LOYD D SMILIE
20317 | Permanently Closed | 1997-10-01 | 1974-01-01 | 1997-10-20 | Petroleum | Unleaded gasoline | Unleaded gasoline | Retail | Steel | Steel | Coated & cathodic protection (sti-P3) |  | Steel |  | 1901-01-01 | Field installed cathodic protection | Catchment Basin, Single walled catchment basin | [10 empty] | Annual line testing | Annual line testing |  | UST Currently In Use: 0; UST Temp Close: 0; AST Currently In Use: 0; AST Temp Closed: 0 | 0 | 0 | 4 | 13178-101-000262 | LOYD D SMILIE
20318 | Permanently Closed | 1997-10-01 | 1974-01-01 | 1997-10-20 | Petroleum | Unleaded gasoline | Unleaded gasoline | Retail | Steel | Steel | Coated & cathodic protection (sti-P3) |  | Steel |  | 1901-01-01 | Field installed cathodic protection | Catchment Basin, Single walled catchment basin | [10 empty] | Annual line testing | Annual line testing |  | UST Currently In Use: 0; UST Temp Close: 0; AST Currently In Use: 0; AST Temp Closed: 0 | 0 | 0 | 4 | 13178-101-000262 | LOYD D SMILIE
20319 | Permanently Closed | 1997-10-01 | 1964-01-01 | 1997-10-20 | Petroleum | Used oil | Used oil | Retail | Steel | Steel | Coated & cathodic protection (sti-P3) |  | Steel |  | 1901-01-01 | Field installed cathodic protection | [5 empty] | Manual Tank Gauging (only tanks 1000 gal. or less and 48” or 64” in diameter) | [8 empty] | UST Currently In Use: 0; UST Temp Close: 0; AST Currently In Use: 0; AST Temp Closed: 0 | 0 | 0 | 4 | 13178-101-000262 | LOYD D SMILIE
20320 | Temporary Closed | 2011-11-20 | 1983-01-01 |  | Petroleum | Unleaded gasoline | Unleaded gasoline | Retail | Steel | Steel | Coated & cathodic protection (sti-P3) |  | Fiberglass reinforced plastic |  |  | None, FLXS ISOLA | Catchment Basin, Single walled catchment basin | Automatic shutoff device At 95% full, Flow Rest 90% Full | Flow Rest 90% Full |  |  | Statistical Inventory Reconciliation (SIR) |  | Automatic flow restrictor (MLLD) | Automatic flow restrictor (MLLD) |  |  | Statistical inventory reconciliation (SIR) | Statistical inventory reconciliation (SIR) |  | UST Currently In Use: 0; UST Temp Close: 3; AST Currently In Use: 0; AST Temp Closed: 0 | 0 | 3 | 0 | 13179-001-012545 | VIRGIA THORNTON
20321 | Temporary Closed | 2011-05-01 | 1983-01-01 |  | Petroleum | Mid-grade gasoline | Mid-grade gasoline | Retail | Steel | Steel | Coated & cathodic protection (sti-P3) |  | Fiberglass reinforced plastic |  |  | None, FLXS ISOLA | Catchment Basin, Single walled catchment basin | Automatic shutoff device At 95% full, Flow Rest 90% Full | Flow Rest 90% Full |  |  | Statistical Inventory Reconciliation (SIR) |  | Automatic flow restrictor (MLLD) | Automatic flow restrictor (MLLD) |  |  | Statistical inventory reconciliation (SIR) | Statistical inventory reconciliation (SIR) |  | UST Currently In Use: 0; UST Temp Close: 3; AST Currently In Use: 0; AST Temp Closed: 0 | 0 | 3 | 0 | 13179-001-012545 | VIRGIA THORNTON
20322 | Temporary Closed | 2011-05-01 | 1983-01-01 |  | Petroleum | Premium gasoline | Premium gasoline | Retail | Steel | Steel | Coated & cathodic protection (sti-P3) |  | Fiberglass reinforced plastic |  |  | None, FLXS ISOLA | Catchment Basin, Single walled catchment basin | Automatic shutoff device At 95% full, Flow Rest 90% Full | Flow Rest 90% Full |  |  | Statistical Inventory Reconciliation (SIR) |  | Automatic flow restrictor (MLLD) | Automatic flow restrictor (MLLD) |  |  | Statistical inventory reconciliation (SIR) | Statistical inventory reconciliation (SIR) |  | UST Currently In Use: 0; UST Temp Close: 3; AST Currently In Use: 0; AST Temp Closed: 0 | 0 | 3 | 0 | 13179-001-012545 | VIRGIA THORNTON
20323 | Retired | 2001-11-10 | 1983-01-01 | 2001-11-10 | Petroleum | Used oil | Used oil | Retail | Fiberglass reinforced plastic | Fiberglass reinforced plastic |  |  | Steel, EXEMPT |  | 1901-01-01 |  | Catchment Basin, EXEMPT | Other, EXEMPT | Other |  |  | Manual Tank Gauging (only tanks 1000 gal. or less and 48” or 64” in diameter) | [8 empty] | UST Currently In Use: 0; UST Temp Close: 3; AST Currently In Use: 0; AST Temp Closed: 0 | 0 | 3 | 0 | 13179-001-012545 | VIRGIA THORNTON
20324 | Retired | 1985-01-01 | 1963-01-01 |  | Petroleum | Unleaded gasoline | Unleaded gasoline |  | Steel | Steel |  | Painted or None | Steel |  | 1901-01-01 | [15 empty] | UST Currently In Use: 0; UST Temp Close: 0; AST Currently In Use: 0; AST Temp Closed: 0 | 0 | 0 | 0 | 13180-073-012007 | LUCILLE ALEXANDER
20325 | Retired | 1985-01-01 | 1963-01-01 |  | Petroleum | Unleaded gasoline | Unleaded gasoline |  | Steel | Steel |  | Painted or None | Steel |  | 1901-01-01 | [15 empty] | UST Currently In Use: 0; UST Temp Close: 0; AST Currently In Use: 0; AST Temp Closed: 0 | 0 | 0 | 0 | 13180-073-012007 | LUCILLE ALEXANDER
20326 | Retired | 1985-01-01 | 1963-01-01 |  | Petroleum | Unleaded gasoline | Unleaded gasoline |  | Steel | Steel |  | Painted or None | Steel |  | 1901-01-01 | [15 empty] | UST Currently In Use: 0; UST Temp Close: 0; AST Currently In Use: 0; AST Temp Closed: 0 | 0 | 0 | 0 | 13180-073-012007 | LUCILLE ALEXANDER
20327 | Retired | 1985-01-01 | 1963-01-01 |  | Petroleum | Unleaded gasoline | Unleaded gasoline |  | Steel | Steel |  | Painted or None | Steel |  | 1901-01-01 | [15 empty] | UST Currently In Use: 0; UST Temp Close: 0; AST Currently In Use: 0; AST Temp Closed: 0 | 0 | 0 | 0 | 13180-073-012007 | LUCILLE ALEXANDER
20328 | Retired | 1985-11-07 | 1959-01-01 |  | Petroleum | Unleaded gasoline | Unleaded gasoline |  | Steel | Steel |  | Painted or None | Steel |  | 1901-01-01 | [15 empty] | UST Currently In Use: 0; UST Temp Close: 0; AST Currently In Use: 0; AST Temp Closed: 0 | 0 | 0 | 0 | 13181-113-001988 | LUCILLE MCTAGGART
20329 | Retired | 1985-11-07 | 1959-01-01 |  | Petroleum | On road diesel | On road diesel |  | Steel | Steel |  | Painted or None | Steel |  | 1901-01-01 | [15 empty] | UST Currently In Use: 0; UST Temp Close: 0; AST Currently In Use: 0; AST Temp Closed: 0 | 0 | 0 | 0 | 13181-113-001988 | LUCILLE MCTAGGART
20330 | Retired | 1985-11-07 | 1974-01-01 |  | Petroleum | Unleaded gasoline | Unleaded gasoline |  | Steel | Steel |  | Painted or None | Steel |  | 1901-01-01 | [15 empty] | UST Currently In Use: 0; UST Temp Close: 0; AST Currently In Use: 0; AST Temp Closed: 0 | 0 | 0 | 0 | 13181-113-001988 | LUCILLE MCTAGGART
20331 | Permanently Closed | 1990-10-17 | 1978-01-01 | 1990-10-17 | Petroleum | On road diesel | On road diesel |  | Steel | Steel |  | Painted or None | Steel |  | 1901-01-01 | [15 empty] | UST Currently In Use: 0; UST Temp Close: 0; AST Currently In Use: 0; AST Temp Closed: 0 | 0 | 0 | 2 | 13184-127-010823 | LUM OIL CO INC
20332 | Permanently Closed | 1990-10-17 | 1975-01-01 | 1990-10-17 | Petroleum | Unleaded gasoline | Unleaded gasoline |  | Steel | Steel |  | Painted or None | Steel |  | 1901-01-01 | [15 empty] | UST Currently In Use: 0; UST Temp Close: 0; AST Currently In Use: 0; AST Temp Closed: 0 | 0 | 0 | 2 | 13184-127-010823 | LUM OIL CO INC
20333 | Permanently Closed | 1992-01-01 | 1981-01-01 | 1992-10-30 | Petroleum | Unleaded gasoline | Unleaded gasoline |  | Steel | Steel |  | Painted or None | Steel |  | 1901-01-01 | [15 empty] | UST Currently In Use: 0; UST Temp Close: 0; AST Currently In Use: 0; AST Temp Closed: 0 | 0 | 0 | 1 | 13184-127-010824 | LUM OIL CO INC
20334 | Currently in Use |  | 1986-07-14 |  | Petroleum | On road diesel | On road diesel | Retail | Single Wall, Steel | Steel | Coated & cathodic protection (sti-P3), Field installed cathodic protection |  | Double Wall, Fiberglass reinforced plastic |  |  |  | Catchment Basin, Single walled catchment basin | Automatic shutoff device At 95% full | Automatic shutoff device At 95% full |  |  | Automatic Tank Gauge | Single walled submersible pump containment sump | Automatic flow restrictor (MLLD), Containment Sump | Containment Sump |  |  | Annual line testing | Annual line testing |  | UST Currently In Use: 3; UST Temp Close: 1; AST Currently In Use: 0; AST Temp Closed: 0 | 3 | 1 | 0 | 24831-127-010825 | HELY, INC
20335 | Currently in Use |  | 1986-07-14 |  | Petroleum | Unleaded gasoline | Unleaded gasoline | Retail | Single Wall, Steel | Steel | Coated & cathodic protection (sti-P3), Field installed cathodic protection |  | Double Wall, Fiberglass reinforced plastic |  |  |  | Catchment Basin, Single walled catchment basin | Automatic shutoff device At 95% full | Automatic shutoff device At 95% full |  |  | Automatic Tank Gauge | Single walled submersible pump containment sump | Automatic flow restrictor (MLLD), Containment Sump | Containment Sump |  |  | Annual line testing | Annual line testing |  | UST Currently In Use: 3; UST Temp Close: 1; AST Currently In Use: 0; AST Temp Closed: 0 | 3 | 1 | 0 | 24831-127-010825 | HELY, INC
20336 | Currently in Use |  | 1986-07-14 |  | Petroleum | Premium gasoline | Premium gasoline | Retail | Single Wall, Steel | Steel | Coated & cathodic protection (sti-P3), Field installed cathodic protection |  | Double Wall, Fiberglass reinforced plastic |  |  |  | Catchment Basin, Single walled catchment basin | Automatic shutoff device At 95% full | Automatic shutoff device At 95% full |  |  | Automatic Tank Gauge | Single walled submersible pump containment sump | Automatic flow restrictor (MLLD), Containment Sump | Containment Sump |  |  | Annual line testing | Annual line testing |  | UST Currently In Use: 3; UST Temp Close: 1; AST Currently In Use: 0; AST Temp Closed: 0 | 3 | 1 | 0 | 24831-127-010825 | HELY, INC
20337 | Temporary Closed | 2012-10-01 | 1986-07-14 |  | Petroleum | On road diesel | On road diesel |  | Single Wall, Steel | Steel | Coated & cathodic protection (sti-P3), Field installed cathodic protection |  | Double Wall, Fiberglass reinforced plastic |  |  |  | Catchment Basin, Single walled catchment basin | Automatic shutoff device At 95% full | Automatic shutoff device At 95% full |  |  | Automatic Tank Gauge | Single walled submersible pump containment sump | Automatic flow restrictor (MLLD), Containment Sump | Containment Sump |  |  | Annual line testing | Annual line testing |  | UST Currently In Use: 3; UST Temp Close: 1; AST Currently In Use: 0; AST Temp Closed: 0 | 3 | 1 | 0 | 24831-127-010825 | HELY, INC
20338 | Permanently Closed | 1991-02-01 | 1978-01-01 | 1993-05-20 | Petroleum | Unleaded gasoline | Unleaded gasoline | Retail | Steel | Steel |  | Painted or None | Steel |  | 1901-01-01 | [15 empty] | UST Currently In Use: 0; UST Temp Close: 0; AST Currently In Use: 0; AST Temp Closed: 0 | 0 | 0 | 4 | 13184-127-010826 | LUM OIL CO INC
20339 | Permanently Closed | 1993-02-01 | 1978-01-01 | 1993-05-20 | Petroleum | Unleaded gasoline | Unleaded gasoline | Retail | Steel | Steel |  | Painted or None | Steel |  | 1901-01-01 | [15 empty] | UST Currently In Use: 0; UST Temp Close: 0; AST Currently In Use: 0; AST Temp Closed: 0 | 0 | 0 | 4 | 13184-127-010826 | LUM OIL CO INC
20340 | Permanently Closed | 1993-01-01 | 1980-01-01 | 1996-10-21 | Petroleum | Unleaded gasoline | Unleaded gasoline |  | Steel | Steel |  | Painted or None | Steel |  | 1901-01-01 | [15 empty] | UST Currently In Use: 0; UST Temp Close: 0; AST Currently In Use: 0; AST Temp Closed: 0 | 0 | 0 | 4 | 13184-127-010826 | LUM OIL CO INC
20341 | Permanently Closed | 1993-01-01 | 1980-01-01 | 1996-10-21 | Petroleum | On road diesel | On road diesel | Retail | Steel | Steel |  | Painted or None | Steel |  | 1901-01-01 | [15 empty] | UST Currently In Use: 0; UST Temp Close: 0; AST Currently In Use: 0; AST Temp Closed: 0 | 0 | 0 | 4 | 13184-127-010826 | LUM OIL CO INC
20342 | Currently in Use |  | 1979-01-01 |  | Petroleum | Unleaded gasoline | Unleaded gasoline | Retail | Single Wall, Steel | Steel | Field installed cathodic protection, UNLEAD #1 |  | Fiberglass reinforced plastic |  |  |  | Catchment Basin, Single walled catchment basin | Automatic shutoff device At 95% full | Automatic shutoff device At 95% full |  |  | Automatic Tank Gauge | Single walled submersible pump containment sump | Automatic flow restrictor (MLLD), Containment Sump | Containment Sump |  |  | Annual line testing | Annual line testing |  | UST Currently In Use: 3; UST Temp Close: 0; AST Currently In Use: 1; AST Temp Closed: 0 | 3 | 0 | 0 | 25869-127-010827 | NICK LLC
20343 | Currently in Use |  | 1979-01-01 |  | Petroleum | Premium gasoline | Premium gasoline | Retail | Single Wall, Steel | Steel | Field installed cathodic protection |  | Fiberglass reinforced plastic |  |  |  | Catchment Basin, Single walled catchment basin | Automatic shutoff device At 95% full | Automatic shutoff device At 95% full |  |  | Automatic Tank Gauge | Single walled submersible pump containment sump | Automatic flow restrictor (MLLD), Containment Sump | Containment Sump |  |  | Annual line testing | Annual line testing |  | UST Currently In Use: 3; UST Temp Close: 0; AST Currently In Use: 1; AST Temp Closed: 0 | 3 | 0 | 0 | 25869-127-010827 | NICK LLC
20344 | Currently in Use |  | 1979-01-01 |  | Petroleum | Unleaded gasoline | Unleaded gasoline | Retail | Single Wall, Steel | Steel | Field installed cathodic protection, UNLEAD #2 |  | Fiberglass reinforced plastic |  |  |  | Catchment Basin, Single walled catchment basin | Automatic shutoff device At 95% full | Automatic shutoff device At 95% full |  |  | Automatic Tank Gauge | Single walled submersible pump containment sump | Automatic flow restrictor (MLLD), Containment Sump | Containment Sump |  |  | Annual line testing | Annual line testing |  | UST Currently In Use: 3; UST Temp Close: 0; AST Currently In Use: 1; AST Temp Closed: 0 | 3 | 0 | 0 | 25869-127-010827 | NICK LLC
20345 | Permanently Closed | 1997-07-01 | 1975-01-01 |  | Petroleum | Unleaded gasoline | Unleaded gasoline | Retail | Steel | Steel |  | Painted or None | Steel |  | 1901-01-01 | [6 empty] | Statistical Inventory Reconciliation (SIR) | [5 empty] | Annual line testing | Annual line testing |  | UST Currently In Use: 0; UST Temp Close: 0; AST Currently In Use: 0; AST Temp Closed: 0 | 0 | 0 | 2 | 13184-127-010828 | LUM OIL CO INC
20346 | Permanently Closed | 1997-07-01 | 1973-01-01 |  | Petroleum | Unleaded gasoline | Unleaded gasoline | Retail | Steel | Steel |  | Painted or None | Steel |  | 1901-01-01 | [6 empty] | Statistical Inventory Reconciliation (SIR) | [8 empty] | UST Currently In Use: 0; UST Temp Close: 0; AST Currently In Use: 0; AST Temp Closed: 0 | 0 | 0 | 2 | 13184-127-010828 | LUM OIL CO INC
20347 | Permanently Closed | 1993-10-01 | 1978-01-01 | 1995-05-17 | Petroleum | Unleaded gasoline | Unleaded gasoline | Retail | Steel | Steel |  | Painted or None | Steel |  | 1901-01-01 | [15 empty] | UST Currently In Use: 0; UST Temp Close: 0; AST Currently In Use: 0; AST Temp Closed: 0 | 0 | 0 | 4 | 13184-127-010829 | LUM OIL CO INC
20348 | Permanently Closed | 1993-10-01 | 1975-01-01 | 1995-05-17 | Petroleum | Unleaded gasoline | Unleaded gasoline | Retail | Steel | Steel |  | Painted or None | Steel |  | 1901-01-01 | [15 empty] | UST Currently In Use: 0; UST Temp Close: 0; AST Currently In Use: 0; AST Temp Closed: 0 | 0 | 0 | 4 | 13184-127-010829 | LUM OIL CO INC
20349 | Permanently Closed | 1993-10-01 | 1975-01-01 | 1995-05-17 | Petroleum | Unleaded gasoline | Unleaded gasoline | Retail | Steel | Steel |  | Painted or None | Steel |  | 1901-01-01 | [15 empty] | UST Currently In Use: 0; UST Temp Close: 0; AST Currently In Use: 0; AST Temp Closed: 0 | 0 | 0 | 4 | 13184-127-010829 | LUM OIL CO INC
20350 | Permanently Closed | 1993-10-01 | 1975-01-01 | 1995-05-17 | Petroleum | On road diesel | On road diesel | Retail | Steel | Steel |  | Painted or None | Steel |  | 1901-01-01 | [15 empty] | UST Currently In Use: 0; UST Temp Close: 0; AST Currently In Use: 0; AST Temp Closed: 0 | 0 | 0 | 4 | 13184-127-010829 | LUM OIL CO INC
20351 | Permanently Closed | 1901-01-01 | 1973-01-01 | 1988-11-10 | Petroleum | Unleaded gasoline | Unleaded gasoline |  | Steel | Steel |  | Painted or None | Steel |  | 1901-01-01 | [15 empty] | UST Currently In Use: 0; UST Temp Close: 0; AST Currently In Use: 0; AST Temp Closed: 0 | 0 | 0 | 3 | 13184-127-010830 | LUM OIL CO INC
20352 | Permanently Closed | 1901-01-01 | 1973-01-01 | 1988-11-10 | Petroleum | Unleaded gasoline | Unleaded gasoline |  | Steel | Steel |  | Painted or None | Steel |  | 1901-01-01 | [15 empty] | UST Currently In Use: 0; UST Temp Close: 0; AST Currently In Use: 0; AST Temp Closed: 0 | 0 | 0 | 3 | 13184-127-010830 | LUM OIL CO INC
20353 | Permanently Closed | 1901-01-01 | 1980-01-01 | 1988-11-10 | Petroleum | Unleaded gasoline | Unleaded gasoline |  | Steel | Steel |  | Painted or None | Steel |  | 1901-01-01 | [15 empty] | UST Currently In Use: 0; UST Temp Close: 0; AST Currently In Use: 0; AST Temp Closed: 0 | 0 | 0 | 3 | 13184-127-010830 | LUM OIL CO INC
20354 | Permanently Closed | 1992-11-30 | 1976-01-01 | 1992-12-14 | Petroleum | On road diesel | On road diesel |  | Steel | Steel |  | Painted or None | Steel |  | 1901-01-01 | [15 empty] | UST Currently In Use: 0; UST Temp Close: 0; AST Currently In Use: 0; AST Temp Closed: 0 | 0 | 0 | 1 | 13184-127-010832 | LUM OIL CO INC
20355 | Permanently Closed | 1993-04-01 | 1979-01-01 | 1993-04-20 | Petroleum | Unleaded gasoline | Unleaded gasoline |  | Steel | Steel |  | Painted or None | Steel |  | 1901-01-01 | [15 empty] | UST Currently In Use: 0; UST Temp Close: 0; AST Currently In Use: 0; AST Temp Closed: 0 | 0 | 0 | 1 | 13184-127-010833 | LUM OIL CO INC
20356 | Permanently Closed | 1991-01-01 | 1975-01-01 | 1992-12-14 | Petroleum | Unleaded gasoline | Unleaded gasoline |  | Steel | Steel |  | Painted or None | Steel |  | 1901-01-01 | [15 empty] | UST Currently In Use: 0; UST Temp Close: 0; AST Currently In Use: 0; AST Temp Closed: 0 | 0 | 0 | 2 | 13184-127-010835 | LUM OIL CO INC
20357 | Permanently Closed | 1991-01-01 | 1975-01-01 | 1994-12-14 | Petroleum | Unleaded gasoline | Unleaded gasoline |  | Steel | Steel |  | Painted or None | Steel |  | 1901-01-01 | [15 empty] | UST Currently In Use: 0; UST Temp Close: 0; AST Currently In Use: 0; AST Temp Closed: 0 | 0 | 0 | 2 | 13184-127-010835 | LUM OIL CO INC
20358 | Temporary Closed | 2006-04-01 | 1986-01-01 |  | Petroleum | Unleaded gasoline | Unleaded gasoline | Retail | Single Wall, Steel | Steel | Coated & cathodic protection (sti-P3), Field installed cathodic protection |  | Single Wall, Steel |  | 1901-01-01 | Field installed cathodic protection | Catchment Basin, Single walled catchment basin | Automatic shutoff device At 95% full | Automatic shutoff device At 95% full |  |  |  |  | Automatic flow restrictor (MLLD) | Automatic flow restrictor (MLLD) |  |  | Annual line testing | Annual line testing |  | UST Currently In Use: 0; UST Temp Close: 4; AST Currently In Use: 0; AST Temp Closed: 0 | 0 | 4 | 0 | 13186-127-013232 | LOUISE BRUNNER
20359 | Temporary Closed | 2006-04-01 | 1986-01-01 |  | Petroleum | Mid-grade gasoline | Mid-grade gasoline | Retail | Single Wall, Steel | Steel | Coated & cathodic protection (sti-P3), Field installed cathodic protection |  | Single Wall, Steel |  | 1901-01-01 | Field installed cathodic protection | Catchment Basin, Single walled catchment basin | Automatic shutoff device At 95% full | Automatic shutoff device At 95% full |  |  |  |  | Automatic flow restrictor (MLLD) | Automatic flow restrictor (MLLD) |  |  | Annual line testing | Annual line testing |  | UST Currently In Use: 0; UST Temp Close: 4; AST Currently In Use: 0; AST Temp Closed: 0 | 0 | 4 | 0 | 13186-127-013232 | LOUISE BRUNNER
20360 | Temporary Closed | 2006-04-01 | 1986-01-01 |  | Petroleum | Premium gasoline | Premium gasoline | Retail | Single Wall, Steel | Steel | Coated & cathodic protection (sti-P3), Field installed cathodic protection |  | Single Wall, Steel |  | 1901-01-01 | Field installed cathodic protection | Catchment Basin, Single walled catchment basin | Automatic shutoff device At 95% full | Automatic shutoff device At 95% full |  |  |  |  | Automatic flow restrictor (MLLD) | Automatic flow restrictor (MLLD) |  |  | Annual line testing | Annual line testing |  | UST Currently In Use: 0; UST Temp Close: 4; AST Currently In Use: 0; AST Temp Closed: 0 | 0 | 4 | 0 | 13186-127-013232 | LOUISE BRUNNER
20361 | Temporary Closed | 2006-04-01 | 1986-01-01 |  | Petroleum | Kerosene | Kerosene | Retail | Single Wall, Steel | Steel | Coated & cathodic protection (sti-P3), Field installed cathodic protection |  | Single Wall, Steel |  | 1901-01-01 | Field installed cathodic protection | [14 empty] | UST Currently In Use: 0; UST Temp Close: 4; AST Currently In Use: 0; AST Temp Closed: 0 | 0 | 4 | 0 | 13186-127-013232 | LOUISE BRUNNER
20362 | Permanently Closed | 1901-01-01 | 1966-01-01 | 1989-05-16 | Petroleum | Unleaded gasoline | Unleaded gasoline |  | Steel | Steel |  | Painted or None | Steel |  | 1901-01-01 | [15 empty] | UST Currently In Use: 0; UST Temp Close: 0; AST Currently In Use: 0; AST Temp Closed: 0 | 0 | 0 | 3 | 13187-081-000514 | LUTHER A BENNETT SR
20363 | Permanently Closed | 1901-01-01 | 1966-01-01 | 1989-05-16 | Petroleum | Unleaded gasoline | Unleaded gasoline |  | Steel | Steel |  | Painted or None | Steel |  | 1901-01-01 | [15 empty] | UST Currently In Use: 0; UST Temp Close: 0; AST Currently In Use: 0; AST Temp Closed: 0 | 0 | 0 | 3 | 13187-081-000514 | LUTHER A BENNETT SR
20364 | Permanently Closed | 1901-01-01 | 1966-01-01 | 1989-05-16 | Petroleum | Unleaded gasoline | Unleaded gasoline |  | Steel | Steel |  | Painted or None | Steel |  | 1901-01-01 | [15 empty] | UST Currently In Use: 0; UST Temp Close: 0; AST Currently In Use: 0; AST Temp Closed: 0 | 0 | 0 | 3 | 13187-081-000514 | LUTHER A BENNETT SR
20366 | Retired | 1983-01-01 | 1975-01-01 |  | Petroleum | Used oil | Used oil | State/federal government | Steel | Steel |  | Painted or None |  |  | 1901-01-01 | [15 empty] | UST Currently In Use: 0; UST Temp Close: 0; AST Currently In Use: 0; AST Temp Closed: 0 | 0 | 0 | 0 | 14587-041-012251 | AL ST MILITARY DEPT - CFMO ENV. OFF.
20367 | Permanently Closed | 1993-09-22 | 1973-01-01 | 1993-09-22 | Petroleum | Unleaded gasoline | Unleaded gasoline |  | Steel | Steel |  |  | Steel |  | 1901-01-01 | [15 empty] | UST Currently In Use: 0; UST Temp Close: 0; AST Currently In Use: 0; AST Temp Closed: 0 | 0 | 0 | 3 | 13190-115-005732 | LYMAN A LOVEJOY
20368 | Permanently Closed | 1993-09-22 | 1973-01-01 | 1993-09-22 | Petroleum | Unleaded gasoline | Unleaded gasoline |  | Steel | Steel |  |  | Steel |  | 1901-01-01 | [15 empty] | UST Currently In Use: 0; UST Temp Close: 0; AST Currently In Use: 0; AST Temp Closed: 0 | 0 | 0 | 3 | 13190-115-005732 | LYMAN A LOVEJOY
20369 | Permanently Closed | 1993-09-22 | 1973-01-01 | 1993-09-22 | Petroleum | Unleaded gasoline | Unleaded gasoline |  | Steel | Steel |  |  | Steel |  | 1901-01-01 | [15 empty] | UST Currently In Use: 0; UST Temp Close: 0; AST Currently In Use: 0; AST Temp Closed: 0 | 0 | 0 | 3 | 13190-115-005732 | LYMAN A LOVEJOY
20370 | Permanently Closed | 1994-03-01 | 1977-01-01 |  | Petroleum | Unleaded gasoline | Unleaded gasoline | Retail | Steel | Steel |  | Painted or None | Steel |  | 1901-01-01 | [6 empty] | Statistical Inventory Reconciliation (SIR) | [8 empty] | UST Currently In Use: 0; UST Temp Close: 0; AST Currently In Use: 0; AST Temp Closed: 0 | 0 | 0 | 3 | 13191-005-007835 | LYNNS CASH & CARRY
20371 | Permanently Closed | 1994-03-01 | 1977-01-01 |  | Petroleum | Unleaded gasoline | Unleaded gasoline | Retail | Steel | Steel |  | Painted or None | Steel |  | 1901-01-01 | [6 empty] | Statistical Inventory Reconciliation (SIR) | [8 empty] | UST Currently In Use: 0; UST Temp Close: 0; AST Currently In Use: 0; AST Temp Closed: 0 | 0 | 0 | 3 | 13191-005-007835 | LYNNS CASH & CARRY
20372 | Permanently Closed | 1994-03-01 | 1977-01-01 |  | Petroleum | Unleaded gasoline | Unleaded gasoline | Retail | Steel | Steel |  | Painted or None | Steel |  | 1901-01-01 | [6 empty] | Statistical Inventory Reconciliation (SIR) | [8 empty] | UST Currently In Use: 0; UST Temp Close: 0; AST Currently In Use: 0; AST Temp Closed: 0 | 0 | 0 | 3 | 13191-005-007835 | LYNNS CASH & CARRY
20373 | Permanently Closed | 1988-12-16 | 1956-01-01 | 1988-12-16 | Petroleum | Unleaded gasoline | Unleaded gasoline |  | Steel | Steel |  |  | Steel |  | 1901-01-01 | [15 empty] | UST Currently In Use: 0; UST Temp Close: 0; AST Currently In Use: 0; AST Temp Closed: 0 | 0 | 0 | 4 | 13192-073-005985 | LYONDELL PETROCHEMICAL CO
20374 | Permanently Closed | 1988-12-16 | 1956-01-01 | 1988-12-16 | Petroleum | On road diesel | On road diesel |  | Steel | Steel |  |  | Steel |  | 1901-01-01 | [15 empty] | UST Currently In Use: 0; UST Temp Close: 0; AST Currently In Use: 0; AST Temp Closed: 0 | 0 | 0 | 4 | 13192-073-005985 | LYONDELL PETROCHEMICAL CO
20375 | Permanently Closed | 1988-12-16 | 1956-01-01 | 1988-12-16 | Petroleum | On road diesel | On road diesel |  | Steel | Steel |  |  | Steel |  | 1901-01-01 | [15 empty] | UST Currently In Use: 0; UST Temp Close: 0; AST Currently In Use: 0; AST Temp Closed: 0 | 0 | 0 | 4 | 13192-073-005985 | LYONDELL PETROCHEMICAL CO
20376 | Permanently Closed | 1988-12-16 | 1956-01-01 | 1988-12-16 | Petroleum | On road diesel | On road diesel |  | Steel | Steel |  |  | Steel |  | 1901-01-01 | [15 empty] | UST Currently In Use: 0; UST Temp Close: 0; AST Currently In Use: 0; AST Temp Closed: 0 | 0 | 0 | 4 | 13192-073-005985 | LYONDELL PETROCHEMICAL CO
20377 | Permanently Closed | 1991-08-06 | 1971-01-01 | 1991-08-06 | Petroleum | Unleaded gasoline | Unleaded gasoline |  | Steel | Steel |  |  | Steel |  | 1901-01-01 | [15 empty] | UST Currently In Use: 0; UST Temp Close: 3; AST Currently In Use: 2; AST Temp Closed: 0 | 0 | 3 | 3 | 13193-119-006489 | M AND M MARKET
20378 | Permanently Closed | 1991-08-06 | 1971-01-01 | 1991-08-06 | Petroleum | Unleaded gasoline | Unleaded gasoline |  | Steel | Steel |  |  | Steel |  | 1901-01-01 | [15 empty] | UST Currently In Use: 0; UST Temp Close: 3; AST Currently In Use: 2; AST Temp Closed: 0 | 0 | 3 | 3 | 13193-119-006489 | M AND M MARKET
20379 | Permanently Closed | 1991-08-06 | 1971-01-01 | 1991-08-06 | Petroleum | On road diesel | On road diesel |  | Steel | Steel |  |  | Steel |  | 1901-01-01 | [15 empty] | UST Currently In Use: 0; UST Temp Close: 3; AST Currently In Use: 2; AST Temp Closed: 0 | 0 | 3 | 3 | 13193-119-006489 | M AND M MARKET
20380 | Temporary Closed | 2004-10-20 | 1990-04-29 |  | Petroleum | Unleaded gasoline | Unleaded gasoline | Retail | Steel | Steel | Coated & cathodic protection (sti-P3) |  | Fiberglass reinforced plastic |  | 1901-01-01 |  | Catchment Basin, Single walled catchment basin | Flow Rest 90% Full | Flow Rest 90% Full |  |  | Automatic Tank Gauge | [8 empty] | UST Currently In Use: 0; UST Temp Close: 3; AST Currently In Use: 2; AST Temp Closed: 0 | 0 | 3 | 3 | 13193-119-006489 | M AND M MARKET
20381 | Temporary Closed | 2004-10-20 | 1990-04-29 |  | Petroleum | Unleaded gasoline | Unleaded gasoline | Retail | Steel | Steel | Coated & cathodic protection (sti-P3) |  | Fiberglass reinforced plastic |  | 1901-01-01 |  | Catchment Basin, Single walled catchment basin | Flow Rest 90% Full | Flow Rest 90% Full |  |  | Automatic Tank Gauge | [8 empty] | UST Currently In Use: 0; UST Temp Close: 3; AST Currently In Use: 2; AST Temp Closed: 0 | 0 | 3 | 3 | 13193-119-006489 | M AND M MARKET
20382 | Temporary Closed | 2004-10-20 | 1990-04-29 |  | Petroleum | On road diesel | On road diesel | Retail | Steel | Steel | Coated & cathodic protection (sti-P3) |  | Fiberglass reinforced plastic |  | 1901-01-01 |  | Catchment Basin, Single walled catchment basin | Flow Rest 90% Full | Flow Rest 90% Full |  |  | Automatic Tank Gauge | [8 empty] | UST Currently In Use: 0; UST Temp Close: 3; AST Currently In Use: 2; AST Temp Closed: 0 | 0 | 3 | 3 | 13193-119-006489 | M AND M MARKET
20383 | Permanently Closed | 1994-06-01 | 1979-01-01 | 1994-06-01 | Petroleum | On road diesel | On road diesel |  | Fiberglass reinforced plastic | Fiberglass reinforced plastic |  |  | Other, PAINTSTEEL |  | 1901-01-01 | [15 empty] | UST Currently In Use: 0; UST Temp Close: 0; AST Currently In Use: 7; AST Temp Closed: 1 | 0 | 0 | 1 | 13194-097-000154 | ATOCHEM NORTH AMERICA INC
20384 | Permanently Closed | 1990-04-03 | 1973-01-01 | 1990-04-03 | Petroleum | Unleaded gasoline | Unleaded gasoline |  | Steel | Steel |  | Painted or None | Steel |  | 1901-01-01 | [15 empty] | UST Currently In Use: 0; UST Temp Close: 0; AST Currently In Use: 0; AST Temp Closed: 0 | 0 | 0 | 2 | 13195-097-012239 | M A NORDEN CO INC
20385 | Permanently Closed | 1990-04-03 | 1973-01-01 | 1990-04-03 | Petroleum | On road diesel | On road diesel |  | Steel | Steel |  | Painted or None | Steel |  | 1901-01-01 | [15 empty] | UST Currently In Use: 0; UST Temp Close: 0; AST Currently In Use: 0; AST Temp Closed: 0 | 0 | 0 | 2 | 13195-097-012239 | M A NORDEN CO INC
20386 | Permanently Closed | 1998-11-06 | 1987-01-01 | 1998-11-06 | Petroleum | Unleaded gasoline | Unleaded gasoline |  | Steel | Steel |  | Painted or None | Steel |  | 1901-01-01 | [6 empty] | Other, Statistical Inventory Reconciliation (SIR) |  | Other, USTMAN | Other |  |  | Annual line testing, Other, Statistical inventory reconciliation (SIR), USTMAN | Statistical inventory reconciliation (SIR) |  | UST Currently In Use: 0; UST Temp Close: 0; AST Currently In Use: 0; AST Temp Closed: 0 | 0 | 0 | 3 | 13201-049-013547 | M B LAWLEY INC
20387 | Permanently Closed | 1998-11-06 | 1987-01-01 | 1998-11-06 | Petroleum | Unleaded gasoline | Unleaded gasoline |  | Steel | Steel | Coated & cathodic protection (sti-P3) |  | Steel |  | 1901-01-01 | [6 empty] | Other, Statistical Inventory Reconciliation (SIR) |  | Other, USTMAN | Other |  |  | Annual line testing, Other, Statistical inventory reconciliation (SIR), USTMAN | Statistical inventory reconciliation (SIR) |  | UST Currently In Use: 0; UST Temp Close: 0; AST Currently In Use: 0; AST Temp Closed: 0 | 0 | 0 | 3 | 13201-049-013547 | M B LAWLEY INC
20388 | Permanently Closed | 1998-11-06 | 1988-01-01 | 1998-11-06 | Petroleum | Unleaded gasoline | Unleaded gasoline |  | Steel | Steel | Coated & cathodic protection (sti-P3) |  | Steel |  | 1901-01-01 | [6 empty] | Other, Statistical Inventory Reconciliation (SIR) |  | Other, USTMAN | Other |  |  | Annual line testing, Other, Statistical inventory reconciliation (SIR), USTMAN | Statistical inventory reconciliation (SIR) |  | UST Currently In Use: 0; UST Temp Close: 0; AST Currently In Use: 0; AST Temp Closed: 0 | 0 | 0 | 3 | 13201-049-013547 | M B LAWLEY INC
20389 | Currently in Use |  | 1980-01-01 |  | Petroleum | Unleaded gasoline | Unleaded gasoline | Retail | Single Wall, Steel | Steel | Field installed cathodic protection |  | Single Wall, Steel |  |  | Field installed cathodic protection | Catchment Basin, Single walled catchment basin | Automatic shutoff device At 95% full | Automatic shutoff device At 95% full |  |  | Statistical Inventory Reconciliation (SIR) | [8 empty] | UST Currently In Use: 2; UST Temp Close: 1; AST Currently In Use: 0; AST Temp Closed: 0 | 2 | 1 | 0 | 25825-073-004059 | KRUPALU LLC
20390 | Currently in Use |  | 1980-01-01 |  | Petroleum | Unleaded gasoline | Unleaded gasoline | Retail | Single Wall, Steel | Steel | Field installed cathodic protection |  | Single Wall, Steel |  |  | Field installed cathodic protection | Catchment Basin, Single walled catchment basin | Automatic shutoff device At 95% full | Automatic shutoff device At 95% full |  |  | Statistical Inventory Reconciliation (SIR) | [8 empty] | UST Currently In Use: 2; UST Temp Close: 1; AST Currently In Use: 0; AST Temp Closed: 0 | 2 | 1 | 0 | 25825-073-004059 | KRUPALU LLC
20391 | Temporary Closed | 2021-06-25 | 1980-01-01 |  | Petroleum | On road diesel | On road diesel | Retail | Single Wall, Steel | Steel | Field installed cathodic protection |  | Single Wall, Steel |  |  | Field installed cathodic protection | Catchment Basin, Single walled catchment basin | Automatic shutoff device At 95% full, Flow Rest 90% Full | Flow Rest 90% Full |  |  | Statistical Inventory Reconciliation (SIR) | [8 empty] | UST Currently In Use: 2; UST Temp Close: 1; AST Currently In Use: 0; AST Temp Closed: 0 | 2 | 1 | 0 | 25825-073-004059 | KRUPALU LLC
20392 | Permanently Closed | 1995-06-16 | 1974-01-01 | 1995-06-16 | Petroleum | Unleaded gasoline | Unleaded gasoline |  | Steel | Steel |  | Painted or None | Steel |  | 1901-01-01 | [15 empty] | UST Currently In Use: 0; UST Temp Close: 0; AST Currently In Use: 0; AST Temp Closed: 0 | 0 | 0 | 3 | 13201-115-004056 | M B LAWLEY INC
20393 | Permanently Closed | 1995-06-16 | 1974-01-01 | 1995-06-16 | Petroleum | Unleaded gasoline | Unleaded gasoline |  | Steel | Steel |  | Painted or None | Steel |  | 1901-01-01 | [15 empty] | UST Currently In Use: 0; UST Temp Close: 0; AST Currently In Use: 0; AST Temp Closed: 0 | 0 | 0 | 3 | 13201-115-004056 | M B LAWLEY INC
20394 | Permanently Closed | 1995-06-16 | 1978-01-01 | 1995-06-16 | Petroleum | Unleaded gasoline | Unleaded gasoline |  | Steel | Steel |  | Painted or None | Steel |  | 1901-01-01 | [15 empty] | UST Currently In Use: 0; UST Temp Close: 0; AST Currently In Use: 0; AST Temp Closed: 0 | 0 | 0 | 3 | 13201-115-004056 | M B LAWLEY INC
20395 | Permanently Closed | 2009-10-01 | 1971-01-01 | 2010-05-04 | Petroleum | Unleaded gasoline | Unleaded gasoline | Retail | Steel | Steel | Field installed cathodic protection |  | Double Wall, Fiberglass reinforced plastic |  | 1901-01-01 |  | Catchment Basin, Single walled catchment basin | Flow Rest 90% Full | Flow Rest 90% Full |  |  | Automatic Tank Gauge |  | Containment Sump, NO LINE | Containment Sump |  |  | Other, NO LINE | Other |  | UST Currently In Use: 0; UST Temp Close: 0; AST Currently In Use: 0; AST Temp Closed: 0 | 0 | 0 | 3 | 10564-115-004057 | BIRMINGHAM CONVENIENCE STORES INC
20396 | Permanently Closed | 2010-02-01 | 1901-01-01 | 2010-05-04 | Petroleum | Unleaded gasoline | Unleaded gasoline | Retail | Steel | Steel | Field installed cathodic protection |  | Double Wall, Fiberglass reinforced plastic |  |  |  | Catchment Basin, Single walled catchment basin | Flow Rest 90% Full | Flow Rest 90% Full |  |  | Automatic Tank Gauge |  | Containment Sump | Containment Sump | Interstitial Monitoring within Secondary Containment | SENSOR TO ATG | Continuous alarm system | Continuous alarm system |  | UST Currently In Use: 0; UST Temp Close: 0; AST Currently In Use: 0; AST Temp Closed: 0 | 0 | 0 | 3 | 10564-115-004057 | BIRMINGHAM CONVENIENCE STORES INC
20397 | Permanently Closed | 2010-02-01 | 1971-01-01 | 2010-05-04 | Petroleum | Premium gasoline | Premium gasoline | Retail | Single Wall, Steel | Steel | Field installed cathodic protection |  | Double Wall, Fiberglass reinforced plastic |  | 1901-01-01 |  | Catchment Basin, Single walled catchment basin | Flow Rest 90% Full | Flow Rest 90% Full |  |  | Automatic Tank Gauge |  | Containment Sump | Containment Sump | Interstitial Monitoring within Secondary Containment | SENSOR TO ATG | Continuous alarm system | Continuous alarm system |  | UST Currently In Use: 0; UST Temp Close: 0; AST Currently In Use: 0; AST Temp Closed: 0 | 0 | 0 | 3 | 10564-115-004057 | BIRMINGHAM CONVENIENCE STORES INC
20398 | Permanently Closed | 2005-12-14 | 1975-01-01 | 2005-12-14 | Petroleum | Unleaded gasoline | Unleaded gasoline | Retail | Steel | Steel | Field installed cathodic protection |  | Steel |  | 1901-01-01 | Field installed cathodic protection | Catchment Basin, Single walled catchment basin | Flow Rest 90% Full | Flow Rest 90% Full | [11 empty] | UST Currently In Use: 0; UST Temp Close: 0; AST Currently In Use: 0; AST Temp Closed: 0 | 0 | 0 | 3 | 21134-115-004058 | BUSSIE PETROLEUM INC
20399 | Permanently Closed | 2005-12-14 | 1975-01-01 | 2005-12-14 | Petroleum | Mid-grade gasoline | Mid-grade gasoline | Retail | Steel | Steel | Field installed cathodic protection |  | Steel |  | 1901-01-01 | Field installed cathodic protection | Catchment Basin, Single walled catchment basin | Flow Rest 90% Full | Flow Rest 90% Full | [11 empty] | UST Currently In Use: 0; UST Temp Close: 0; AST Currently In Use: 0; AST Temp Closed: 0 | 0 | 0 | 3 | 21134-115-004058 | BUSSIE PETROLEUM INC
20400 | Permanently Closed | 2005-12-14 | 1975-01-01 | 2005-12-14 | Petroleum | Premium gasoline | Premium gasoline | Retail | Steel | Steel | Field installed cathodic protection |  | Steel |  | 1901-01-01 | Field installed cathodic protection | Catchment Basin, Single walled catchment basin | Flow Rest 90% Full | Flow Rest 90% Full | [11 empty] | UST Currently In Use: 0; UST Temp Close: 0; AST Currently In Use: 0; AST Temp Closed: 0 | 0 | 0 | 3 | 21134-115-004058 | BUSSIE PETROLEUM INC
20401 | Permanently Closed | 1901-01-01 | 1980-01-01 | 1988-01-01 | Petroleum | Unleaded gasoline | Unleaded gasoline |  | Steel | Steel |  | Painted or None | Steel |  | 1901-01-01 | [15 empty] | UST Currently In Use: 0; UST Temp Close: 0; AST Currently In Use: 0; AST Temp Closed: 0 | 0 | 0 | 1 | 13201-115-004060 | M B LAWLEY INC
20402 | Permanently Closed | 1994-03-22 | 1979-01-01 | 1994-03-22 | Petroleum | Unleaded gasoline | Unleaded gasoline |  | Steel | Steel |  | Painted or None | Steel |  | 1901-01-01 | [15 empty] | UST Currently In Use: 0; UST Temp Close: 0; AST Currently In Use: 0; AST Temp Closed: 0 | 0 | 0 | 1 | 13201-115-004061 | M B LAWLEY INC
20403 | Permanently Closed | 1901-01-01 | 1971-01-01 | 1988-12-14 | Petroleum | Unleaded gasoline | Unleaded gasoline |  | Steel | Steel |  | Painted or None | Steel |  | 1901-01-01 | [15 empty] | UST Currently In Use: 0; UST Temp Close: 0; AST Currently In Use: 0; AST Temp Closed: 0 | 0 | 0 | 3 | 13201-115-004063 | M B LAWLEY INC
20404 | Permanently Closed | 1901-01-01 | 1971-01-01 | 1988-12-14 | Petroleum | Unleaded gasoline | Unleaded gasoline |  | Steel | Steel |  | Painted or None | Steel |  | 1901-01-01 | [15 empty] | UST Currently In Use: 0; UST Temp Close: 0; AST Currently In Use: 0; AST Temp Closed: 0 | 0 | 0 | 3 | 13201-115-004063 | M B LAWLEY INC
20405 | Permanently Closed | 1901-01-01 | 1979-01-01 | 1988-12-14 | Petroleum | Unleaded gasoline | Unleaded gasoline |  | Steel | Steel |  | Painted or None | Steel |  | 1901-01-01 | [15 empty] | UST Currently In Use: 0; UST Temp Close: 0; AST Currently In Use: 0; AST Temp Closed: 0 | 0 | 0 | 3 | 13201-115-004063 | M B LAWLEY INC
20406 |  |  | 1975-01-01 |  | Petroleum | Unleaded gasoline | Unleaded gasoline | Retail | Steel | Steel |  | Painted or None | Steel |  | 1901-01-01 | [15 empty] | UST Currently In Use: 0; UST Temp Close: 0; AST Currently In Use: 0; AST Temp Closed: 0 | 0 | 0 | 0 | 17996-115-004065 | KATHY HATHCOCK
20407 |  |  | 1971-01-01 |  | Petroleum | Unleaded gasoline | Unleaded gasoline | Retail | Steel | Steel |  | Painted or None | Steel |  | 1901-01-01 | [15 empty] | UST Currently In Use: 0; UST Temp Close: 0; AST Currently In Use: 0; AST Temp Closed: 0 | 0 | 0 | 0 | 17996-115-004065 | KATHY HATHCOCK
20408 | Cannot Locate or abandoned | 1989-12-22 | 1968-01-01 |  | Petroleum | Unleaded gasoline | Unleaded gasoline | Retail | Steel | Steel |  | Painted or None | Steel |  | 1901-01-01 | [15 empty] | UST Currently In Use: 0; UST Temp Close: 0; AST Currently In Use: 0; AST Temp Closed: 0 | 0 | 0 | 0 | 20155-115-004067 | JOSEPH E WILKERSON
20409 | Cannot Locate or abandoned | 1998-12-22 | 1968-01-01 |  | Petroleum | Unleaded gasoline | Unleaded gasoline | Retail | Steel | Steel |  | Painted or None | Steel |  | 1901-01-01 | [15 empty] | UST Currently In Use: 0; UST Temp Close: 0; AST Currently In Use: 0; AST Temp Closed: 0 | 0 | 0 | 0 | 20155-115-004067 | JOSEPH E WILKERSON
20410 | Permanently Closed | 1998-09-25 | 1971-01-01 | 1998-09-25 | Petroleum | Unleaded gasoline | Unleaded gasoline |  | Steel | Steel |  | Painted or None | Steel |  | 1901-01-01 | [6 empty] | Automatic Tank Gauge | [8 empty] | UST Currently In Use: 0; UST Temp Close: 0; AST Currently In Use: 0; AST Temp Closed: 0 | 0 | 0 | 4 | 21134-115-004068 | BUSSIE PETROLEUM INC
20411 | Permanently Closed | 1998-09-25 | 1971-01-01 | 1998-09-25 | Petroleum | Unleaded gasoline | Unleaded gasoline |  | Steel | Steel |  | Painted or None | Steel |  | 1901-01-01 | [6 empty] | Automatic Tank Gauge | [8 empty] | UST Currently In Use: 0; UST Temp Close: 0; AST Currently In Use: 0; AST Temp Closed: 0 | 0 | 0 | 4 | 21134-115-004068 | BUSSIE PETROLEUM INC
20412 | Permanently Closed | 2009-10-01 | 1975-01-01 | 2011-01-03 | Petroleum | Unleaded gasoline | Unleaded gasoline | Retail | Single Wall, Steel | Steel | Field installed cathodic protection |  | Single Wall, Steel |  | 1901-01-01 | Field installed cathodic protection | Catchment Basin, Single walled catchment basin | Flow Rest 90% Full | Flow Rest 90% Full |  |  | Statistical Inventory Reconciliation (SIR) | [8 empty] | UST Currently In Use: 0; UST Temp Close: 0; AST Currently In Use: 0; AST Temp Closed: 0 | 0 | 0 | 4 | 21134-115-004068 | BUSSIE PETROLEUM INC
20413 | Permanently Closed | 2009-10-01 | 1975-01-01 | 2011-01-03 | Petroleum | Premium gasoline | Premium gasoline | Retail | Single Wall, Steel | Steel | Field installed cathodic protection |  | Single Wall, Steel |  | 1901-01-01 | Field installed cathodic protection | Catchment Basin, Single walled catchment basin | Flow Rest 90% Full | Flow Rest 90% Full |  |  | Statistical Inventory Reconciliation (SIR) | [8 empty] | UST Currently In Use: 0; UST Temp Close: 0; AST Currently In Use: 0; AST Temp Closed: 0 | 0 | 0 | 4 | 21134-115-004068 | BUSSIE PETROLEUM INC
20414 | Permanently Closed | 2012-12-01 | 1974-01-01 | 2014-12-05 | Petroleum | Unleaded gasoline | Unleaded gasoline | Retail | Single Wall, Steel, 3R/3R | Steel | Field installed cathodic protection |  | Flexible, Single Wall | OPW |  |  | Catchment Basin, Single walled catchment basin | Flow Rest 90% Full | Flow Rest 90% Full |  |  | Automatic Tank Gauge | [5 empty] | Annual line testing | Annual line testing |  | UST Currently In Use: 3; UST Temp Close: 0; AST Currently In Use: 0; AST Temp Closed: 0 | 3 | 0 | 2 | 23429-115-009881 | MUSA PROPERTIES, LLC
20416 | Permanently Closed | 2012-12-01 | 1979-01-01 | 2014-12-05 | Petroleum | Premium gasoline | Premium gasoline | Retail | Single Wall, Steel | Steel | Field installed cathodic protection |  | Flexible, Single Wall | OPW |  |  | Catchment Basin, Single walled catchment basin | Flow Rest 90% Full | Flow Rest 90% Full |  |  | Automatic Tank Gauge | [5 empty] | Annual line testing | Annual line testing |  | UST Currently In Use: 3; UST Temp Close: 0; AST Currently In Use: 0; AST Temp Closed: 0 | 3 | 0 | 2 | 23429-115-009881 | MUSA PROPERTIES, LLC
20417 | Currently in Use |  | 1985-01-01 |  | Petroleum | Premium gasoline | Premium gasoline | Retail | Single Wall, Steel | Steel | Coated & cathodic protection (sti-P3), Field installed cathodic protection |  | Double Wall, Flexible |  | 2021-08-30 |  | Catchment Basin, Single walled catchment basin | Automatic shutoff device At 95% full | Automatic shutoff device At 95% full |  |  | Automatic Tank Gauge |  | Automatic flow restrictor (MLLD) | Automatic flow restrictor (MLLD) | Interstitial Monitoring within Secondary Containment |  |  |  |  | UST Currently In Use: 3; UST Temp Close: 0; AST Currently In Use: 1; AST Temp Closed: 0 | 3 | 0 | 0 | 23572-115-012615 | LIL MART INC
20418 | Currently in Use |  | 1985-01-01 |  | Petroleum | Unleaded gasoline | Unleaded gasoline | Retail | Single Wall, Steel | Steel | Coated & cathodic protection (sti-P3), Field installed cathodic protection |  | Double Wall, Flexible |  | 2021-08-30 |  | Catchment Basin, Single walled catchment basin | Automatic shutoff device At 95% full | Automatic shutoff device At 95% full |  |  | Automatic Tank Gauge |  | Automatic flow restrictor (MLLD) | Automatic flow restrictor (MLLD) | Interstitial Monitoring within Secondary Containment |  |  |  |  | UST Currently In Use: 3; UST Temp Close: 0; AST Currently In Use: 1; AST Temp Closed: 0 | 3 | 0 | 0 | 23572-115-012615 | LIL MART INC
20419 | Currently in Use |  | 1985-01-01 |  | Petroleum | Unleaded gasoline | Unleaded gasoline | Retail | Single Wall, Steel | Steel | Coated & cathodic protection (sti-P3), Field installed cathodic protection |  | Double Wall, Flexible |  | 2021-08-30 |  | Catchment Basin, Single walled catchment basin | Automatic shutoff device At 95% full | Automatic shutoff device At 95% full |  |  | Automatic Tank Gauge |  | Automatic flow restrictor (MLLD) | Automatic flow restrictor (MLLD) | Interstitial Monitoring within Secondary Containment |  |  |  |  | UST Currently In Use: 3; UST Temp Close: 0; AST Currently In Use: 1; AST Temp Closed: 0 | 3 | 0 | 0 | 23572-115-012615 | LIL MART INC
20420 | Permanently Closed | 1901-01-01 | 1973-01-01 | 1988-12-20 | Petroleum | Unleaded gasoline | Unleaded gasoline |  | Steel | Steel |  | Painted or None | Steel |  | 1901-01-01 | [15 empty] | UST Currently In Use: 0; UST Temp Close: 0; AST Currently In Use: 0; AST Temp Closed: 0 | 0 | 0 | 3 | 13201-121-004062 | M B LAWLEY INC
20421 | Permanently Closed | 1901-01-01 | 1973-01-01 | 1988-12-20 | Petroleum | Unleaded gasoline | Unleaded gasoline |  | Steel | Steel |  | Painted or None | Steel |  | 1901-01-01 | [15 empty] | UST Currently In Use: 0; UST Temp Close: 0; AST Currently In Use: 0; AST Temp Closed: 0 | 0 | 0 | 3 | 13201-121-004062 | M B LAWLEY INC
20422 | Permanently Closed | 1901-01-01 | 1973-01-01 | 1988-12-20 | Petroleum | Unleaded gasoline | Unleaded gasoline |  | Steel | Steel |  | Painted or None | Steel |  | 1901-01-01 | [15 empty] | UST Currently In Use: 0; UST Temp Close: 0; AST Currently In Use: 0; AST Temp Closed: 0 | 0 | 0 | 3 | 13201-121-004062 | M B LAWLEY INC
20423 | Permanently Closed | 1901-01-01 | 1980-01-01 |  | Petroleum | Unleaded gasoline | Unleaded gasoline |  | Steel | Steel |  | Painted or None | Steel |  | 1901-01-01 | [15 empty] | UST Currently In Use: 0; UST Temp Close: 0; AST Currently In Use: 0; AST Temp Closed: 0 | 0 | 0 | 3 | 13201-121-004066 | M B LAWLEY INC
20424 | Permanently Closed | 1901-01-01 | 1980-01-01 |  | Petroleum | Unleaded gasoline | Unleaded gasoline |  | Steel | Steel |  | Painted or None | Steel |  | 1901-01-01 | [15 empty] | UST Currently In Use: 0; UST Temp Close: 0; AST Currently In Use: 0; AST Temp Closed: 0 | 0 | 0 | 3 | 13201-121-004066 | M B LAWLEY INC
20425 | Permanently Closed | 1901-01-01 | 1982-01-01 |  | Petroleum | Unleaded gasoline | Unleaded gasoline |  | Steel | Steel | Coated & cathodic protection (sti-P3) |  | Steel |  | 1901-01-01 | [15 empty] | UST Currently In Use: 0; UST Temp Close: 0; AST Currently In Use: 0; AST Temp Closed: 0 | 0 | 0 | 3 | 13201-121-004066 | M B LAWLEY INC
20426 | Permanently Closed | 1901-01-01 | 1975-01-01 | 1988-10-01 | Petroleum | Unleaded gasoline | Unleaded gasoline |  | Steel | Steel |  | Painted or None | Steel |  | 1901-01-01 | [15 empty] | UST Currently In Use: 0; UST Temp Close: 0; AST Currently In Use: 0; AST Temp Closed: 0 | 0 | 0 | 1 | 13201-121-012451 | M B LAWLEY INC
20427 | Permanently Closed | 1999-08-19 | 1980-01-01 | 2004-03-23 | Petroleum | Unleaded gasoline | Unleaded gasoline |  | Steel | Steel | Coated & cathodic protection (sti-P3) |  | Steel |  | 1901-01-01 | Field installed cathodic protection | [14 empty] | UST Currently In Use: 0; UST Temp Close: 0; AST Currently In Use: 0; AST Temp Closed: 0 | 0 | 0 | 3 | 17645-097-013278 | JOSEPH CHASTAIN JR
20428 | Permanently Closed | 1999-08-19 | 1980-01-01 | 2004-03-23 | Petroleum | Unleaded gasoline | Unleaded gasoline |  | Steel | Steel | Coated & cathodic protection (sti-P3) |  | Steel |  | 1901-01-01 | Field installed cathodic protection | [14 empty] | UST Currently In Use: 0; UST Temp Close: 0; AST Currently In Use: 0; AST Temp Closed: 0 | 0 | 0 | 3 | 17645-097-013278 | JOSEPH CHASTAIN JR
20429 | Permanently Closed | 1999-08-19 | 1980-01-01 | 2004-03-23 | Petroleum | Unleaded gasoline | Unleaded gasoline |  | Steel | Steel | Coated & cathodic protection (sti-P3) |  | Steel |  | 1901-01-01 | Field installed cathodic protection | [14 empty] | UST Currently In Use: 0; UST Temp Close: 0; AST Currently In Use: 0; AST Temp Closed: 0 | 0 | 0 | 3 | 17645-097-013278 | JOSEPH CHASTAIN JR
20430 | Permanently Closed | 1992-01-03 | 1978-08-18 | 1992-01-03 | Petroleum | Unleaded gasoline | Unleaded gasoline |  | Steel | Steel | Coated & cathodic protection (sti-P3) |  | Steel |  | 1901-01-01 | [15 empty] | UST Currently In Use: 0; UST Temp Close: 0; AST Currently In Use: 0; AST Temp Closed: 0 | 0 | 0 | 5 | 13204-005-000725 | M C DIXON LUMBER CO
20431 | Permanently Closed | 1992-01-03 | 1978-08-18 | 1992-01-03 | Petroleum | Unleaded gasoline | Unleaded gasoline |  | Steel | Steel |  | Painted or None | Steel |  | 1901-01-01 | [15 empty] | UST Currently In Use: 0; UST Temp Close: 0; AST Currently In Use: 0; AST Temp Closed: 0 | 0 | 0 | 5 | 13204-005-000725 | M C DIXON LUMBER CO
20432 | Permanently Closed | 1990-10-01 | 1978-08-18 | 1992-01-03 | Petroleum | Other, N/A | Other |  | Steel | Steel |  | Painted or None | Steel |  | 1901-01-01 | [15 empty] | UST Currently In Use: 0; UST Temp Close: 0; AST Currently In Use: 0; AST Temp Closed: 0 | 0 | 0 | 5 | 13204-005-000725 | M C DIXON LUMBER CO
20433 | Permanently Closed | 1990-10-01 | 1973-06-06 | 1992-01-03 | Petroleum | Other, N/A | Other |  | Steel | Steel |  | Painted or None | Steel |  | 1901-01-01 | [15 empty] | UST Currently In Use: 0; UST Temp Close: 0; AST Currently In Use: 0; AST Temp Closed: 0 | 0 | 0 | 5 | 13204-005-000725 | M C DIXON LUMBER CO
20434 | Permanently Closed | 1992-12-18 | 1977-01-01 | 1993-01-29 | Petroleum | On road diesel | On road diesel |  | Steel | Steel |  | Painted or None | Steel |  | 1901-01-01 | [15 empty] | UST Currently In Use: 0; UST Temp Close: 0; AST Currently In Use: 2; AST Temp Closed: 0 | 0 | 0 | 2 | 13206-097-010421 | M C WILLIAMS CONTRACTING CO INC
20435 | Permanently Closed | 1992-12-18 | 1977-01-01 | 1993-01-29 | Petroleum | Unleaded gasoline | Unleaded gasoline |  | Steel | Steel |  | Painted or None | Steel |  | 1901-01-01 | [15 empty] | UST Currently In Use: 0; UST Temp Close: 0; AST Currently In Use: 2; AST Temp Closed: 0 | 0 | 0 | 2 | 13206-097-010421 | M C WILLIAMS CONTRACTING CO INC
20436 | Permanently Closed | 1997-01-01 | 1963-01-01 | 1998-04-20 | Petroleum | Unleaded gasoline | Unleaded gasoline | Retail | Steel | Steel |  | Painted or None | Steel |  | 1901-01-01 | [15 empty] | UST Currently In Use: 0; UST Temp Close: 0; AST Currently In Use: 0; AST Temp Closed: 0 | 0 | 0 | 1 | 13207-109-004441 | MRS M E MURPHY
20437 | Permanently Closed | 1901-01-01 | 1961-01-01 | 1988-01-01 | Petroleum | Unleaded gasoline | Unleaded gasoline |  | Steel | Steel | Coated & cathodic protection (sti-P3), Interior lined (not allowed as a standalone method of corrosion protection) |  | Steel |  | 1901-01-01 | Field installed cathodic protection | [14 empty] | UST Currently In Use: 0; UST Temp Close: 3; AST Currently In Use: 0; AST Temp Closed: 0 | 0 | 3 | 6 | 13208-097-005333 | M E SURRETT
20438 | Permanently Closed | 1901-01-01 | 1961-01-01 | 1988-01-01 | Petroleum | Unleaded gasoline | Unleaded gasoline |  | Steel | Steel | Coated & cathodic protection (sti-P3), Interior lined (not allowed as a standalone method of corrosion protection) |  | Steel |  | 1901-01-01 | Field installed cathodic protection | [14 empty] | UST Currently In Use: 0; UST Temp Close: 3; AST Currently In Use: 0; AST Temp Closed: 0 | 0 | 3 | 6 | 13208-097-005333 | M E SURRETT
20439 | Permanently Closed | 1901-01-01 | 1961-01-01 | 1988-01-01 | Petroleum | Unleaded gasoline | Unleaded gasoline |  | Steel | Steel | Coated & cathodic protection (sti-P3), Interior lined (not allowed as a standalone method of corrosion protection) |  | Steel |  | 1901-01-01 | Field installed cathodic protection | [14 empty] | UST Currently In Use: 0; UST Temp Close: 3; AST Currently In Use: 0; AST Temp Closed: 0 | 0 | 3 | 6 | 13208-097-005333 | M E SURRETT
20440 | Permanently Closed | 1901-01-01 | 1961-01-01 | 1988-01-01 | Petroleum | Unleaded gasoline | Unleaded gasoline |  | Steel | Steel | Coated & cathodic protection (sti-P3), Interior lined (not allowed as a standalone method of corrosion protection) |  | Steel |  | 1901-01-01 | Field installed cathodic protection | [14 empty] | UST Currently In Use: 0; UST Temp Close: 3; AST Currently In Use: 0; AST Temp Closed: 0 | 0 | 3 | 6 | 13208-097-005333 | M E SURRETT
20441 | Permanently Closed | 1901-01-01 | 1961-01-01 | 1988-01-01 | Petroleum | Unleaded gasoline | Unleaded gasoline |  | Steel | Steel | Coated & cathodic protection (sti-P3), Interior lined (not allowed as a standalone method of corrosion protection) |  | Steel |  | 1901-01-01 | Field installed cathodic protection | [14 empty] | UST Currently In Use: 0; UST Temp Close: 3; AST Currently In Use: 0; AST Temp Closed: 0 | 0 | 3 | 6 | 13208-097-005333 | M E SURRETT
20442 | Permanently Closed | 1901-01-01 | 1961-01-01 | 1988-01-01 | Petroleum | Used oil | Used oil |  | Steel | Steel | Coated & cathodic protection (sti-P3), Interior lined (not allowed as a standalone method of corrosion protection) |  | Steel |  | 1901-01-01 | Field installed cathodic protection | [14 empty] | UST Currently In Use: 0; UST Temp Close: 3; AST Currently In Use: 0; AST Temp Closed: 0 | 0 | 3 | 6 | 13208-097-005333 | M E SURRETT
20443 | Temporary Closed | 2012-06-22 | 1983-01-01 |  | Petroleum | Unleaded gasoline | Unleaded gasoline | Retail | Steel | Steel | Coated & cathodic protection (sti-P3) |  | Double Wall, Flexible |  |  |  | Catchment Basin, Single walled catchment basin | Automatic shutoff device At 95% full | Automatic shutoff device At 95% full |  |  | Statistical Inventory Reconciliation (SIR) |  | Automatic flow restrictor (MLLD), Containment Sump | Containment Sump |  |  | Statistical inventory reconciliation (SIR) | Statistical inventory reconciliation (SIR) |  | UST Currently In Use: 0; UST Temp Close: 3; AST Currently In Use: 0; AST Temp Closed: 0 | 0 | 3 | 6 | 13208-097-005333 | M E SURRETT
20444 | Temporary Closed | 2012-06-22 | 1986-01-01 |  | Petroleum | Mid-grade gasoline | Mid-grade gasoline | Retail | Steel | Steel | Coated & cathodic protection (sti-P3) |  | Double Wall, Flexible |  |  |  | Catchment Basin, Single walled catchment basin | Automatic shutoff device At 95% full | Automatic shutoff device At 95% full |  |  | Statistical Inventory Reconciliation (SIR) |  | Automatic flow restrictor (MLLD), Containment Sump | Containment Sump |  |  | Statistical inventory reconciliation (SIR) | Statistical inventory reconciliation (SIR) |  | UST Currently In Use: 0; UST Temp Close: 3; AST Currently In Use: 0; AST Temp Closed: 0 | 0 | 3 | 6 | 13208-097-005333 | M E SURRETT
20445 | Temporary Closed | 2012-06-22 | 1983-01-01 |  | Petroleum | Premium gasoline | Premium gasoline | Retail | Steel | Steel | Coated & cathodic protection (sti-P3) |  | Double Wall, Flexible |  |  |  | Catchment Basin, Single walled catchment basin | Automatic shutoff device At 95% full | Automatic shutoff device At 95% full |  |  | Statistical Inventory Reconciliation (SIR) |  | Automatic flow restrictor (MLLD), Containment Sump | Containment Sump |  |  | Statistical inventory reconciliation (SIR) | Statistical inventory reconciliation (SIR) |  | UST Currently In Use: 0; UST Temp Close: 3; AST Currently In Use: 0; AST Temp Closed: 0 | 0 | 3 | 6 | 13208-097-005333 | M E SURRETT
20446 | Permanently Closed | 1996-12-17 | 1959-01-01 | 1996-12-17 | Petroleum | Unleaded gasoline | Unleaded gasoline |  | Steel | Steel |  | Painted or None | Steel |  | 1901-01-01 | [15 empty] | UST Currently In Use: 0; UST Temp Close: 0; AST Currently In Use: 0; AST Temp Closed: 0 | 0 | 0 | 1 | 13209-049-010339 | M. F. GARDNER OIL COMPANY, INC.
20447 | Permanently Closed | 1992-02-25 | 1963-01-01 | 1992-02-25 | Petroleum | Unleaded gasoline | Unleaded gasoline |  | Steel | Steel |  | Painted or None | Steel |  | 1901-01-01 | [15 empty] | UST Currently In Use: 0; UST Temp Close: 0; AST Currently In Use: 0; AST Temp Closed: 0 | 0 | 0 | 4 | 13209-049-011019 | M. F. GARDNER OIL COMPANY, INC.
20448 | Permanently Closed | 1992-02-25 | 1963-01-01 | 1992-02-25 | Petroleum | Unleaded gasoline | Unleaded gasoline |  | Steel | Steel |  | Painted or None | Steel |  | 1901-01-01 | [15 empty] | UST Currently In Use: 0; UST Temp Close: 0; AST Currently In Use: 0; AST Temp Closed: 0 | 0 | 0 | 4 | 13209-049-011019 | M. F. GARDNER OIL COMPANY, INC.
20449 | Permanently Closed | 1992-02-25 | 1963-01-01 | 1992-02-25 | Petroleum | Unleaded gasoline | Unleaded gasoline |  | Steel | Steel |  | Painted or None | Steel |  | 1901-01-01 | [15 empty] | UST Currently In Use: 0; UST Temp Close: 0; AST Currently In Use: 0; AST Temp Closed: 0 | 0 | 0 | 4 | 13209-049-011019 | M. F. GARDNER OIL COMPANY, INC.
20450 | Permanently Closed | 1992-02-25 | 1963-01-01 | 1992-02-25 | Petroleum | On road diesel | On road diesel |  | Steel | Steel |  | Painted or None | Steel |  | 1901-01-01 | [15 empty] | UST Currently In Use: 0; UST Temp Close: 0; AST Currently In Use: 0; AST Temp Closed: 0 | 0 | 0 | 4 | 13209-049-011019 | M. F. GARDNER OIL COMPANY, INC.
20451 | Permanently Closed | 1998-12-09 | 1971-01-01 | 2000-05-24 | Petroleum | On road diesel | On road diesel |  | Steel | Steel |  | Painted or None | Steel |  | 1901-01-01 | [15 empty] | UST Currently In Use: 0; UST Temp Close: 0; AST Currently In Use: 0; AST Temp Closed: 0 | 0 | 0 | 5 | 13209-049-011020 | M. F. GARDNER OIL COMPANY, INC.
20452 | Permanently Closed | 1998-12-09 | 1971-01-01 | 2000-05-24 | Petroleum | Unleaded gasoline | Unleaded gasoline |  | Steel | Steel |  | Painted or None | Steel |  | 1901-01-01 | [15 empty] | UST Currently In Use: 0; UST Temp Close: 0; AST Currently In Use: 0; AST Temp Closed: 0 | 0 | 0 | 5 | 13209-049-011020 | M. F. GARDNER OIL COMPANY, INC.
20453 | Permanently Closed | 1998-12-01 | 1971-01-01 | 2000-05-24 | Petroleum | Unleaded gasoline | Unleaded gasoline |  | Steel | Steel |  | Painted or None | Steel |  | 1901-01-01 | [15 empty] | UST Currently In Use: 0; UST Temp Close: 0; AST Currently In Use: 0; AST Temp Closed: 0 | 0 | 0 | 5 | 13209-049-011020 | M. F. GARDNER OIL COMPANY, INC.
20454 | Permanently Closed | 1998-12-01 | 1971-01-01 | 2000-05-24 | Petroleum | Unleaded gasoline | Unleaded gasoline |  | Steel | Steel |  | Painted or None | Steel |  | 1901-01-01 | [15 empty] | UST Currently In Use: 0; UST Temp Close: 0; AST Currently In Use: 0; AST Temp Closed: 0 | 0 | 0 | 5 | 13209-049-011020 | M. F. GARDNER OIL COMPANY, INC.
20455 | Permanently Closed | 1998-12-01 | 1971-01-01 | 2000-05-24 | Petroleum | Unleaded gasoline | Unleaded gasoline |  | Steel | Steel |  | Painted or None | Steel |  | 1901-01-01 | [15 empty] | UST Currently In Use: 0; UST Temp Close: 0; AST Currently In Use: 0; AST Temp Closed: 0 | 0 | 0 | 5 | 13209-049-011020 | M. F. GARDNER OIL COMPANY, INC.
20457 | Permanently Closed | 1901-01-01 | 1968-01-01 |  | Petroleum | Unleaded gasoline | Unleaded gasoline |  | Steel | Steel |  | Painted or None | Steel |  | 1901-01-01 | [15 empty] | UST Currently In Use: 0; UST Temp Close: 0; AST Currently In Use: 0; AST Temp Closed: 0 | 0 | 0 | 3 | 13209-049-011022 | M. F. GARDNER OIL COMPANY, INC.
20458 | Permanently Closed | 1901-01-01 | 1968-01-01 |  | Petroleum | Unleaded gasoline | Unleaded gasoline |  | Steel | Steel |  | Painted or None | Steel |  | 1901-01-01 | [15 empty] | UST Currently In Use: 0; UST Temp Close: 0; AST Currently In Use: 0; AST Temp Closed: 0 | 0 | 0 | 3 | 13209-049-011022 | M. F. GARDNER OIL COMPANY, INC.
20459 | Permanently Closed | 1901-01-01 | 1968-01-01 |  | Petroleum | Unleaded gasoline | Unleaded gasoline |  | Steel | Steel |  | Painted or None | Steel |  | 1901-01-01 | [15 empty] | UST Currently In Use: 0; UST Temp Close: 0; AST Currently In Use: 0; AST Temp Closed: 0 | 0 | 0 | 3 | 13209-049-011022 | M. F. GARDNER OIL COMPANY, INC.
20460 | Retired | 1988-12-22 | 1968-01-01 |  | Petroleum | On road diesel | On road diesel |  | Steel | Steel |  | Painted or None | Steel |  | 1901-01-01 | [15 empty] | UST Currently In Use: 0; UST Temp Close: 0; AST Currently In Use: 0; AST Temp Closed: 0 | 0 | 0 | 3 | 13209-049-011022 | M. F. GARDNER OIL COMPANY, INC.
20461 | Permanently Closed | 1991-10-17 | 1968-01-01 | 1991-10-17 | Petroleum | Unleaded gasoline | Unleaded gasoline |  | Steel | Steel |  | Painted or None | Steel |  | 1901-01-01 | [15 empty] | UST Currently In Use: 0; UST Temp Close: 0; AST Currently In Use: 0; AST Temp Closed: 0 | 0 | 0 | 3 | 13209-049-011024 | M. F. GARDNER OIL COMPANY, INC.
20462 | Permanently Closed | 1991-10-17 | 1968-01-01 | 1991-10-17 | Petroleum | Unleaded gasoline | Unleaded gasoline |  | Steel | Steel |  | Painted or None | Steel |  | 1901-01-01 | [15 empty] | UST Currently In Use: 0; UST Temp Close: 0; AST Currently In Use: 0; AST Temp Closed: 0 | 0 | 0 | 3 | 13209-049-011024 | M. F. GARDNER OIL COMPANY, INC.
20463 | Permanently Closed | 1991-10-17 | 1968-01-01 | 1991-10-17 | Petroleum | Unleaded gasoline | Unleaded gasoline |  | Steel | Steel |  | Painted or None | Steel |  | 1901-01-01 | [15 empty] | UST Currently In Use: 0; UST Temp Close: 0; AST Currently In Use: 0; AST Temp Closed: 0 | 0 | 0 | 3 | 13209-049-011024 | M. F. GARDNER OIL COMPANY, INC.
20464 | Permanently Closed | 1991-10-17 | 1973-01-01 | 1991-10-17 | Petroleum | Unleaded gasoline | Unleaded gasoline |  | Steel | Steel |  | Painted or None | Steel |  | 1901-01-01 | [15 empty] | UST Currently In Use: 0; UST Temp Close: 0; AST Currently In Use: 0; AST Temp Closed: 0 | 0 | 0 | 3 | 13209-049-011025 | M. F. GARDNER OIL COMPANY, INC.
20465 | Permanently Closed | 1991-10-17 | 1973-01-01 | 1991-10-17 | Petroleum | Unleaded gasoline | Unleaded gasoline |  | Steel | Steel |  | Painted or None | Steel |  | 1901-01-01 | [15 empty] | UST Currently In Use: 0; UST Temp Close: 0; AST Currently In Use: 0; AST Temp Closed: 0 | 0 | 0 | 3 | 13209-049-011025 | M. F. GARDNER OIL COMPANY, INC.
20466 | Permanently Closed | 1991-10-17 | 1973-01-01 | 1991-10-17 | Petroleum | On road diesel | On road diesel |  | Steel | Steel |  | Painted or None | Steel |  | 1901-01-01 | [15 empty] | UST Currently In Use: 0; UST Temp Close: 0; AST Currently In Use: 0; AST Temp Closed: 0 | 0 | 0 | 3 | 13209-049-011025 | M. F. GARDNER OIL COMPANY, INC.
20467 | Permanently Closed | 1992-01-01 | 1976-01-01 | 1992-01-01 | Petroleum | Unleaded gasoline | Unleaded gasoline |  | Steel | Steel |  | Painted or None | Steel |  | 1901-01-01 | [15 empty] | UST Currently In Use: 0; UST Temp Close: 0; AST Currently In Use: 0; AST Temp Closed: 0 | 0 | 0 | 4 | 13209-071-009806 | M. F. GARDNER OIL COMPANY, INC.
20468 | Permanently Closed | 1992-01-01 | 1960-01-01 | 1992-01-01 | Petroleum | Unleaded gasoline | Unleaded gasoline |  | Steel | Steel |  | Painted or None | Steel |  | 1901-01-01 | [15 empty] | UST Currently In Use: 0; UST Temp Close: 0; AST Currently In Use: 0; AST Temp Closed: 0 | 0 | 0 | 4 | 13209-071-009806 | M. F. GARDNER OIL COMPANY, INC.
20469 | Permanently Closed | 1992-01-01 | 1960-01-01 | 1992-01-01 | Petroleum | Unleaded gasoline | Unleaded gasoline |  | Steel | Steel |  | Painted or None | Steel |  | 1901-01-01 | [15 empty] | UST Currently In Use: 0; UST Temp Close: 0; AST Currently In Use: 0; AST Temp Closed: 0 | 0 | 0 | 4 | 13209-071-009806 | M. F. GARDNER OIL COMPANY, INC.
20470 | Permanently Closed | 1992-01-01 | 1960-01-01 | 1992-01-01 | Petroleum | Kerosene | Kerosene |  | Steel | Steel |  | Painted or None | Steel |  | 1901-01-01 | [15 empty] | UST Currently In Use: 0; UST Temp Close: 0; AST Currently In Use: 0; AST Temp Closed: 0 | 0 | 0 | 4 | 13209-071-009806 | M. F. GARDNER OIL COMPANY, INC.
20471 | Permanently Closed | 1998-12-01 | 1975-01-01 | 2000-03-20 | Petroleum | Unleaded gasoline | Unleaded gasoline |  | Steel | Steel |  | Painted or None | Steel |  | 1901-01-01 | [12 empty] | Annual line testing | Annual line testing |  | UST Currently In Use: 0; UST Temp Close: 0; AST Currently In Use: 0; AST Temp Closed: 0 | 0 | 0 | 3 | 13209-071-011008 | M. F. GARDNER OIL COMPANY, INC.
20472 | Permanently Closed | 1998-12-01 | 1975-01-01 | 2000-03-20 | Petroleum | Unleaded gasoline | Unleaded gasoline |  | Steel | Steel |  | Painted or None | Steel |  | 1901-01-01 | [15 empty] | UST Currently In Use: 0; UST Temp Close: 0; AST Currently In Use: 0; AST Temp Closed: 0 | 0 | 0 | 3 | 13209-071-011008 | M. F. GARDNER OIL COMPANY, INC.
20473 | Permanently Closed | 1998-12-01 | 1975-01-01 | 2000-03-20 | Petroleum | On road diesel | On road diesel |  | Steel | Steel |  | Painted or None | Steel |  | 1901-01-01 | [15 empty] | UST Currently In Use: 0; UST Temp Close: 0; AST Currently In Use: 0; AST Temp Closed: 0 | 0 | 0 | 3 | 13209-071-011008 | M. F. GARDNER OIL COMPANY, INC.
20474 | Retired | 1988-12-22 | 1976-01-01 |  | Petroleum | On road diesel | On road diesel |  | Steel | Steel |  | Painted or None | Steel |  | 1901-01-01 | [15 empty] | UST Currently In Use: 0; UST Temp Close: 0; AST Currently In Use: 0; AST Temp Closed: 0 | 0 | 0 | 0 | 13209-071-011009 | M. F. GARDNER OIL COMPANY, INC.
20475 | Permanently Closed | 1991-10-17 | 1963-01-01 | 1991-10-17 | Petroleum | Unleaded gasoline | Unleaded gasoline |  | Steel | Steel |  | Painted or None | Steel |  | 1901-01-01 | [15 empty] | UST Currently In Use: 0; UST Temp Close: 0; AST Currently In Use: 0; AST Temp Closed: 0 | 0 | 0 | 2 | 13209-071-011010 | M. F. GARDNER OIL COMPANY, INC.
20476 | Permanently Closed | 1991-10-17 | 1963-01-01 | 1991-10-17 | Petroleum | Unleaded gasoline | Unleaded gasoline |  | Steel | Steel |  | Painted or None | Steel |  | 1901-01-01 | [15 empty] | UST Currently In Use: 0; UST Temp Close: 0; AST Currently In Use: 0; AST Temp Closed: 0 | 0 | 0 | 2 | 13209-071-011010 | M. F. GARDNER OIL COMPANY, INC.
20477 | Permanently Closed | 2015-03-09 | 1974-01-01 | 2015-03-09 | Petroleum | Unleaded gasoline | Unleaded gasoline | Retail | Single Wall, Steel | Steel | Field installed cathodic protection |  | Single Wall, Steel |  |  | Field installed cathodic protection | Catchment Basin, Single walled catchment basin | Automatic shutoff device At 95% full | Automatic shutoff device At 95% full |  |  | Statistical Inventory Reconciliation (SIR) | [8 empty] | UST Currently In Use: 3; UST Temp Close: 0; AST Currently In Use: 0; AST Temp Closed: 0 | 3 | 0 | 4 | 24888-071-011011 | KEVIN ROBERTS
20478 | Permanently Closed | 2015-03-09 | 1974-01-01 | 2015-03-09 | Petroleum | Premium gasoline | Premium gasoline | Retail | Single Wall, Steel | Steel | Field installed cathodic protection |  | Single Wall, Steel |  |  | Field installed cathodic protection | Catchment Basin, Single walled catchment basin | Automatic shutoff device At 95% full | Automatic shutoff device At 95% full |  |  | Statistical Inventory Reconciliation (SIR) | [8 empty] | UST Currently In Use: 3; UST Temp Close: 0; AST Currently In Use: 0; AST Temp Closed: 0 | 3 | 0 | 4 | 24888-071-011011 | KEVIN ROBERTS
20479 | Permanently Closed | 2015-03-09 | 1974-01-01 | 2015-03-09 | Petroleum | On road diesel | On road diesel | Retail | Single Wall, Steel | Steel | Field installed cathodic protection |  | Single Wall, Steel |  |  | Field installed cathodic protection | Catchment Basin, Single walled catchment basin | Automatic shutoff device At 95% full | Automatic shutoff device At 95% full |  |  | Statistical Inventory Reconciliation (SIR) | [8 empty] | UST Currently In Use: 3; UST Temp Close: 0; AST Currently In Use: 0; AST Temp Closed: 0 | 3 | 0 | 4 | 24888-071-011011 | KEVIN ROBERTS
20480 | Permanently Closed | 1987-01-01 | 1976-01-01 | 1987-01-01 | Petroleum | On road diesel | On road diesel |  | Steel | Steel |  | Painted or None | Steel |  | 1901-01-01 | [15 empty] | UST Currently In Use: 3; UST Temp Close: 0; AST Currently In Use: 0; AST Temp Closed: 0 | 3 | 0 | 4 | 24888-071-011011 | KEVIN ROBERTS
20481 | Permanently Closed | 1994-03-29 | 1971-01-01 | 1994-03-29 | Petroleum | Unleaded gasoline | Unleaded gasoline |  | Steel | Steel |  | Painted or None | Steel |  | 1901-01-01 | [15 empty] | UST Currently In Use: 0; UST Temp Close: 0; AST Currently In Use: 0; AST Temp Closed: 0 | 0 | 0 | 3 | 13209-071-011012 | M. F. GARDNER OIL COMPANY, INC.
20482 | Permanently Closed | 1994-03-29 | 1971-01-01 | 1994-03-29 | Petroleum | Unleaded gasoline | Unleaded gasoline |  | Steel | Steel |  | Painted or None | Steel |  | 1901-01-01 | [15 empty] | UST Currently In Use: 0; UST Temp Close: 0; AST Currently In Use: 0; AST Temp Closed: 0 | 0 | 0 | 3 | 13209-071-011012 | M. F. GARDNER OIL COMPANY, INC.
20483 | Permanently Closed | 1994-03-29 | 1971-01-01 | 1994-03-29 | Petroleum | Unleaded gasoline | Unleaded gasoline |  | Steel | Steel |  | Painted or None | Steel |  | 1901-01-01 | [15 empty] | UST Currently In Use: 0; UST Temp Close: 0; AST Currently In Use: 0; AST Temp Closed: 0 | 0 | 0 | 3 | 13209-071-011012 | M. F. GARDNER OIL COMPANY, INC.
20484 | Permanently Closed | 1998-12-01 | 1963-01-01 | 2000-02-17 | Petroleum | Unleaded gasoline | Unleaded gasoline |  | Steel | Steel |  | Painted or None | Steel |  | 1901-01-01 | [12 empty] | Annual line testing | Annual line testing |  | UST Currently In Use: 0; UST Temp Close: 0; AST Currently In Use: 0; AST Temp Closed: 0 | 0 | 0 | 4 | 13209-071-011013 | M. F. GARDNER OIL COMPANY, INC.
20485 | Permanently Closed | 1998-12-01 | 1963-01-01 | 2000-02-17 | Petroleum | Unleaded gasoline | Unleaded gasoline |  | Steel | Steel |  | Painted or None | Steel |  | 1901-01-01 | [12 empty] | Annual line testing | Annual line testing |  | UST Currently In Use: 0; UST Temp Close: 0; AST Currently In Use: 0; AST Temp Closed: 0 | 0 | 0 | 4 | 13209-071-011013 | M. F. GARDNER OIL COMPANY, INC.
20486 | Permanently Closed | 1998-12-01 | 1963-01-01 | 2000-02-17 | Petroleum | Unleaded gasoline | Unleaded gasoline |  | Steel | Steel |  | Painted or None | Steel |  | 1901-01-01 | [12 empty] | Annual line testing | Annual line testing |  | UST Currently In Use: 0; UST Temp Close: 0; AST Currently In Use: 0; AST Temp Closed: 0 | 0 | 0 | 4 | 13209-071-011013 | M. F. GARDNER OIL COMPANY, INC.
20487 | Permanently Closed | 1998-12-01 | 1963-01-01 | 2000-02-17 | Petroleum | Used oil | Used oil |  | Steel | Steel |  | Painted or None | Steel |  | 1901-01-01 |  | Other, EXEMPT | Other, EXEMPT | Other | [11 empty] | UST Currently In Use: 0; UST Temp Close: 0; AST Currently In Use: 0; AST Temp Closed: 0 | 0 | 0 | 4 | 13209-071-011013 | M. F. GARDNER OIL COMPANY, INC.
20488 | Currently in Use |  | 1973-01-01 |  | Petroleum | Unleaded gasoline | Unleaded gasoline | Retail | Single Wall, Steel | Steel | Field installed cathodic protection |  | Fiberglass reinforced plastic, Single Wall |  |  |  | Catchment Basin, Single walled catchment basin | Flow Rest 90% Full | Flow Rest 90% Full |  |  | Continuous Automatic Tank Gauge |  | Automatic flow restrictor (MLLD) | Automatic flow restrictor (MLLD) |  |  | Annual line testing | Annual line testing |  | UST Currently In Use: 2; UST Temp Close: 0; AST Currently In Use: 0; AST Temp Closed: 0 | 2 | 0 | 0 | 25359-071-011014 | KRISHI LLC
20489 | Currently in Use |  | 1973-01-01 |  | Petroleum | Premium gasoline | Premium gasoline | Retail | Single Wall, Steel | Steel | Field installed cathodic protection |  | Fiberglass reinforced plastic, Single Wall |  |  |  | Catchment Basin, Single walled catchment basin | Flow Rest 90% Full | Flow Rest 90% Full |  |  | Continuous Automatic Tank Gauge |  | Automatic flow restrictor (MLLD) | Automatic flow restrictor (MLLD) |  |  | Annual line testing | Annual line testing |  | UST Currently In Use: 2; UST Temp Close: 0; AST Currently In Use: 0; AST Temp Closed: 0 | 2 | 0 | 0 | 25359-071-011014 | KRISHI LLC
20490 | Temporary Closed | 2017-09-07 | 1975-01-01 |  | Petroleum | Unleaded gasoline | Unleaded gasoline | Retail | Single Wall, Steel | Steel | Field installed cathodic protection |  | Double Wall, Flexible, GEOFLEX | ENVIRON |  |  | Catchment Basin, Single walled catchment basin | Flow Rest 90% Full | Flow Rest 90% Full |  |  | Automatic Tank Gauge |  | Automatic flow restrictor (MLLD), Containment Sump | Containment Sump | Interstitial Monitoring within Secondary Containment | MANUAL/VISUAL CHECK |  |  |  | UST Currently In Use: 0; UST Temp Close: 2; AST Currently In Use: 0; AST Temp Closed: 0 | 0 | 2 | 0 | 13209-071-011015 | M. F. GARDNER OIL COMPANY, INC.
20491 | Temporary Closed | 2017-09-07 | 1975-01-01 |  | Petroleum | Premium gasoline | Premium gasoline | Retail | Single Wall, Steel | Steel | Field installed cathodic protection |  | Double Wall, Flexible, GEOFLEX | ENVIRON |  |  | Catchment Basin, Single walled catchment basin | Flow Rest 90% Full | Flow Rest 90% Full |  |  | Automatic Tank Gauge |  | Automatic flow restrictor (MLLD), Containment Sump | Containment Sump | Interstitial Monitoring within Secondary Containment | MANUAL/VISUAL CHECK |  |  |  | UST Currently In Use: 0; UST Temp Close: 2; AST Currently In Use: 0; AST Temp Closed: 0 | 0 | 2 | 0 | 13209-071-011015 | M. F. GARDNER OIL COMPANY, INC.
20492 | Permanently Closed | 1997-02-19 | 1953-01-01 | 1997-02-19 | Petroleum | Unleaded gasoline | Unleaded gasoline |  | Steel | Steel |  | Painted or None | Steel |  | 1901-01-01 | [15 empty] | UST Currently In Use: 0; UST Temp Close: 0; AST Currently In Use: 0; AST Temp Closed: 0 | 0 | 0 | 2 | 13209-071-011016 | M. F. GARDNER OIL COMPANY, INC.
20493 | Permanently Closed | 1997-02-19 | 1953-01-01 | 1997-02-19 | Petroleum | Unleaded gasoline | Unleaded gasoline |  | Steel | Steel |  | Painted or None | Steel |  | 1901-01-01 | [15 empty] | UST Currently In Use: 0; UST Temp Close: 0; AST Currently In Use: 0; AST Temp Closed: 0 | 0 | 0 | 2 | 13209-071-011016 | M. F. GARDNER OIL COMPANY, INC.
20494 | Permanently Closed | 1988-11-01 | 1978-01-01 | 1988-11-01 | Petroleum | Unleaded gasoline | Unleaded gasoline |  | Steel | Steel |  | Painted or None | Steel |  | 1901-01-01 | [15 empty] | UST Currently In Use: 0; UST Temp Close: 5; AST Currently In Use: 0; AST Temp Closed: 0 | 0 | 5 | 3 | 24631-071-011017 | RAJ DEV PROPERTIES
20495 | Permanently Closed | 1988-11-01 | 1978-01-01 | 1988-11-01 | Petroleum | Unleaded gasoline | Unleaded gasoline |  | Steel | Steel |  | Painted or None | Steel |  | 1901-01-01 | [15 empty] | UST Currently In Use: 0; UST Temp Close: 5; AST Currently In Use: 0; AST Temp Closed: 0 | 0 | 5 | 3 | 24631-071-011017 | RAJ DEV PROPERTIES
20496 | Permanently Closed | 1988-11-01 | 1978-01-01 | 1988-11-01 | Petroleum | On road diesel | On road diesel |  | Steel | Steel |  | Painted or None | Steel |  | 1901-01-01 | [15 empty] | UST Currently In Use: 0; UST Temp Close: 5; AST Currently In Use: 0; AST Temp Closed: 0 | 0 | 5 | 3 | 24631-071-011017 | RAJ DEV PROPERTIES
20497 | Cannot Locate or abandoned | 2004-03-10 | 1953-01-01 |  | Petroleum | Unleaded gasoline | Unleaded gasoline | Retail | Steel | Steel | Field installed cathodic protection |  | Steel |  | 1901-01-01 | Field installed cathodic protection | Catchment Basin, Single walled catchment basin | Automatic shutoff device At 95% full | Automatic shutoff device At 95% full |  |  | Statistical Inventory Reconciliation (SIR) | [8 empty] | UST Currently In Use: 0; UST Temp Close: 0; AST Currently In Use: 0; AST Temp Closed: 0 | 0 | 0 | 1 | 13209-071-011018 | M. F. GARDNER OIL COMPANY, INC.
20498 | Cannot Locate or abandoned | 2004-03-10 | 1953-01-01 |  | Petroleum | Premium gasoline | Premium gasoline | Retail | Steel | Steel | Field installed cathodic protection |  | Steel |  | 1901-01-01 | Field installed cathodic protection | Catchment Basin, Single walled catchment basin | Automatic shutoff device At 95% full | Automatic shutoff device At 95% full |  |  | Statistical Inventory Reconciliation (SIR) | [8 empty] | UST Currently In Use: 0; UST Temp Close: 0; AST Currently In Use: 0; AST Temp Closed: 0 | 0 | 0 | 1 | 13209-071-011018 | M. F. GARDNER OIL COMPANY, INC.
20499 | Cannot Locate or abandoned | 2004-03-10 | 1953-01-01 |  | Petroleum | Mid-grade gasoline | Mid-grade gasoline | Retail | Steel | Steel | Field installed cathodic protection |  | Steel |  | 1901-01-01 | Field installed cathodic protection | Catchment Basin, Single walled catchment basin | Automatic shutoff device At 95% full | Automatic shutoff device At 95% full |  |  | Statistical Inventory Reconciliation (SIR) | [8 empty] | UST Currently In Use: 0; UST Temp Close: 0; AST Currently In Use: 0; AST Temp Closed: 0 | 0 | 0 | 1 | 13209-071-011018 | M. F. GARDNER OIL COMPANY, INC.
20500 | Permanently Closed | 1994-01-01 | 1953-01-01 | 1998-01-01 | Petroleum | Used oil | Used oil |  | Steel | Steel |  | Painted or None | Steel |  | 1901-01-01 |  | Other, EXEMPT | Other, EXEMPT | Other | [11 empty] | UST Currently In Use: 0; UST Temp Close: 0; AST Currently In Use: 0; AST Temp Closed: 0 | 0 | 0 | 1 | 13209-071-011018 | M. F. GARDNER OIL COMPANY, INC.
20501 | Permanently Closed | 1991-10-18 | 1977-01-01 | 1991-10-18 | Petroleum | Unleaded gasoline | Unleaded gasoline |  | Steel | Steel |  | Painted or None | Steel |  | 1901-01-01 | [15 empty] | UST Currently In Use: 0; UST Temp Close: 0; AST Currently In Use: 0; AST Temp Closed: 0 | 0 | 0 | 2 | 13209-071-011021 | M. F. GARDNER OIL COMPANY, INC.
20502 | Permanently Closed | 1991-10-18 | 1977-01-01 | 1991-10-18 | Petroleum | Unleaded gasoline | Unleaded gasoline |  | Steel | Steel |  | Painted or None | Steel |  | 1901-01-01 | [15 empty] | UST Currently In Use: 0; UST Temp Close: 0; AST Currently In Use: 0; AST Temp Closed: 0 | 0 | 0 | 2 | 13209-071-011021 | M. F. GARDNER OIL COMPANY, INC.
20503 | Currently in Use |  | 1954-01-01 |  | Petroleum | Unleaded gasoline | Unleaded gasoline | Retail | Single Wall, Steel | Steel | Field installed cathodic protection |  | Single Wall, Steel |  | 1901-01-01 | Field installed cathodic protection | Catchment Basin, Single walled catchment basin | Automatic shutoff device At 95% full | Automatic shutoff device At 95% full |  |  | Statistical Inventory Reconciliation (SIR) | [8 empty] | UST Currently In Use: 3; UST Temp Close: 0; AST Currently In Use: 0; AST Temp Closed: 0 | 3 | 0 | 0 | 13209-071-011023 | M. F. GARDNER OIL COMPANY, INC.
20504 | Currently in Use |  | 1954-01-01 |  | Petroleum | On road diesel | On road diesel | Retail | Single Wall, Steel | Steel | Field installed cathodic protection |  | Single Wall, Steel |  | 1901-01-01 | Field installed cathodic protection | Catchment Basin, Single walled catchment basin | Automatic shutoff device At 95% full | Automatic shutoff device At 95% full |  |  | Statistical Inventory Reconciliation (SIR) | [8 empty] | UST Currently In Use: 3; UST Temp Close: 0; AST Currently In Use: 0; AST Temp Closed: 0 | 3 | 0 | 0 | 13209-071-011023 | M. F. GARDNER OIL COMPANY, INC.
20505 | Currently in Use |  | 1954-01-01 |  | Petroleum | Premium gasoline | Premium gasoline | Retail | Single Wall, Steel | Steel | Field installed cathodic protection |  | Single Wall, Steel |  | 1901-01-01 | Field installed cathodic protection | Catchment Basin, Single walled catchment basin | Automatic shutoff device At 95% full | Automatic shutoff device At 95% full |  |  | Statistical Inventory Reconciliation (SIR) | [8 empty] | UST Currently In Use: 3; UST Temp Close: 0; AST Currently In Use: 0; AST Temp Closed: 0 | 3 | 0 | 0 | 13209-071-011023 | M. F. GARDNER OIL COMPANY, INC.
20507 | Cannot Locate or abandoned | 2009-12-31 | 1984-01-01 |  | Petroleum | On road diesel | On road diesel | Retail | Single Wall, Steel | Steel | Field installed cathodic protection |  | Single Wall, Steel |  |  | Field installed cathodic protection | Catchment Basin, Single walled catchment basin | Automatic shutoff device At 95% full | Automatic shutoff device At 95% full |  |  | Statistical Inventory Reconciliation (SIR) | [8 empty] | UST Currently In Use: 0; UST Temp Close: 0; AST Currently In Use: 0; AST Temp Closed: 0 | 0 | 0 | 0 | 13209-071-015331 | M. F. GARDNER OIL COMPANY, INC.
20508 | Cannot Locate or abandoned | 2009-12-31 | 1984-01-01 |  | Petroleum | On road diesel | On road diesel | Retail | Single Wall, Steel | Steel | Field installed cathodic protection |  | Single Wall, Steel |  |  | Field installed cathodic protection | Catchment Basin, Single walled catchment basin | Automatic shutoff device At 95% full | Automatic shutoff device At 95% full |  |  | Statistical Inventory Reconciliation (SIR) | [8 empty] | UST Currently In Use: 0; UST Temp Close: 0; AST Currently In Use: 0; AST Temp Closed: 0 | 0 | 0 | 0 | 13209-071-015331 | M. F. GARDNER OIL COMPANY, INC.
20509 | Cannot Locate or abandoned | 2009-12-31 | 1984-01-01 |  | Petroleum | Unleaded gasoline | Unleaded gasoline | Retail | Single Wall, Steel | Steel | Field installed cathodic protection |  | Single Wall, Steel |  |  | Field installed cathodic protection | Catchment Basin, Single walled catchment basin | Flow Rest 90% Full | Flow Rest 90% Full |  |  | Statistical Inventory Reconciliation (SIR) | [8 empty] | UST Currently In Use: 0; UST Temp Close: 0; AST Currently In Use: 0; AST Temp Closed: 0 | 0 | 0 | 0 | 13209-071-015331 | M. F. GARDNER OIL COMPANY, INC.
20510 | Cannot Locate or abandoned | 2009-12-31 | 1984-01-01 |  | Petroleum | Premium gasoline | Premium gasoline | Retail | Single Wall, Steel | Steel | Field installed cathodic protection |  | Single Wall, Steel |  |  | Field installed cathodic protection | Catchment Basin, Single walled catchment basin | Flow Rest 90% Full | Flow Rest 90% Full |  |  | Statistical Inventory Reconciliation (SIR) | [8 empty] | UST Currently In Use: 0; UST Temp Close: 0; AST Currently In Use: 0; AST Temp Closed: 0 | 0 | 0 | 0 | 13209-071-015331 | M. F. GARDNER OIL COMPANY, INC.
20511 | Permanently Closed | 1998-04-01 | 1980-01-01 | 1998-05-06 | Petroleum | On road diesel | On road diesel |  | Steel | Steel |  |  | Steel |  | 1901-01-01 | [12 empty] | Annual line testing | Annual line testing |  | UST Currently In Use: 0; UST Temp Close: 0; AST Currently In Use: 0; AST Temp Closed: 0 | 0 | 0 | 4 | 13211-089-004658 | M GAY JEFFERYS
20512 | Permanently Closed | 1998-04-01 | 1980-01-01 | 1998-05-06 | Petroleum | Unleaded gasoline | Unleaded gasoline |  | Steel | Steel |  |  | Steel |  | 1901-01-01 | [12 empty] | Annual line testing | Annual line testing |  | UST Currently In Use: 0; UST Temp Close: 0; AST Currently In Use: 0; AST Temp Closed: 0 | 0 | 0 | 4 | 13211-089-004658 | M GAY JEFFERYS
20513 | Permanently Closed | 1998-04-01 | 1980-01-01 | 1998-05-06 | Petroleum | Unleaded gasoline | Unleaded gasoline |  | Steel | Steel |  |  | Steel |  | 1901-01-01 | [12 empty] | Annual line testing | Annual line testing |  | UST Currently In Use: 0; UST Temp Close: 0; AST Currently In Use: 0; AST Temp Closed: 0 | 0 | 0 | 4 | 13211-089-004658 | M GAY JEFFERYS
20514 | Permanently Closed | 1998-04-01 | 1980-01-01 | 1998-05-06 | Petroleum | Unleaded gasoline | Unleaded gasoline |  | Steel | Steel |  |  | Steel |  | 1901-01-01 | [12 empty] | Annual line testing | Annual line testing |  | UST Currently In Use: 0; UST Temp Close: 0; AST Currently In Use: 0; AST Temp Closed: 0 | 0 | 0 | 4 | 13211-089-004658 | M GAY JEFFERYS
20515 | Permanently Closed | 1990-10-12 | 1962-01-01 | 1990-10-12 | Petroleum | Unleaded gasoline | Unleaded gasoline |  | Steel | Steel |  | Painted or None | Steel |  | 1901-01-01 | [15 empty] | UST Currently In Use: 0; UST Temp Close: 0; AST Currently In Use: 0; AST Temp Closed: 0 | 0 | 0 | 2 | 13212-097-000742 | M H BEST SR
20516 | Permanently Closed | 1990-10-12 | 1973-01-01 | 1990-10-12 | Petroleum | On road diesel | On road diesel |  | Steel | Steel |  | Painted or None | Steel |  | 1901-01-01 | [15 empty] | UST Currently In Use: 0; UST Temp Close: 0; AST Currently In Use: 0; AST Temp Closed: 0 | 0 | 0 | 2 | 13212-097-000742 | M H BEST SR
20517 | Permanently Closed | 1990-09-25 | 1981-01-01 | 1990-09-25 | Petroleum | Kerosene | Kerosene |  | Steel | Steel |  | Painted or None | Steel |  | 1901-01-01 | [15 empty] | UST Currently In Use: 0; UST Temp Close: 0; AST Currently In Use: 0; AST Temp Closed: 0 | 0 | 0 | 1 | 13213-051-000499 | M H HARDEN HARDWARE
20518 | Retired | 1988-01-01 | 1960-01-01 |  | Petroleum | Unleaded gasoline | Unleaded gasoline |  | Steel | Steel |  | Painted or None | Steel |  | 1901-01-01 | [15 empty] | UST Currently In Use: 0; UST Temp Close: 0; AST Currently In Use: 0; AST Temp Closed: 0 | 0 | 0 | 0 | 19020-031-007914 | LARRY CAULEY
20519 | Retired | 1988-01-01 | 1960-01-01 |  | Petroleum | Unleaded gasoline | Unleaded gasoline |  | Steel | Steel |  | Painted or None | Steel |  | 1901-01-01 | [15 empty] | UST Currently In Use: 0; UST Temp Close: 0; AST Currently In Use: 0; AST Temp Closed: 0 | 0 | 0 | 0 | 19020-031-007914 | LARRY CAULEY
20520 | Retired | 1988-01-01 | 1960-01-01 |  | Petroleum | Unleaded gasoline | Unleaded gasoline |  | Steel | Steel |  | Painted or None | Steel |  | 1901-01-01 | [15 empty] | UST Currently In Use: 0; UST Temp Close: 0; AST Currently In Use: 0; AST Temp Closed: 0 | 0 | 0 | 0 | 19020-031-007914 | LARRY CAULEY
20521 | Retired | 1988-01-01 | 1960-01-01 |  | Petroleum | Unleaded gasoline | Unleaded gasoline |  | Steel | Steel |  | Painted or None | Steel |  | 1901-01-01 | [15 empty] | UST Currently In Use: 0; UST Temp Close: 0; AST Currently In Use: 0; AST Temp Closed: 0 | 0 | 0 | 0 | 19020-031-007914 | LARRY CAULEY
20522 | Permanently Closed | 1989-12-09 | 1969-01-01 | 1989-12-09 | Petroleum | Used oil | Used oil |  | Steel | Steel |  |  | Steel |  | 1901-01-01 | [15 empty] | UST Currently In Use: 0; UST Temp Close: 0; AST Currently In Use: 0; AST Temp Closed: 0 | 0 | 0 | 4 | 13215-073-001114 | M KIMERLING AND SONS INC
20523 | Permanently Closed | 1989-12-09 | 1969-01-01 | 1989-12-09 | Petroleum | Other, NEW OIL | Other |  | Steel | Steel |  |  | Steel |  | 1901-01-01 | [15 empty] | UST Currently In Use: 0; UST Temp Close: 0; AST Currently In Use: 0; AST Temp Closed: 0 | 0 | 0 | 4 | 13215-073-001114 | M KIMERLING AND SONS INC
20524 | Permanently Closed | 1989-12-09 | 1972-01-01 | 1989-12-09 | Petroleum | Unleaded gasoline | Unleaded gasoline |  | Steel | Steel |  |  | Steel |  | 1901-01-01 | [15 empty] | UST Currently In Use: 0; UST Temp Close: 0; AST Currently In Use: 0; AST Temp Closed: 0 | 0 | 0 | 4 | 13215-073-001114 | M KIMERLING AND SONS INC
20525 | Permanently Closed | 1989-12-09 | 1969-01-01 | 1989-12-09 | Petroleum | On road diesel | On road diesel |  | Steel | Steel |  |  | Steel |  | 1901-01-01 | [15 empty] | UST Currently In Use: 0; UST Temp Close: 0; AST Currently In Use: 0; AST Temp Closed: 0 | 0 | 0 | 4 | 13215-073-001114 | M KIMERLING AND SONS INC
20526 | Permanently Closed | 1999-06-04 | 1973-01-01 | 1999-12-02 | Petroleum | Unleaded gasoline | Unleaded gasoline | Retail | Steel | Steel |  | Painted or None | Steel |  | 1901-01-01 | [15 empty] | UST Currently In Use: 0; UST Temp Close: 0; AST Currently In Use: 0; AST Temp Closed: 0 | 0 | 0 | 4 | 13216-023-005036 | M L COODY
20527 | Permanently Closed | 1999-06-03 | 1973-01-01 | 1999-12-02 | Petroleum | Unleaded gasoline | Unleaded gasoline | Retail | Steel | Steel |  | Painted or None | Steel |  | 1901-01-01 | [15 empty] | UST Currently In Use: 0; UST Temp Close: 0; AST Currently In Use: 0; AST Temp Closed: 0 | 0 | 0 | 4 | 13216-023-005036 | M L COODY
20528 | Permanently Closed | 1999-06-03 | 1973-01-01 | 1999-12-02 | Petroleum | Unleaded gasoline | Unleaded gasoline | Retail | Steel | Steel |  | Painted or None | Steel |  | 1901-01-01 | [15 empty] | UST Currently In Use: 0; UST Temp Close: 0; AST Currently In Use: 0; AST Temp Closed: 0 | 0 | 0 | 4 | 13216-023-005036 | M L COODY
20529 | Permanently Closed | 1999-06-03 | 1975-01-01 | 1999-12-02 | Petroleum | On road diesel | On road diesel | Retail | Steel | Steel |  | Painted or None | Steel |  | 1901-01-01 | [15 empty] | UST Currently In Use: 0; UST Temp Close: 0; AST Currently In Use: 0; AST Temp Closed: 0 | 0 | 0 | 4 | 13216-023-005036 | M L COODY
20534 | Retired | 1988-08-08 | 1971-01-01 |  | Petroleum | Unleaded gasoline | Unleaded gasoline |  | Steel | Steel |  | Painted or None | Steel |  | 1901-01-01 | [15 empty] | UST Currently In Use: 0; UST Temp Close: 0; AST Currently In Use: 0; AST Temp Closed: 0 | 0 | 0 | 0 | 17483-051-009419 | TOM JONES
20535 | Retired | 1988-08-08 | 1971-01-01 |  | Petroleum | Unleaded gasoline | Unleaded gasoline |  | Steel | Steel |  | Painted or None | Steel |  | 1901-01-01 | [15 empty] | UST Currently In Use: 0; UST Temp Close: 0; AST Currently In Use: 0; AST Temp Closed: 0 | 0 | 0 | 0 | 17483-051-009419 | TOM JONES
20536 | Retired | 1988-08-08 | 1971-01-01 |  | Petroleum | Unleaded gasoline | Unleaded gasoline |  | Steel | Steel |  | Painted or None | Steel |  | 1901-01-01 | [15 empty] | UST Currently In Use: 0; UST Temp Close: 0; AST Currently In Use: 0; AST Temp Closed: 0 | 0 | 0 | 0 | 17483-051-009419 | TOM JONES
20537 | Retired | 1988-08-08 | 1981-01-01 |  | Petroleum | On road diesel | On road diesel |  | Steel | Steel |  | Painted or None | Steel |  | 1901-01-01 | [15 empty] | UST Currently In Use: 0; UST Temp Close: 0; AST Currently In Use: 0; AST Temp Closed: 0 | 0 | 0 | 0 | 17483-051-009419 | TOM JONES
20538 | Permanently Closed | 2008-05-06 | 1986-01-01 | 2009-04-06 | Petroleum | Unleaded gasoline | Unleaded gasoline | Retail | Steel | Steel | Field installed cathodic protection |  | Steel |  | 1901-01-01 | Field installed cathodic protection | Catchment Basin, Single walled catchment basin | Flow Rest 90% Full | Flow Rest 90% Full | [11 empty] | UST Currently In Use: 0; UST Temp Close: 0; AST Currently In Use: 0; AST Temp Closed: 0 | 0 | 0 | 3 | 12409-069-013586 | Tim Shirley
20539 | Permanently Closed | 2008-05-06 | 1986-01-01 | 2009-04-06 | Petroleum | Unleaded gasoline | Unleaded gasoline | Retail | Steel | Steel | Field installed cathodic protection |  | Steel |  | 1901-01-01 | Field installed cathodic protection | Catchment Basin, Single walled catchment basin | Flow Rest 90% Full | Flow Rest 90% Full | [11 empty] | UST Currently In Use: 0; UST Temp Close: 0; AST Currently In Use: 0; AST Temp Closed: 0 | 0 | 0 | 3 | 12409-069-013586 | Tim Shirley
20540 | Permanently Closed | 2008-05-06 | 1986-01-01 | 2009-04-06 | Petroleum | Unleaded gasoline | Unleaded gasoline | Retail | Steel | Steel | Field installed cathodic protection |  | Steel |  | 1901-01-01 | Field installed cathodic protection | Catchment Basin, Single walled catchment basin | Flow Rest 90% Full | Flow Rest 90% Full | [11 empty] | UST Currently In Use: 0; UST Temp Close: 0; AST Currently In Use: 0; AST Temp Closed: 0 | 0 | 0 | 3 | 12409-069-013586 | Tim Shirley
20541 | Permanently Closed | 1901-01-01 | 1974-01-01 | 1988-11-15 | Petroleum | Unleaded gasoline | Unleaded gasoline |  | Steel | Steel |  | Painted or None | Steel |  | 1901-01-01 | [15 empty] | UST Currently In Use: 0; UST Temp Close: 0; AST Currently In Use: 0; AST Temp Closed: 0 | 0 | 0 | 1 | 13219-061-002517 | MOC INC
20542 | Permanently Closed | 1990-05-03 | 1967-01-01 | 1990-05-03 | Petroleum | Unleaded gasoline | Unleaded gasoline |  | Steel | Steel |  |  | Steel |  | 1901-01-01 | [15 empty] | UST Currently In Use: 0; UST Temp Close: 0; AST Currently In Use: 0; AST Temp Closed: 0 | 0 | 0 | 1 | 13219-061-002577 | MOC INC
20543 | Permanently Closed | 1992-09-12 | 1983-01-01 | 1992-09-12 | Petroleum | Unleaded gasoline | Unleaded gasoline |  | Steel | Steel |  | Painted or None | Steel |  | 1901-01-01 | [15 empty] | UST Currently In Use: 0; UST Temp Close: 0; AST Currently In Use: 0; AST Temp Closed: 0 | 0 | 0 | 3 | 13219-061-002578 | MOC INC
20544 | Permanently Closed | 1992-09-12 | 1972-01-01 | 1992-09-12 | Petroleum | Unleaded gasoline | Unleaded gasoline |  | Steel | Steel |  |  | Steel |  | 1901-01-01 | [15 empty] | UST Currently In Use: 0; UST Temp Close: 0; AST Currently In Use: 0; AST Temp Closed: 0 | 0 | 0 | 3 | 13219-061-002578 | MOC INC
20545 | Permanently Closed | 1992-09-12 | 1972-01-01 | 1992-09-12 | Petroleum | Unleaded gasoline | Unleaded gasoline |  | Steel | Steel |  |  | Steel |  | 1901-01-01 | [15 empty] | UST Currently In Use: 0; UST Temp Close: 0; AST Currently In Use: 0; AST Temp Closed: 0 | 0 | 0 | 3 | 13219-061-002578 | MOC INC
20546 | Currently in Use |  | 1965-01-01 |  | Petroleum | Unleaded gasoline | Unleaded gasoline | Retail | Steel | Steel | Field installed cathodic protection | Painted or None | Steel |  |  | Field installed cathodic protection | Catchment Basin, Single walled catchment basin | Automatic shutoff device At 95% full | Automatic shutoff device At 95% full |  |  | Statistical Inventory Reconciliation (SIR) |  | Automatic flow restrictor (MLLD) | Automatic flow restrictor (MLLD) |  |  | Statistical inventory reconciliation (SIR) | Statistical inventory reconciliation (SIR) |  | UST Currently In Use: 3; UST Temp Close: 1; AST Currently In Use: 0; AST Temp Closed: 0 | 3 | 1 | 0 | 20091-061-002579 | DAG PROPERTIES LLC
20547 | Currently in Use |  | 1965-01-01 |  | Petroleum | Mid-grade gasoline | Mid-grade gasoline | Retail | Steel | Steel | Field installed cathodic protection | Painted or None | Steel |  |  | Field installed cathodic protection | Catchment Basin, Single walled catchment basin | Automatic shutoff device At 95% full | Automatic shutoff device At 95% full |  |  | Statistical Inventory Reconciliation (SIR) |  | Automatic flow restrictor (MLLD) | Automatic flow restrictor (MLLD) |  |  | Statistical inventory reconciliation (SIR) | Statistical inventory reconciliation (SIR) |  | UST Currently In Use: 3; UST Temp Close: 1; AST Currently In Use: 0; AST Temp Closed: 0 | 3 | 1 | 0 | 20091-061-002579 | DAG PROPERTIES LLC
20548 | Currently in Use |  | 1965-01-01 |  | Petroleum | Premium gasoline | Premium gasoline | Retail | Steel | Steel | Field installed cathodic protection | Painted or None | Steel |  |  | Field installed cathodic protection | Catchment Basin, Single walled catchment basin | Automatic shutoff device At 95% full | Automatic shutoff device At 95% full |  |  | Statistical Inventory Reconciliation (SIR) |  | Automatic flow restrictor (MLLD) | Automatic flow restrictor (MLLD) |  |  | Statistical inventory reconciliation (SIR) | Statistical inventory reconciliation (SIR) |  | UST Currently In Use: 3; UST Temp Close: 1; AST Currently In Use: 0; AST Temp Closed: 0 | 3 | 1 | 0 | 20091-061-002579 | DAG PROPERTIES LLC
20550 | Cannot Locate or abandoned | 1999-06-01 | 1972-01-01 |  | Petroleum | Unleaded gasoline | Unleaded gasoline | Retail | Steel | Steel | Field installed cathodic protection |  | Steel |  | 1901-01-01 | Field installed cathodic protection | Catchment Basin, Single walled catchment basin | Automatic shutoff device At 95% full | Automatic shutoff device At 95% full | [8 empty] | Annual line testing | Annual line testing |  | UST Currently In Use: 0; UST Temp Close: 0; AST Currently In Use: 0; AST Temp Closed: 0 | 0 | 0 | 0 | 12409-061-002580 | Tim Shirley
20551 | Cannot Locate or abandoned | 1999-06-01 | 1972-01-01 |  | Petroleum | Unleaded gasoline | Unleaded gasoline | Retail | Steel | Steel | Field installed cathodic protection |  | Steel |  | 1901-01-01 | Field installed cathodic protection | Catchment Basin, Single walled catchment basin | Automatic shutoff device At 95% full | Automatic shutoff device At 95% full | [8 empty] | Annual line testing | Annual line testing |  | UST Currently In Use: 0; UST Temp Close: 0; AST Currently In Use: 0; AST Temp Closed: 0 | 0 | 0 | 0 | 12409-061-002580 | Tim Shirley
20552 | Cannot Locate or abandoned | 1999-06-01 | 1960-01-01 |  | Petroleum | Unleaded gasoline | Unleaded gasoline | Retail | Steel | Steel | Field installed cathodic protection |  | Steel |  | 1901-01-01 | Field installed cathodic protection | Catchment Basin, Single walled catchment basin | Automatic shutoff device At 95% full | Automatic shutoff device At 95% full | [11 empty] | UST Currently In Use: 0; UST Temp Close: 0; AST Currently In Use: 0; AST Temp Closed: 0 | 0 | 0 | 0 | 12409-061-002580 | Tim Shirley
20553 | Retired | 1988-08-08 | 1960-01-01 |  | Petroleum | Other, OTHER | Other |  | Steel | Steel |  | Painted or None | Steel |  | 1901-01-01 | [15 empty] | UST Currently In Use: 0; UST Temp Close: 0; AST Currently In Use: 0; AST Temp Closed: 0 | 0 | 0 | 0 | 12409-061-002580 | Tim Shirley
20554 | Cannot Locate or abandoned | 1999-06-01 | 1972-01-01 |  | Petroleum | On road diesel | On road diesel | Retail | Steel | Steel | Field installed cathodic protection |  | Steel |  | 1901-01-01 | Field installed cathodic protection | Catchment Basin, Single walled catchment basin | Automatic shutoff device At 95% full | Automatic shutoff device At 95% full | [11 empty] | UST Currently In Use: 0; UST Temp Close: 0; AST Currently In Use: 0; AST Temp Closed: 0 | 0 | 0 | 0 | 12409-061-002580 | Tim Shirley
20555 | Temporary Closed | 2008-11-01 | 1980-01-01 |  | Petroleum | Unleaded gasoline | Unleaded gasoline | Retail | Steel | Steel | Field installed cathodic protection |  | Steel |  | 1901-01-01 | Field installed cathodic protection | Catchment Basin, Single walled catchment basin | Automatic shutoff device At 95% full | Automatic shutoff device At 95% full | [11 empty] | UST Currently In Use: 0; UST Temp Close: 2; AST Currently In Use: 0; AST Temp Closed: 0 | 0 | 2 | 2 | 12409-061-002582 | Tim Shirley
20556 | Temporary Closed | 2008-11-01 | 1973-01-01 |  | Petroleum | Unleaded gasoline | Unleaded gasoline | Retail | Steel | Steel | Field installed cathodic protection |  | Steel |  | 1901-01-01 | Field installed cathodic protection | Catchment Basin, Single walled catchment basin | Automatic shutoff device At 95% full | Automatic shutoff device At 95% full | [11 empty] | UST Currently In Use: 0; UST Temp Close: 2; AST Currently In Use: 0; AST Temp Closed: 0 | 0 | 2 | 2 | 12409-061-002582 | Tim Shirley
20557 | Permanently Closed | 1985-01-01 | 1967-01-01 | 1985-01-01 | Petroleum | Unleaded gasoline | Unleaded gasoline | Retail | Steel | Steel |  | Painted or None | Steel |  | 1901-01-01 | Field installed cathodic protection | Catchment Basin, Single walled catchment basin | [13 empty] | UST Currently In Use: 0; UST Temp Close: 2; AST Currently In Use: 0; AST Temp Closed: 0 | 0 | 2 | 2 | 12409-061-002582 | Tim Shirley
20558 | Permanently Closed | 1985-01-01 | 1967-01-01 | 1985-01-01 | Petroleum | On road diesel | On road diesel | Retail | Steel | Steel |  |  | Steel |  | 1901-01-01 | Field installed cathodic protection | Catchment Basin, Single walled catchment basin | [13 empty] | UST Currently In Use: 0; UST Temp Close: 2; AST Currently In Use: 0; AST Temp Closed: 0 | 0 | 2 | 2 | 12409-061-002582 | Tim Shirley
20559 | Permanently Closed | 1901-01-01 | 1969-01-01 | 1989-12-28 | Petroleum | Unleaded gasoline | Unleaded gasoline |  | Steel | Steel |  | Painted or None | Steel |  | 1901-01-01 | [15 empty] | UST Currently In Use: 0; UST Temp Close: 0; AST Currently In Use: 0; AST Temp Closed: 0 | 0 | 0 | 3 | 13219-061-002584 | MOC INC
20560 | Permanently Closed | 1901-01-01 | 1969-01-01 | 1989-12-28 | Petroleum | Unleaded gasoline | Unleaded gasoline |  | Steel | Steel |  | Painted or None | Steel |  | 1901-01-01 | [15 empty] | UST Currently In Use: 0; UST Temp Close: 0; AST Currently In Use: 0; AST Temp Closed: 0 | 0 | 0 | 3 | 13219-061-002584 | MOC INC
20561 | Permanently Closed | 1901-01-01 | 1969-01-01 | 1989-12-28 | Petroleum | Unleaded gasoline | Unleaded gasoline |  | Steel | Steel |  | Painted or None | Steel |  | 1901-01-01 | [15 empty] | UST Currently In Use: 0; UST Temp Close: 0; AST Currently In Use: 0; AST Temp Closed: 0 | 0 | 0 | 3 | 13219-061-002584 | MOC INC
20562 | Cannot Locate or abandoned | 2000-09-20 | 1979-01-01 |  | Petroleum | Unleaded gasoline | Unleaded gasoline | Retail | Steel | Steel |  | Painted or None | Steel |  | 1901-01-01 |  | Catchment Basin, Single walled catchment basin | [13 empty] | UST Currently In Use: 0; UST Temp Close: 0; AST Currently In Use: 0; AST Temp Closed: 0 | 0 | 0 | 0 | 13219-061-002587 | MOC INC
20563 | Cannot Locate or abandoned | 2000-09-20 | 1979-01-01 |  | Petroleum | Unleaded gasoline | Unleaded gasoline | Retail | Steel | Steel |  | Painted or None | Steel |  | 1901-01-01 |  | Catchment Basin, Single walled catchment basin | [13 empty] | UST Currently In Use: 0; UST Temp Close: 0; AST Currently In Use: 0; AST Temp Closed: 0 | 0 | 0 | 0 | 13219-061-002587 | MOC INC
20564 | Cannot Locate or abandoned | 2000-09-20 | 1979-01-01 |  | Petroleum | Unleaded gasoline | Unleaded gasoline | Retail | Steel | Steel |  | Painted or None | Steel |  | 1901-01-01 |  | Catchment Basin, Single walled catchment basin | [13 empty] | UST Currently In Use: 0; UST Temp Close: 0; AST Currently In Use: 0; AST Temp Closed: 0 | 0 | 0 | 0 | 13219-061-002587 | MOC INC
20565 | Permanently Closed | 1998-12-10 | 1983-01-01 | 1998-12-10 | Petroleum | On road diesel | On road diesel |  | Steel | Steel |  | Painted or None | Steel |  | 1901-01-01 | [15 empty] | UST Currently In Use: 0; UST Temp Close: 0; AST Currently In Use: 0; AST Temp Closed: 0 | 0 | 0 | 2 | 19117-061-007286 | W. RANDY SHIELDS
20566 | Permanently Closed | 1990-01-01 | 1968-01-01 | 1990-01-01 | Petroleum | Unleaded gasoline | Unleaded gasoline |  | Steel | Steel |  |  | Steel |  | 1901-01-01 | [15 empty] | UST Currently In Use: 0; UST Temp Close: 0; AST Currently In Use: 0; AST Temp Closed: 0 | 0 | 0 | 5 | 12409-061-013585 | Tim Shirley
20567 | Permanently Closed | 1997-07-01 | 1968-01-01 | 1997-08-26 | Petroleum | Unleaded gasoline | Unleaded gasoline | Retail | Steel | Steel |  | Painted or None | Steel |  | 1901-01-01 |  | Catchment Basin, Single walled catchment basin | [13 empty] | UST Currently In Use: 0; UST Temp Close: 0; AST Currently In Use: 0; AST Temp Closed: 0 | 0 | 0 | 5 | 12409-061-013585 | Tim Shirley
20568 | Permanently Closed | 1997-07-01 | 1968-01-01 | 1997-08-26 | Petroleum | Unleaded gasoline | Unleaded gasoline | Retail | Steel | Steel |  | Painted or None | Steel |  | 1901-01-01 |  | Catchment Basin, Single walled catchment basin | [13 empty] | UST Currently In Use: 0; UST Temp Close: 0; AST Currently In Use: 0; AST Temp Closed: 0 | 0 | 0 | 5 | 12409-061-013585 | Tim Shirley
20569 | Permanently Closed | 2003-06-01 | 1989-06-06 | 2007-02-15 | Petroleum | Unleaded gasoline | Unleaded gasoline | Retail | Steel | Steel | Coated & cathodic protection (sti-P3) |  | Flexible |  | 1901-01-01 |  | Catchment Basin, Single walled catchment basin | Automatic shutoff device At 95% full | Automatic shutoff device At 95% full |  |  | Statistical Inventory Reconciliation (SIR) |  |  |  | Interstitial Monitoring within Secondary Containment |  | Statistical inventory reconciliation (SIR) | Statistical inventory reconciliation (SIR) |  | UST Currently In Use: 0; UST Temp Close: 0; AST Currently In Use: 0; AST Temp Closed: 0 | 0 | 0 | 5 | 12409-061-013585 | Tim Shirley
20570 | Cannot Locate or abandoned | 1990-01-01 | 1979-01-01 |  | Petroleum | Unleaded gasoline | Unleaded gasoline | Retail | Steel | Steel |  | Painted or None | Steel |  | 1901-01-01 |  | Catchment Basin, Single walled catchment basin | [10 empty] | Annual line testing | Annual line testing |  | UST Currently In Use: 0; UST Temp Close: 0; AST Currently In Use: 0; AST Temp Closed: 0 | 0 | 0 | 0 | 13219-061-013764 | MOC INC
20571 | Cannot Locate or abandoned | 1990-01-01 | 1979-01-01 |  | Petroleum | Unleaded gasoline | Unleaded gasoline | Retail | Steel | Steel |  | Painted or None | Steel |  | 1901-01-01 |  | Catchment Basin, Single walled catchment basin | [13 empty] | UST Currently In Use: 0; UST Temp Close: 0; AST Currently In Use: 0; AST Temp Closed: 0 | 0 | 0 | 0 | 13219-061-013764 | MOC INC
20572 | Cannot Locate or abandoned | 1990-01-01 | 1979-01-01 |  | Petroleum | Unleaded gasoline | Unleaded gasoline | Retail | Steel | Steel |  | Painted or None | Steel |  | 1901-01-01 |  | Catchment Basin, Single walled catchment basin | [13 empty] | UST Currently In Use: 0; UST Temp Close: 0; AST Currently In Use: 0; AST Temp Closed: 0 | 0 | 0 | 0 | 13219-061-013764 | MOC INC
20573 | Permanently Closed | 2002-07-03 | 1965-01-01 | 2002-07-03 | Petroleum | Unleaded gasoline | Unleaded gasoline | Retail | Steel | Steel | Field installed cathodic protection |  | Steel |  | 1901-01-01 | Field installed cathodic protection | Catchment Basin, Single walled catchment basin | Flow Rest 90% Full | Flow Rest 90% Full | [8 empty] | Annual line testing | Annual line testing |  | UST Currently In Use: 0; UST Temp Close: 0; AST Currently In Use: 0; AST Temp Closed: 0 | 0 | 0 | 4 | 12409-069-002581 | Tim Shirley
20574 | Permanently Closed | 2002-07-03 | 1965-01-01 | 2002-07-03 | Petroleum | Unleaded gasoline | Unleaded gasoline | Retail | Steel | Steel | Field installed cathodic protection |  | Steel |  | 1901-01-01 | Field installed cathodic protection | Catchment Basin, Single walled catchment basin | Flow Rest 90% Full | Flow Rest 90% Full | [8 empty] | Annual line testing | Annual line testing |  | UST Currently In Use: 0; UST Temp Close: 0; AST Currently In Use: 0; AST Temp Closed: 0 | 0 | 0 | 4 | 12409-069-002581 | Tim Shirley
20575 | Permanently Closed | 2002-07-03 | 1965-01-01 | 2002-07-03 | Petroleum | Unleaded gasoline | Unleaded gasoline | Retail | Steel | Steel | Field installed cathodic protection |  | Steel |  | 1901-01-01 | Field installed cathodic protection | Catchment Basin, Single walled catchment basin | Flow Rest 90% Full | Flow Rest 90% Full | [8 empty] | Annual line testing | Annual line testing |  | UST Currently In Use: 0; UST Temp Close: 0; AST Currently In Use: 0; AST Temp Closed: 0 | 0 | 0 | 4 | 12409-069-002581 | Tim Shirley
20576 | Permanently Closed | 2002-07-03 | 1965-01-01 | 2002-07-03 | Petroleum | On road diesel | On road diesel | Retail | Steel | Steel | Field installed cathodic protection |  | Steel |  | 1901-01-01 | Field installed cathodic protection | Catchment Basin, Single walled catchment basin | Flow Rest 90% Full | Flow Rest 90% Full | [8 empty] | Annual line testing | Annual line testing |  | UST Currently In Use: 0; UST Temp Close: 0; AST Currently In Use: 0; AST Temp Closed: 0 | 0 | 0 | 4 | 12409-069-002581 | Tim Shirley
20577 | Permanently Closed | 1998-06-01 | 1980-12-01 | 1998-06-29 | Petroleum | Unleaded gasoline | Unleaded gasoline | Retail | Steel | Steel |  | Painted or None | Steel |  | 1901-01-01 | [6 empty] | Statistical Inventory Reconciliation (SIR) | [8 empty] | UST Currently In Use: 0; UST Temp Close: 0; AST Currently In Use: 0; AST Temp Closed: 0 | 0 | 0 | 5 | 20503-069-002586 | DTH ES TO MALADE?#1 L.L.C.
20578 | Permanently Closed | 1998-06-01 | 1980-12-01 | 1998-06-29 | Petroleum | Unleaded gasoline | Unleaded gasoline | Retail | Steel | Steel |  | Painted or None | Steel |  | 1901-01-01 | [6 empty] | Statistical Inventory Reconciliation (SIR) | [8 empty] | UST Currently In Use: 0; UST Temp Close: 0; AST Currently In Use: 0; AST Temp Closed: 0 | 0 | 0 | 5 | 20503-069-002586 | DTH ES TO MALADE?#1 L.L.C.
20579 | Permanently Closed | 1998-06-01 | 1980-12-01 | 1998-06-29 | Petroleum | Unleaded gasoline | Unleaded gasoline | Retail | Steel | Steel |  | Painted or None | Steel |  | 1901-01-01 | [6 empty] | Statistical Inventory Reconciliation (SIR) | [8 empty] | UST Currently In Use: 0; UST Temp Close: 0; AST Currently In Use: 0; AST Temp Closed: 0 | 0 | 0 | 5 | 20503-069-002586 | DTH ES TO MALADE?#1 L.L.C.
20580 | Permanently Closed | 1998-06-01 | 1972-01-01 | 1998-06-29 | Petroleum | Unleaded gasoline | Unleaded gasoline | Retail | Steel | Steel |  | Painted or None | Steel |  | 1901-01-01 | [6 empty] | Statistical Inventory Reconciliation (SIR) | [8 empty] | UST Currently In Use: 0; UST Temp Close: 0; AST Currently In Use: 0; AST Temp Closed: 0 | 0 | 0 | 5 | 20503-069-002586 | DTH ES TO MALADE?#1 L.L.C.
20581 | Permanently Closed | 1998-06-01 | 1971-01-01 | 1998-06-29 | Petroleum | On road diesel | On road diesel | Retail | Steel | Steel |  | Painted or None | Steel |  | 1901-01-01 | [6 empty] | Statistical Inventory Reconciliation (SIR) | [8 empty] | UST Currently In Use: 0; UST Temp Close: 0; AST Currently In Use: 0; AST Temp Closed: 0 | 0 | 0 | 5 | 20503-069-002586 | DTH ES TO MALADE?#1 L.L.C.
20582 | Retired | 1985-01-01 | 1980-01-01 |  | Petroleum | On road diesel | On road diesel | Retail | Steel | Steel |  | Painted or None | Steel |  | 1901-01-01 |  | Catchment Basin, Single walled catchment basin | [13 empty] | UST Currently In Use: 0; UST Temp Close: 0; AST Currently In Use: 0; AST Temp Closed: 0 | 0 | 0 | 3 | 13219-069-002588 | MOC INC
20583 | Permanently Closed | 1995-02-01 | 1984-01-01 | 1996-10-11 | Petroleum | Unleaded gasoline | Unleaded gasoline | Retail | Steel | Steel |  | Painted or None | Steel |  | 1901-01-01 | [6 empty] | Statistical Inventory Reconciliation (SIR) | [8 empty] | UST Currently In Use: 0; UST Temp Close: 0; AST Currently In Use: 0; AST Temp Closed: 0 | 0 | 0 | 3 | 13219-069-002588 | MOC INC
20584 | Permanently Closed | 1995-02-01 | 1984-01-01 | 1996-10-11 | Petroleum | Unleaded gasoline | Unleaded gasoline | Retail | Steel | Steel |  | Painted or None | Steel |  | 1901-01-01 | [6 empty] | Statistical Inventory Reconciliation (SIR) | [8 empty] | UST Currently In Use: 0; UST Temp Close: 0; AST Currently In Use: 0; AST Temp Closed: 0 | 0 | 0 | 3 | 13219-069-002588 | MOC INC
20585 | Permanently Closed | 1995-02-01 | 1984-01-01 | 1996-10-11 | Petroleum | Unleaded gasoline | Unleaded gasoline | Retail | Steel | Steel |  | Painted or None | Steel |  | 1901-01-01 | [6 empty] | Statistical Inventory Reconciliation (SIR) | [8 empty] | UST Currently In Use: 0; UST Temp Close: 0; AST Currently In Use: 0; AST Temp Closed: 0 | 0 | 0 | 3 | 13219-069-002588 | MOC INC
20586 | Permanently Closed | 1988-01-01 | 1968-01-01 |  | Petroleum | On road diesel | On road diesel |  | Steel | Steel |  | Painted or None | Steel |  | 1901-01-01 | [15 empty] | UST Currently In Use: 0; UST Temp Close: 0; AST Currently In Use: 0; AST Temp Closed: 0 | 0 | 0 | 1 | 13222-045-004221 | M O CARROLL NEWTON CO
20589 | Permanently Closed | 1996-08-20 | 1968-01-01 | 1996-08-20 | Petroleum | Unleaded gasoline | Unleaded gasoline | [7 empty] | 1901-01-01 | [12 empty] | Annual line testing | Annual line testing |  | UST Currently In Use: 0; UST Temp Close: 0; AST Currently In Use: 0; AST Temp Closed: 0 | 0 | 0 | 4 | 13224-003-004739 | M S SERVICE STATION
20590 | Permanently Closed | 1996-08-20 | 1968-01-01 | 1996-08-20 | Petroleum | Unleaded gasoline | Unleaded gasoline | [7 empty] | 1901-01-01 | [12 empty] | Annual line testing | Annual line testing |  | UST Currently In Use: 0; UST Temp Close: 0; AST Currently In Use: 0; AST Temp Closed: 0 | 0 | 0 | 4 | 13224-003-004739 | M S SERVICE STATION
20591 | Permanently Closed | 1996-08-20 | 1968-01-01 | 1996-08-20 | Petroleum | Unleaded gasoline | Unleaded gasoline | [7 empty] | 1901-01-01 | [12 empty] | Annual line testing | Annual line testing |  | UST Currently In Use: 0; UST Temp Close: 0; AST Currently In Use: 0; AST Temp Closed: 0 | 0 | 0 | 4 | 13224-003-004739 | M S SERVICE STATION
20592 | Permanently Closed | 1996-08-20 | 1968-01-01 | 1996-08-20 | Petroleum | Used oil | Used oil | [7 empty] | 1901-01-01 | [15 empty] | UST Currently In Use: 0; UST Temp Close: 0; AST Currently In Use: 0; AST Temp Closed: 0 | 0 | 0 | 4 | 13224-003-004739 | M S SERVICE STATION
20593 | Permanently Closed | 1989-10-31 | 1944-01-01 01:00 | 1989-10-31 | Petroleum | Unleaded gasoline | Unleaded gasoline |  | Steel | Steel |  | Painted or None | Steel |  | 1901-01-01 | [15 empty] | UST Currently In Use: 0; UST Temp Close: 0; AST Currently In Use: 0; AST Temp Closed: 0 | 0 | 0 | 2 | 13225-023-004775 | M T EZELL JR
20594 | Permanently Closed | 1989-10-31 | 1959-01-01 | 1989-10-31 | Petroleum | Unleaded gasoline | Unleaded gasoline |  | Steel | Steel |  | Painted or None | Steel |  | 1901-01-01 | [15 empty] | UST Currently In Use: 0; UST Temp Close: 0; AST Currently In Use: 0; AST Temp Closed: 0 | 0 | 0 | 2 | 13225-023-004775 | M T EZELL JR
20595 | Permanently Closed | 1993-10-30 | 1980-01-01 | 1993-10-30 | Petroleum | Unleaded gasoline | Unleaded gasoline |  | Steel | Steel |  | Painted or None | Steel |  | 1901-01-01 | [15 empty] | UST Currently In Use: 0; UST Temp Close: 0; AST Currently In Use: 0; AST Temp Closed: 0 | 0 | 0 | 3 | 13226-129-010766 | M W KIRKLAND
20596 | Permanently Closed | 1993-10-30 | 1980-01-01 | 1993-10-30 | Petroleum | Unleaded gasoline | Unleaded gasoline |  | Steel | Steel |  | Painted or None | Steel |  | 1901-01-01 | [15 empty] | UST Currently In Use: 0; UST Temp Close: 0; AST Currently In Use: 0; AST Temp Closed: 0 | 0 | 0 | 3 | 13226-129-010766 | M W KIRKLAND
20597 | Permanently Closed | 1993-10-30 | 1980-01-01 | 1993-10-30 | Petroleum | Unleaded gasoline | Unleaded gasoline |  | Steel | Steel |  | Painted or None | Steel |  | 1901-01-01 | [15 empty] | UST Currently In Use: 0; UST Temp Close: 0; AST Currently In Use: 0; AST Temp Closed: 0 | 0 | 0 | 3 | 13226-129-010766 | M W KIRKLAND
20598 | Retired | 1988-08-08 | 1963-01-01 |  | Petroleum | Unleaded gasoline | Unleaded gasoline |  | Steel | Steel |  | Painted or None | Steel |  | 1901-01-01 | [15 empty] | UST Currently In Use: 0; UST Temp Close: 0; AST Currently In Use: 0; AST Temp Closed: 0 | 0 | 0 | 0 | 13228-031-007915 | N C WILLIFORD
20599 | Retired | 1988-08-08 | 1963-01-01 |  | Petroleum | Unleaded gasoline | Unleaded gasoline |  | Steel | Steel |  | Painted or None | Steel |  | 1901-01-01 | [15 empty] | UST Currently In Use: 0; UST Temp Close: 0; AST Currently In Use: 0; AST Temp Closed: 0 | 0 | 0 | 0 | 13228-031-007915 | N C WILLIFORD
20600 | Permanently Closed | 1901-01-01 | 1974-01-01 | 1988-10-11 | Petroleum | On road diesel | On road diesel |  | Steel | Steel |  | Painted or None | Other, CORROSON |  | 1901-01-01 | [15 empty] | UST Currently In Use: 0; UST Temp Close: 0; AST Currently In Use: 0; AST Temp Closed: 0 | 0 | 0 | 1 | 13229-073-009051 | MAC PAPERS INC
20601 | Currently in Use |  | 1982-12-07 |  | Petroleum | Unleaded gasoline | Unleaded gasoline | Retail | Steel | Steel | Field installed cathodic protection |  | Fiberglass reinforced plastic |  |  |  | Catchment Basin, Single walled catchment basin | Automatic shutoff device At 95% full | Automatic shutoff device At 95% full |  |  | Automatic Tank Gauge |  | Automatic flow restrictor (MLLD) | Automatic flow restrictor (MLLD) |  |  | Annual line testing | Annual line testing |  | UST Currently In Use: 3; UST Temp Close: 0; AST Currently In Use: 0; AST Temp Closed: 0 | 3 | 0 | 0 | 23372-075-009776 | MIDSTATES PETROLEUM COMPANY
20602 | Currently in Use |  | 1982-12-07 |  | Petroleum | On road diesel | On road diesel | Retail | Steel | Steel | Field installed cathodic protection |  | Fiberglass reinforced plastic |  |  |  | Catchment Basin, Single walled catchment basin | Automatic shutoff device At 95% full | Automatic shutoff device At 95% full |  |  | Automatic Tank Gauge |  | Automatic flow restrictor (MLLD) | Automatic flow restrictor (MLLD) |  |  | Annual line testing | Annual line testing |  | UST Currently In Use: 3; UST Temp Close: 0; AST Currently In Use: 0; AST Temp Closed: 0 | 3 | 0 | 0 | 23372-075-009776 | MIDSTATES PETROLEUM COMPANY
20603 | Currently in Use |  | 1982-12-07 |  | Petroleum | Premium gasoline | Premium gasoline | Retail | Steel | Steel | Field installed cathodic protection |  | Fiberglass reinforced plastic |  |  |  | Catchment Basin, Single walled catchment basin | Automatic shutoff device At 95% full | Automatic shutoff device At 95% full |  |  | Automatic Tank Gauge |  | Automatic flow restrictor (MLLD) | Automatic flow restrictor (MLLD) |  |  | Annual line testing | Annual line testing |  | UST Currently In Use: 3; UST Temp Close: 0; AST Currently In Use: 0; AST Temp Closed: 0 | 3 | 0 | 0 | 23372-075-009776 | MIDSTATES PETROLEUM COMPANY
20604 | Permanently Closed | 1992-03-26 | 1980-01-01 | 1992-03-26 | Petroleum | On road diesel | On road diesel |  | Steel | Steel |  | Painted or None | Steel |  | 1901-01-01 | [15 empty] | UST Currently In Use: 0; UST Temp Close: 0; AST Currently In Use: 0; AST Temp Closed: 0 | 0 | 0 | 1 | 13232-107-011080 | WEYERHAEUSER TREE NURSERY
20605 | Permanently Closed | 1993-09-14 | 1979-01-01 | 1993-09-14 | Petroleum | On road diesel | On road diesel |  | Steel | Steel |  | Painted or None |  |  | 1901-01-01 | [15 empty] | UST Currently In Use: 0; UST Temp Close: 0; AST Currently In Use: 13; AST Temp Closed: 0 | 0 | 0 | 7 | 23143-131-002790 | INTERNATIONAL PAPER CO. PINE HILL
20606 | Permanently Closed | 1993-09-14 | 1979-01-01 | 1993-09-14 | Petroleum | On road diesel | On road diesel |  | Steel | Steel |  | Painted or None |  |  | 1901-01-01 | [15 empty] | UST Currently In Use: 0; UST Temp Close: 0; AST Currently In Use: 13; AST Temp Closed: 0 | 0 | 0 | 7 | 23143-131-002790 | INTERNATIONAL PAPER CO. PINE HILL
20607 | Permanently Closed | 1993-09-14 | 1968-01-01 | 1993-09-14 | Petroleum | On road diesel | On road diesel |  | Steel | Steel |  |  |  |  | 1901-01-01 | [15 empty] | UST Currently In Use: 0; UST Temp Close: 0; AST Currently In Use: 13; AST Temp Closed: 0 | 0 | 0 | 7 | 23143-131-002790 | INTERNATIONAL PAPER CO. PINE HILL
20608 | Permanently Closed | 1993-09-14 | 1968-01-01 | 1993-09-14 | Petroleum | On road diesel | On road diesel |  | Steel | Steel |  |  |  |  | 1901-01-01 | [15 empty] | UST Currently In Use: 0; UST Temp Close: 0; AST Currently In Use: 13; AST Temp Closed: 0 | 0 | 0 | 7 | 23143-131-002790 | INTERNATIONAL PAPER CO. PINE HILL
20609 | Permanently Closed | 1993-09-14 | 1968-01-01 | 1993-09-14 | Petroleum | Unleaded gasoline | Unleaded gasoline |  | Steel | Steel |  |  |  |  | 1901-01-01 | [15 empty] | UST Currently In Use: 0; UST Temp Close: 0; AST Currently In Use: 13; AST Temp Closed: 0 | 0 | 0 | 7 | 23143-131-002790 | INTERNATIONAL PAPER CO. PINE HILL
20610 | Permanently Closed | 1991-12-10 | 1968-01-01 | 1991-12-10 | Petroleum | Unleaded gasoline | Unleaded gasoline |  | Steel | Steel |  |  |  |  | 1901-01-01 | [15 empty] | UST Currently In Use: 0; UST Temp Close: 0; AST Currently In Use: 13; AST Temp Closed: 0 | 0 | 0 | 7 | 23143-131-002790 | INTERNATIONAL PAPER CO. PINE HILL
20611 | Permanently Closed | 1989-01-16 | 1967-01-01 | 1989-01-16 | Petroleum | Unleaded gasoline | Unleaded gasoline |  | Steel | Steel |  |  |  |  | 1901-01-01 | [15 empty] | UST Currently In Use: 0; UST Temp Close: 0; AST Currently In Use: 13; AST Temp Closed: 0 | 0 | 0 | 7 | 23143-131-002790 | INTERNATIONAL PAPER CO. PINE HILL
20612 | Permanently Closed | 1991-01-24 | 1975-01-01 | 1991-01-24 | Petroleum | Unleaded gasoline | Unleaded gasoline |  | Steel | Steel |  | Painted or None | Steel |  | 1901-01-01 | [15 empty] | UST Currently In Use: 0; UST Temp Close: 3; AST Currently In Use: 0; AST Temp Closed: 0 | 0 | 3 | 2 | 22863-075-012479 | MID SOUTH PETROLEUM CORP
20613 | Permanently Closed | 1991-01-24 | 1975-01-01 | 1991-01-24 | Petroleum | Unleaded gasoline | Unleaded gasoline |  | Steel | Steel |  | Painted or None | Steel |  | 1901-01-01 | [15 empty] | UST Currently In Use: 0; UST Temp Close: 3; AST Currently In Use: 0; AST Temp Closed: 0 | 0 | 3 | 2 | 22863-075-012479 | MID SOUTH PETROLEUM CORP
20614 | Temporary Closed | 2021-01-01 | 1986-10-20 |  | Petroleum | Premium gasoline | Premium gasoline | Retail | Steel | Steel | Coated & cathodic protection (sti-P3) |  | Fiberglass reinforced plastic |  |  |  | Catchment Basin, Single walled catchment basin | Flow Rest 90% Full | Flow Rest 90% Full |  |  | Automatic Tank Gauge |  | Automatic flow restrictor (MLLD), Containment Sump | Containment Sump |  |  | Annual line testing | Annual line testing |  | UST Currently In Use: 0; UST Temp Close: 3; AST Currently In Use: 0; AST Temp Closed: 0 | 0 | 3 | 2 | 22863-075-012479 | MID SOUTH PETROLEUM CORP
20615 | Permanently Closed | 1990-11-27 | 1974-01-01 | 1990-11-27 | Petroleum | Unleaded gasoline | Unleaded gasoline |  | Steel | Steel |  | Painted or None | Steel |  | 1901-01-01 | [15 empty] | UST Currently In Use: 3; UST Temp Close: 0; AST Currently In Use: 0; AST Temp Closed: 0 | 3 | 0 | 2 | 22149-075-012480 | TOMMY HOWE PETROLEUM INC.
20616 | Permanently Closed | 1990-11-27 | 1974-01-01 | 1990-11-27 | Petroleum | Unleaded gasoline | Unleaded gasoline |  | Steel | Steel |  | Painted or None | Steel |  | 1901-01-01 | [15 empty] | UST Currently In Use: 3; UST Temp Close: 0; AST Currently In Use: 0; AST Temp Closed: 0 | 3 | 0 | 2 | 22149-075-012480 | TOMMY HOWE PETROLEUM INC.
20617 | Currently in Use |  | 1987-06-02 |  | Petroleum | Unleaded gasoline | Unleaded gasoline | Retail | Steel | Steel | Coated & cathodic protection (sti-P3) |  | Fiberglass reinforced plastic |  | 1901-01-01 | None | Catchment Basin, Single walled catchment basin | Automatic shutoff device At 95% full | Automatic shutoff device At 95% full |  |  | Statistical Inventory Reconciliation (SIR) | [8 empty] | UST Currently In Use: 3; UST Temp Close: 0; AST Currently In Use: 0; AST Temp Closed: 0 | 3 | 0 | 2 | 22149-075-012480 | TOMMY HOWE PETROLEUM INC.
20618 | Permanently Closed | 1994-09-01 | 1976-01-01 | 1994-09-16 | Petroleum | Unleaded gasoline | Unleaded gasoline |  | Steel | Steel | Interior lined (not allowed as a standalone method of corrosion protection) | Painted or None | Steel |  | 1901-01-01 | [6 empty] | Statistical Inventory Reconciliation (SIR) | [5 empty] | Statistical inventory reconciliation (SIR) | Statistical inventory reconciliation (SIR) |  | UST Currently In Use: 0; UST Temp Close: 0; AST Currently In Use: 0; AST Temp Closed: 0 | 0 | 0 | 3 | 13233-075-012541 | MADDOX OIL COMPANY
20619 | Permanently Closed | 1994-09-01 | 1980-01-01 | 1994-09-16 | Petroleum | Unleaded gasoline | Unleaded gasoline |  | Steel | Steel | Interior lined (not allowed as a standalone method of corrosion protection) | Painted or None | Steel |  | 1901-01-01 | [6 empty] | Statistical Inventory Reconciliation (SIR) | [5 empty] | Statistical inventory reconciliation (SIR) | Statistical inventory reconciliation (SIR) |  | UST Currently In Use: 0; UST Temp Close: 0; AST Currently In Use: 0; AST Temp Closed: 0 | 0 | 0 | 3 | 13233-075-012541 | MADDOX OIL COMPANY
20620 | Permanently Closed | 1994-09-01 | 1980-01-01 | 1994-09-16 | Petroleum | Unleaded gasoline | Unleaded gasoline |  | Steel | Steel | Interior lined (not allowed as a standalone method of corrosion protection) | Painted or None | Steel |  | 1901-01-01 | [6 empty] | Statistical Inventory Reconciliation (SIR) | [5 empty] | Statistical inventory reconciliation (SIR) | Statistical inventory reconciliation (SIR) |  | UST Currently In Use: 0; UST Temp Close: 0; AST Currently In Use: 0; AST Temp Closed: 0 | 0 | 0 | 3 | 13233-075-012541 | MADDOX OIL COMPANY
20621 | Permanently Closed | 1965-01-01 | 1954-01-01 | 1988-09-08 | Petroleum | Used oil | Used oil |  | Steel | Steel |  |  |  |  | 1901-01-01 | [15 empty] | UST Currently In Use: 0; UST Temp Close: 0; AST Currently In Use: 0; AST Temp Closed: 0 | 0 | 0 | 6 | 13235-101-001606 | MADISON CAR WASH INC
20622 | Permanently Closed | 1965-01-01 | 1954-01-01 | 1988-09-08 | Petroleum | Other, EMPTY | Other |  | Steel | Steel |  |  |  |  | 1901-01-01 | [15 empty] | UST Currently In Use: 0; UST Temp Close: 0; AST Currently In Use: 0; AST Temp Closed: 0 | 0 | 0 | 6 | 13235-101-001606 | MADISON CAR WASH INC
20623 | Permanently Closed | 1965-01-01 | 1954-01-01 | 1988-09-08 | Petroleum | Used oil | Used oil |  | Steel | Steel |  |  |  |  | 1901-01-01 | [15 empty] | UST Currently In Use: 0; UST Temp Close: 0; AST Currently In Use: 0; AST Temp Closed: 0 | 0 | 0 | 6 | 13235-101-001606 | MADISON CAR WASH INC
20624 | Permanently Closed | 1965-01-01 | 1954-01-01 | 1988-09-08 | Petroleum | Other, EMPTY | Other |  | Steel | Steel |  |  |  |  | 1901-01-01 | [15 empty] | UST Currently In Use: 0; UST Temp Close: 0; AST Currently In Use: 0; AST Temp Closed: 0 | 0 | 0 | 6 | 13235-101-001606 | MADISON CAR WASH INC
20625 | Permanently Closed | 1965-01-01 | 1954-01-01 | 1988-09-08 | Petroleum | Other, EMPTY | Other |  | Steel | Steel |  |  |  |  | 1901-01-01 | [15 empty] | UST Currently In Use: 0; UST Temp Close: 0; AST Currently In Use: 0; AST Temp Closed: 0 | 0 | 0 | 6 | 13235-101-001606 | MADISON CAR WASH INC
20626 | Permanently Closed | 1965-01-01 | 1954-01-01 | 1988-09-08 | Petroleum | Used oil | Used oil |  | Steel | Steel |  |  |  |  | 1901-01-01 | [15 empty] | UST Currently In Use: 0; UST Temp Close: 0; AST Currently In Use: 0; AST Temp Closed: 0 | 0 | 0 | 6 | 13235-101-001606 | MADISON CAR WASH INC
20627 | Permanently Closed | 1901-01-01 | 1967-01-01 | 1988-12-07 | Petroleum | Unleaded gasoline | Unleaded gasoline |  | Steel | Steel |  |  | Steel |  | 1901-01-01 | [15 empty] | UST Currently In Use: 0; UST Temp Close: 0; AST Currently In Use: 0; AST Temp Closed: 0 | 0 | 0 | 3 | 13235-101-001607 | MADISON CAR WASH INC
20628 | Permanently Closed | 1901-01-01 | 1967-01-01 | 1988-12-07 | Petroleum | Unleaded gasoline | Unleaded gasoline |  | Steel | Steel |  |  | Steel |  | 1901-01-01 | [15 empty] | UST Currently In Use: 0; UST Temp Close: 0; AST Currently In Use: 0; AST Temp Closed: 0 | 0 | 0 | 3 | 13235-101-001607 | MADISON CAR WASH INC
20629 | Permanently Closed | 1901-01-01 | 1967-01-01 | 1988-12-07 | Petroleum | On road diesel | On road diesel |  | Steel | Steel |  |  | Steel |  | 1901-01-01 | [15 empty] | UST Currently In Use: 0; UST Temp Close: 0; AST Currently In Use: 0; AST Temp Closed: 0 | 0 | 0 | 3 | 13235-101-001607 | MADISON CAR WASH INC
20630 | Permanently Closed | 1992-07-30 | 1964-01-01 | 1992-07-30 | Petroleum | Used oil | Used oil |  | Steel | Steel |  | Painted or None | Steel |  | 1901-01-01 | [15 empty] | UST Currently In Use: 0; UST Temp Close: 0; AST Currently In Use: 0; AST Temp Closed: 0 | 0 | 0 | 1 | 13236-089-012827 | MARX REALITY AND INPROVEMENT COMPANY
20631 | Permanently Closed | 1991-11-06 | 1963-01-01 | 1991-11-06 | Petroleum | On road diesel | On road diesel |  | Steel | Steel |  |  |  |  | 1901-01-01 | [15 empty] | UST Currently In Use: 0; UST Temp Close: 0; AST Currently In Use: 3; AST Temp Closed: 0 | 0 | 0 | 6 | 13237-037-009883 | MADIX INC
20632 | Permanently Closed | 1991-11-06 | 1963-01-01 | 1991-11-06 | Petroleum | On road diesel | On road diesel |  | Steel | Steel |  |  |  |  | 1901-01-01 | [15 empty] | UST Currently In Use: 0; UST Temp Close: 0; AST Currently In Use: 3; AST Temp Closed: 0 | 0 | 0 | 6 | 13237-037-009883 | MADIX INC
20633 | Permanently Closed | 1991-11-06 | 1971-01-01 | 1991-11-06 | Petroleum | On road diesel | On road diesel |  | Steel | Steel |  |  |  |  | 1901-01-01 | [15 empty] | UST Currently In Use: 0; UST Temp Close: 0; AST Currently In Use: 3; AST Temp Closed: 0 | 0 | 0 | 6 | 13237-037-009883 | MADIX INC
20634 | Permanently Closed | 1991-11-06 | 1971-01-01 | 1991-11-06 | Petroleum | On road diesel | On road diesel |  | Steel | Steel |  |  |  |  | 1901-01-01 | [15 empty] | UST Currently In Use: 0; UST Temp Close: 0; AST Currently In Use: 3; AST Temp Closed: 0 | 0 | 0 | 6 | 13237-037-009883 | MADIX INC
20635 | Permanently Closed | 1991-06-11 | 1973-01-01 | 1991-06-11 | Petroleum | Unleaded gasoline | Unleaded gasoline |  | Steel | Steel |  |  |  |  | 1901-01-01 | [15 empty] | UST Currently In Use: 0; UST Temp Close: 0; AST Currently In Use: 3; AST Temp Closed: 0 | 0 | 0 | 6 | 13237-037-009883 | MADIX INC
20636 | Permanently Closed | 1992-02-06 | 1978-01-01 |  | Petroleum | Unleaded gasoline | Unleaded gasoline |  | Steel | Steel |  |  |  |  | 1901-01-01 | [15 empty] | UST Currently In Use: 0; UST Temp Close: 0; AST Currently In Use: 3; AST Temp Closed: 0 | 0 | 0 | 6 | 13237-037-009883 | MADIX INC
20637 | Permanently Closed | 1901-01-01 | 1971-01-01 | 1988-01-01 | Petroleum | Unleaded gasoline | Unleaded gasoline |  | Steel | Steel |  | Painted or None | Steel |  | 1901-01-01 | [15 empty] | UST Currently In Use: 0; UST Temp Close: 0; AST Currently In Use: 0; AST Temp Closed: 0 | 0 | 0 | 5 | 13238-031-008676 | JEANELLE TINDOL
20638 | Permanently Closed | 1901-01-01 | 1971-01-01 | 1988-01-01 | Petroleum | Unleaded gasoline | Unleaded gasoline |  | Steel | Steel |  | Painted or None | Steel |  | 1901-01-01 | [15 empty] | UST Currently In Use: 0; UST Temp Close: 0; AST Currently In Use: 0; AST Temp Closed: 0 | 0 | 0 | 5 | 13238-031-008676 | JEANELLE TINDOL
20639 | Permanently Closed | 1901-01-01 | 1971-01-01 | 1988-01-01 | Petroleum | Unleaded gasoline | Unleaded gasoline |  | Steel | Steel |  | Painted or None | Steel |  | 1901-01-01 | [15 empty] | UST Currently In Use: 0; UST Temp Close: 0; AST Currently In Use: 0; AST Temp Closed: 0 | 0 | 0 | 5 | 13238-031-008676 | JEANELLE TINDOL
20640 | Permanently Closed | 1994-04-01 | 1984-03-28 | 1994-08-09 | Petroleum | Unleaded gasoline | Unleaded gasoline | Retail | Steel | Steel |  | Painted or None | Steel |  | 1901-01-01 | [12 empty] | Annual line testing | Annual line testing |  | UST Currently In Use: 0; UST Temp Close: 0; AST Currently In Use: 0; AST Temp Closed: 0 | 0 | 0 | 5 | 13238-031-008676 | JEANELLE TINDOL
20641 | Permanently Closed | 1994-04-01 | 1984-03-28 | 1994-08-09 | Petroleum | Unleaded gasoline | Unleaded gasoline | Retail | Steel | Steel |  | Painted or None | Steel |  | 1901-01-01 | [12 empty] | Annual line testing | Annual line testing |  | UST Currently In Use: 0; UST Temp Close: 0; AST Currently In Use: 0; AST Temp Closed: 0 | 0 | 0 | 5 | 13238-031-008676 | JEANELLE TINDOL
20643 | Permanently Closed | 1901-01-01 | 1974-01-01 | 1988-01-01 | Petroleum | Unleaded gasoline | Unleaded gasoline |  | Steel | Steel |  | Painted or None | Steel |  | 1901-01-01 | [15 empty] | UST Currently In Use: 0; UST Temp Close: 0; AST Currently In Use: 0; AST Temp Closed: 0 | 0 | 0 | 1 | 13240-015-006091 | MAGIC CHEF INC
20644 | Permanently Closed | 1988-06-30 | 1968-01-01 | 1988-06-30 | Petroleum | Used oil | Used oil |  | Steel | Steel |  |  |  |  | 1901-01-01 | [15 empty] | UST Currently In Use: 0; UST Temp Close: 0; AST Currently In Use: 0; AST Temp Closed: 0 | 0 | 0 | 2 | 13241-073-012416 | MAGIC CITY DODGE INC
20645 | Permanently Closed | 1988-06-30 | 1968-01-01 | 1988-06-30 | Petroleum | Used oil | Used oil |  | Steel | Steel |  |  |  |  | 1901-01-01 | [15 empty] | UST Currently In Use: 0; UST Temp Close: 0; AST Currently In Use: 0; AST Temp Closed: 0 | 0 | 0 | 2 | 13241-073-012416 | MAGIC CITY DODGE INC
20646 | Permanently Closed | 1992-03-02 | 1968-01-01 | 1992-03-02 | Petroleum | On road diesel | On road diesel |  | Steel | Steel |  |  |  |  | 1901-01-01 | [15 empty] | UST Currently In Use: 0; UST Temp Close: 0; AST Currently In Use: 0; AST Temp Closed: 0 | 0 | 0 | 2 | 13242-073-000412 | MAGIC CITY TRUCKING SERVICE INC
20647 | Permanently Closed | 1992-03-02 | 1968-01-01 | 1992-03-02 | Petroleum | Unleaded gasoline | Unleaded gasoline |  | Steel | Steel |  |  |  |  | 1901-01-01 | [15 empty] | UST Currently In Use: 0; UST Temp Close: 0; AST Currently In Use: 0; AST Temp Closed: 0 | 0 | 0 | 2 | 13242-073-000412 | MAGIC CITY TRUCKING SERVICE INC
20648 | Temporary Closed | 2010-07-20 | 1978-11-01 |  | Petroleum | Unleaded gasoline | Unleaded gasoline | Retail | Steel | Steel | Field installed cathodic protection |  | Fiberglass reinforced plastic |  |  | Field installed cathodic protection, FLEX PIPE | Catchment Basin, Single walled catchment basin | Automatic shutoff device At 95% full | Automatic shutoff device At 95% full |  |  | Continuous Automatic Tank Gauge | [8 empty] | UST Currently In Use: 0; UST Temp Close: 3; AST Currently In Use: 0; AST Temp Closed: 0 | 0 | 3 | 2 | 13243-073-011067 | MAKA INVESTMENT COMPANY INC
20649 | Temporary Closed | 2010-07-20 | 1978-11-01 |  | Petroleum | Mid-grade gasoline | Mid-grade gasoline | Retail | Steel | Steel | Field installed cathodic protection |  | Fiberglass reinforced plastic |  |  | Field installed cathodic protection, FLEX PIPE | Catchment Basin, Single walled catchment basin | Automatic shutoff device At 95% full | Automatic shutoff device At 95% full |  |  | Continuous Automatic Tank Gauge | [8 empty] | UST Currently In Use: 0; UST Temp Close: 3; AST Currently In Use: 0; AST Temp Closed: 0 | 0 | 3 | 2 | 13243-073-011067 | MAKA INVESTMENT COMPANY INC
20650 | Permanently Closed | 1989-11-30 | 1962-01-01 | 1989-11-30 | Petroleum | Unleaded gasoline | Unleaded gasoline |  | Steel | Steel |  | Painted or None | Steel |  | 1901-01-01 | [15 empty] | UST Currently In Use: 0; UST Temp Close: 3; AST Currently In Use: 0; AST Temp Closed: 0 | 0 | 3 | 2 | 13243-073-011067 | MAKA INVESTMENT COMPANY INC
20651 | Temporary Closed | 2010-07-20 | 1988-02-01 |  | Petroleum | Premium gasoline | Premium gasoline | Retail | Steel | Steel | Field installed cathodic protection |  | Fiberglass reinforced plastic |  |  | Field installed cathodic protection, FLEX PIPE | Catchment Basin, Single walled catchment basin | Automatic shutoff device At 95% full | Automatic shutoff device At 95% full |  |  | Continuous Automatic Tank Gauge | [8 empty] | UST Currently In Use: 0; UST Temp Close: 3; AST Currently In Use: 0; AST Temp Closed: 0 | 0 | 3 | 2 | 13243-073-011067 | MAKA INVESTMENT COMPANY INC
20652 | Permanently Closed | 1998-11-04 | 1971-01-01 | 1998-11-04 | Petroleum | Used oil | Used oil |  | Steel | Steel |  | Painted or None | Steel |  | 1901-01-01 |  | Catchment Basin, Single walled catchment basin | Flow Rest 90% Full | Flow Rest 90% Full |  |  | Automatic Tank Gauge | [8 empty] | UST Currently In Use: 0; UST Temp Close: 3; AST Currently In Use: 0; AST Temp Closed: 0 | 0 | 3 | 2 | 13243-073-011067 | MAKA INVESTMENT COMPANY INC
20653 | Permanently Closed | 1901-01-01 | 1972-01-01 | 1989-07-05 | Petroleum | On road diesel | On road diesel |  | Steel | Steel |  | Painted or None | Steel |  | 1901-01-01 | [15 empty] | UST Currently In Use: 0; UST Temp Close: 0; AST Currently In Use: 0; AST Temp Closed: 0 | 0 | 0 | 3 | 13244-073-002042 | MALONE FREIGHT LINES INC
20654 | Permanently Closed | 1901-01-01 | 1976-01-01 | 1989-07-05 | Petroleum | On road diesel | On road diesel |  | Steel | Steel |  | Painted or None | Steel |  | 1901-01-01 | [15 empty] | UST Currently In Use: 0; UST Temp Close: 0; AST Currently In Use: 0; AST Temp Closed: 0 | 0 | 0 | 3 | 13244-073-002042 | MALONE FREIGHT LINES INC
20655 | Permanently Closed | 1901-01-01 | 1969-01-01 | 1989-07-05 | Petroleum | Unleaded gasoline | Unleaded gasoline |  | Steel | Steel |  | Painted or None | Steel |  | 1901-01-01 | [15 empty] | UST Currently In Use: 0; UST Temp Close: 0; AST Currently In Use: 0; AST Temp Closed: 0 | 0 | 0 | 3 | 13244-073-002042 | MALONE FREIGHT LINES INC
20656 | Permanently Closed | 1990-05-01 | 1978-01-01 | 1990-05-01 | Petroleum | Unleaded gasoline | Unleaded gasoline |  | Steel | Steel |  | Painted or None |  |  | 1901-01-01 | [15 empty] | UST Currently In Use: 0; UST Temp Close: 0; AST Currently In Use: 0; AST Temp Closed: 0 | 0 | 0 | 3 | 13245-097-008680 | MALONE'S AUTO AIR
20657 | Permanently Closed | 1990-05-01 | 1978-01-01 | 1990-05-01 | Petroleum | Unleaded gasoline | Unleaded gasoline |  | Steel | Steel |  | Painted or None |  |  | 1901-01-01 | [15 empty] | UST Currently In Use: 0; UST Temp Close: 0; AST Currently In Use: 0; AST Temp Closed: 0 | 0 | 0 | 3 | 13245-097-008680 | MALONE'S AUTO AIR
20658 | Permanently Closed | 1990-05-01 | 1980-01-01 | 1990-05-01 | Petroleum | Unleaded gasoline | Unleaded gasoline |  | Steel | Steel |  | Painted or None |  |  | 1901-01-01 | [15 empty] | UST Currently In Use: 0; UST Temp Close: 0; AST Currently In Use: 0; AST Temp Closed: 0 | 0 | 0 | 3 | 13245-097-008680 | MALONE'S AUTO AIR
20659 | Permanently Closed | 1999-09-01 | 1981-01-01 | 1999-02-01 | Petroleum | Unleaded gasoline | Unleaded gasoline | Retail | Steel | Steel |  | Painted or None | Steel |  | 1901-01-01 | [6 empty] | Statistical Inventory Reconciliation (SIR) | [8 empty] | UST Currently In Use: 0; UST Temp Close: 0; AST Currently In Use: 0; AST Temp Closed: 0 | 0 | 0 | 3 | 13246-027-002374 | MALVA SHORTNACY
20660 | Permanently Closed | 1999-02-01 | 1973-01-01 | 1999-02-01 | Petroleum | Unleaded gasoline | Unleaded gasoline | Retail | Steel | Steel |  |  | Steel |  | 1901-01-01 | [6 empty] | Statistical Inventory Reconciliation (SIR) | [8 empty] | UST Currently In Use: 0; UST Temp Close: 0; AST Currently In Use: 0; AST Temp Closed: 0 | 0 | 0 | 3 | 13246-027-002374 | MALVA SHORTNACY
20661 | Permanently Closed | 1999-02-01 | 1973-01-01 | 1999-02-01 | Petroleum | Unleaded gasoline | Unleaded gasoline | Retail | Steel | Steel |  |  | Steel |  | 1901-01-01 | [6 empty] | Statistical Inventory Reconciliation (SIR) | [8 empty] | UST Currently In Use: 0; UST Temp Close: 0; AST Currently In Use: 0; AST Temp Closed: 0 | 0 | 0 | 3 | 13246-027-002374 | MALVA SHORTNACY
20664 | Retired | 1988-08-08 | 1973-01-01 |  | Petroleum | Unleaded gasoline | Unleaded gasoline |  | Steel | Steel |  | Painted or None |  |  | 1901-01-01 | [15 empty] | UST Currently In Use: 0; UST Temp Close: 0; AST Currently In Use: 0; AST Temp Closed: 0 | 0 | 0 | 0 | 17449-073-002826 | COMMUNITY HOSPITAL OF ENSLEY
20665 | Permanently Closed | 1901-01-01 | 1980-01-01 | 1988-07-01 | Petroleum | On road diesel | On road diesel |  | Steel | Steel |  | Painted or None | Steel |  | 1901-01-01 | [15 empty] | UST Currently In Use: 0; UST Temp Close: 0; AST Currently In Use: 0; AST Temp Closed: 0 | 0 | 0 | 1 | 13249-073-008655 | MANN STEEL PRODUCTS INC
20666 | Permanently Closed | 2001-05-18 | 1980-01-05 | 2001-05-18 | Petroleum | Unleaded gasoline | Unleaded gasoline | Retail | Steel | Steel | Field installed cathodic protection, Interior lined (not allowed as a standalone method of corrosion protection) |  | Steel |  | 1901-01-01 | Field installed cathodic protection | Catchment Basin, Single walled catchment basin | Flow Rest 90% Full | Flow Rest 90% Full |  |  | Continuous Automatic Tank Gauge |  | Automatic shutoff device (AELLD) | Automatic shutoff device (AELLD) |  |  | Annual line testing | Annual line testing |  | UST Currently In Use: 0; UST Temp Close: 0; AST Currently In Use: 0; AST Temp Closed: 0 | 0 | 0 | 6 | 13250-015-000439 | WILLIAMS TRAVEL CENTERS INC
20667 | Permanently Closed | 2001-05-18 | 1980-01-05 | 2001-05-18 | Petroleum | Mid-grade gasoline | Mid-grade gasoline | Retail | Steel | Steel | Field installed cathodic protection, Interior lined (not allowed as a standalone method of corrosion protection) |  | Steel |  | 1901-01-01 | Field installed cathodic protection | Catchment Basin, Single walled catchment basin | Flow Rest 90% Full | Flow Rest 90% Full |  |  | Continuous Automatic Tank Gauge |  | Automatic shutoff device (AELLD) | Automatic shutoff device (AELLD) |  |  | Annual line testing | Annual line testing |  | UST Currently In Use: 0; UST Temp Close: 0; AST Currently In Use: 0; AST Temp Closed: 0 | 0 | 0 | 6 | 13250-015-000439 | WILLIAMS TRAVEL CENTERS INC
20668 | Permanently Closed | 2001-05-18 | 1980-01-05 | 2001-05-18 | Petroleum | Premium gasoline | Premium gasoline | Retail | Steel | Steel | Field installed cathodic protection, Interior lined (not allowed as a standalone method of corrosion protection) |  | Steel |  | 1901-01-01 | Field installed cathodic protection | Catchment Basin, Single walled catchment basin | Flow Rest 90% Full | Flow Rest 90% Full |  |  |  |  | Automatic shutoff device (AELLD) | Automatic shutoff device (AELLD) |  |  | Annual line testing | Annual line testing |  | UST Currently In Use: 0; UST Temp Close: 0; AST Currently In Use: 0; AST Temp Closed: 0 | 0 | 0 | 6 | 13250-015-000439 | WILLIAMS TRAVEL CENTERS INC
20669 | Permanently Closed | 2001-05-18 | 1980-01-05 | 2001-05-18 | Petroleum | On road diesel | On road diesel | Retail | Steel | Steel | Field installed cathodic protection |  | Steel |  | 1901-01-01 | Field installed cathodic protection | Catchment Basin, Single walled catchment basin | Flow Rest 90% Full | Flow Rest 90% Full |  |  | Continuous Automatic Tank Gauge |  | Automatic shutoff device (AELLD) | Automatic shutoff device (AELLD) |  |  | Annual line testing | Annual line testing |  | UST Currently In Use: 0; UST Temp Close: 0; AST Currently In Use: 0; AST Temp Closed: 0 | 0 | 0 | 6 | 13250-015-000439 | WILLIAMS TRAVEL CENTERS INC
20670 | Permanently Closed | 2001-05-18 | 1980-01-05 | 2001-05-18 | Petroleum | On road diesel | On road diesel | Retail | Steel | Steel | Field installed cathodic protection |  | Steel |  | 1901-01-01 | Field installed cathodic protection | Catchment Basin, Single walled catchment basin | Flow Rest 90% Full | Flow Rest 90% Full |  |  | Continuous Automatic Tank Gauge |  | Automatic shutoff device (AELLD) | Automatic shutoff device (AELLD) |  |  | Annual line testing | Annual line testing |  | UST Currently In Use: 0; UST Temp Close: 0; AST Currently In Use: 0; AST Temp Closed: 0 | 0 | 0 | 6 | 13250-015-000439 | WILLIAMS TRAVEL CENTERS INC
20671 | Permanently Closed | 2001-05-18 | 1980-01-05 | 2001-05-18 | Petroleum | On road diesel | On road diesel | Retail | Steel | Steel | Field installed cathodic protection |  | Steel |  | 1901-01-01 | Field installed cathodic protection | Catchment Basin, Single walled catchment basin | Flow Rest 90% Full | Flow Rest 90% Full |  |  |  |  | Automatic shutoff device (AELLD) | Automatic shutoff device (AELLD) |  |  | Annual line testing | Annual line testing |  | UST Currently In Use: 0; UST Temp Close: 0; AST Currently In Use: 0; AST Temp Closed: 0 | 0 | 0 | 6 | 13250-015-000439 | WILLIAMS TRAVEL CENTERS INC
20672 | Permanently Closed | 1989-11-02 | 1967-01-01 | 1989-11-02 | Petroleum | Unleaded gasoline | Unleaded gasoline |  | Steel | Steel |  | Painted or None | Steel |  | 1901-01-01 | [15 empty] | UST Currently In Use: 0; UST Temp Close: 0; AST Currently In Use: 0; AST Temp Closed: 0 | 0 | 0 | 3 | 13250-033-000457 | WILLIAMS TRAVEL CENTERS INC
20673 | Permanently Closed | 1989-11-02 | 1967-01-01 | 1989-11-02 | Petroleum | Unleaded gasoline | Unleaded gasoline |  | Steel | Steel |  | Painted or None | Steel |  | 1901-01-01 | [15 empty] | UST Currently In Use: 0; UST Temp Close: 0; AST Currently In Use: 0; AST Temp Closed: 0 | 0 | 0 | 3 | 13250-033-000457 | WILLIAMS TRAVEL CENTERS INC
20674 | Permanently Closed | 1989-11-02 | 1967-01-01 | 1989-11-02 | Petroleum | Unleaded gasoline | Unleaded gasoline |  | Steel | Steel |  | Painted or None | Steel |  | 1901-01-01 | [15 empty] | UST Currently In Use: 0; UST Temp Close: 0; AST Currently In Use: 0; AST Temp Closed: 0 | 0 | 0 | 3 | 13250-033-000457 | WILLIAMS TRAVEL CENTERS INC
20675 | Permanently Closed | 1992-10-27 | 1973-01-01 | 1992-10-27 | Petroleum | Unleaded gasoline | Unleaded gasoline |  | Steel | Steel |  | Painted or None | Steel |  | 1901-01-01 | [15 empty] | UST Currently In Use: 2; UST Temp Close: 0; AST Currently In Use: 1; AST Temp Closed: 0 | 2 | 0 | 6 | 12300-043-000432 | HAYS AND SON OIL COMPANY, INC.
20676 | Permanently Closed | 1992-10-27 | 1959-01-01 | 1992-10-27 | Petroleum | Unleaded gasoline | Unleaded gasoline |  | Steel | Steel |  | Painted or None | Steel |  | 1901-01-01 | [12 empty] | Annual line testing | Annual line testing |  | UST Currently In Use: 2; UST Temp Close: 0; AST Currently In Use: 1; AST Temp Closed: 0 | 2 | 0 | 6 | 12300-043-000432 | HAYS AND SON OIL COMPANY, INC.
20677 | Permanently Closed | 1992-10-27 | 1959-01-01 | 1992-10-27 | Petroleum | Unleaded gasoline | Unleaded gasoline |  | Steel | Steel |  | Painted or None | Steel |  | 1901-01-01 | [15 empty] | UST Currently In Use: 2; UST Temp Close: 0; AST Currently In Use: 1; AST Temp Closed: 0 | 2 | 0 | 6 | 12300-043-000432 | HAYS AND SON OIL COMPANY, INC.
20678 | Permanently Closed | 1992-10-27 | 1959-01-01 | 1992-10-27 | Petroleum | On road diesel | On road diesel |  | Steel | Steel |  | Painted or None | Steel |  | 1901-01-01 | [15 empty] | UST Currently In Use: 2; UST Temp Close: 0; AST Currently In Use: 1; AST Temp Closed: 0 | 2 | 0 | 6 | 12300-043-000432 | HAYS AND SON OIL COMPANY, INC.
20679 | Permanently Closed | 1992-10-27 | 1959-01-01 | 1992-10-27 | Petroleum | Unleaded gasoline | Unleaded gasoline |  | Steel | Steel |  | Painted or None | Steel |  | 1901-01-01 | [12 empty] | Annual line testing | Annual line testing |  | UST Currently In Use: 2; UST Temp Close: 0; AST Currently In Use: 1; AST Temp Closed: 0 | 2 | 0 | 6 | 12300-043-000432 | HAYS AND SON OIL COMPANY, INC.
20680 | Permanently Closed | 1992-10-27 | 1959-01-01 | 1992-10-27 | Petroleum | Unleaded gasoline | Unleaded gasoline |  | Steel | Steel |  | Painted or None | Steel |  | 1901-01-01 | [12 empty] | Annual line testing | Annual line testing |  | UST Currently In Use: 2; UST Temp Close: 0; AST Currently In Use: 1; AST Temp Closed: 0 | 2 | 0 | 6 | 12300-043-000432 | HAYS AND SON OIL COMPANY, INC.
20681 | Permanently Closed | 2017-12-31 | 1974-01-01 | 2018-01-30 | Petroleum | Unleaded gasoline | Unleaded gasoline | Retail | Single Wall, Steel | Steel | Field installed cathodic protection, Interior lined (not allowed as a standalone method of corrosion protection), NEEDCP P&S |  | Double Wall, Flexible, DOUBLE W |  | 1901-01-01 |  | Catchment Basin, Single walled catchment basin | Flow Rest 90% Full | Flow Rest 90% Full |  |  | Continuous Automatic Tank Gauge |  | Containment Sump | Containment Sump |  |  | Annual line testing | Annual line testing |  | UST Currently In Use: 0; UST Temp Close: 0; AST Currently In Use: 0; AST Temp Closed: 0 | 0 | 0 | 3 | 21233-049-000434 | MAPCO EXPRESS, LLC
20682 | Permanently Closed | 2017-04-01 | 1974-01-01 | 2018-01-30 | Petroleum | Mid-grade gasoline | Mid-grade gasoline | Retail | Single Wall, Steel | Steel | Field installed cathodic protection, Interior lined (not allowed as a standalone method of corrosion protection), NEEDCP P&S |  | Double Wall, Flexible, DOUBLE W |  | 1901-01-01 |  | Catchment Basin, Single walled catchment basin | Flow Rest 90% Full | Flow Rest 90% Full |  |  | Continuous Automatic Tank Gauge |  | Containment Sump | Containment Sump |  |  | Annual line testing | Annual line testing |  | UST Currently In Use: 0; UST Temp Close: 0; AST Currently In Use: 0; AST Temp Closed: 0 | 0 | 0 | 3 | 21233-049-000434 | MAPCO EXPRESS, LLC
20683 | Permanently Closed | 2017-12-31 | 1974-01-01 | 2018-01-30 | Petroleum | Premium gasoline | Premium gasoline | Retail | Single Wall, Steel | Steel | Field installed cathodic protection, Interior lined (not allowed as a standalone method of corrosion protection), NEEDCP P&S |  | Double Wall, Flexible, DOUBLE W |  | 1901-01-01 |  | Catchment Basin, Single walled catchment basin | Flow Rest 90% Full | Flow Rest 90% Full |  |  | Continuous Automatic Tank Gauge |  | Containment Sump | Containment Sump |  |  | Annual line testing | Annual line testing |  | UST Currently In Use: 0; UST Temp Close: 0; AST Currently In Use: 0; AST Temp Closed: 0 | 0 | 0 | 3 | 21233-049-000434 | MAPCO EXPRESS, LLC
20684 | Retired | 1988-12-01 | 1958-01-01 |  | Petroleum | Unleaded gasoline | Unleaded gasoline |  | Steel | Steel |  | Painted or None | Steel |  | 1901-01-01 | [15 empty] | UST Currently In Use: 0; UST Temp Close: 0; AST Currently In Use: 0; AST Temp Closed: 0 | 0 | 0 | 0 | 13250-053-000452 | WILLIAMS TRAVEL CENTERS INC
20685 | Retired | 1988-12-01 | 1958-01-01 |  | Petroleum | Unleaded gasoline | Unleaded gasoline |  | Steel | Steel |  | Painted or None | Steel |  | 1901-01-01 | [15 empty] | UST Currently In Use: 0; UST Temp Close: 0; AST Currently In Use: 0; AST Temp Closed: 0 | 0 | 0 | 0 | 13250-053-000452 | WILLIAMS TRAVEL CENTERS INC
20686 | Retired | 1988-12-01 | 1958-01-01 |  | Petroleum | Unleaded gasoline | Unleaded gasoline |  | Steel | Steel |  | Painted or None | Steel |  | 1901-01-01 | [15 empty] | UST Currently In Use: 0; UST Temp Close: 0; AST Currently In Use: 0; AST Temp Closed: 0 | 0 | 0 | 0 | 13250-053-000452 | WILLIAMS TRAVEL CENTERS INC
20687 | Retired | 1988-12-01 | 1958-01-01 |  | Petroleum | Unleaded gasoline | Unleaded gasoline |  | Steel | Steel |  | Painted or None | Steel |  | 1901-01-01 | [15 empty] | UST Currently In Use: 0; UST Temp Close: 0; AST Currently In Use: 0; AST Temp Closed: 0 | 0 | 0 | 0 | 13250-053-000452 | WILLIAMS TRAVEL CENTERS INC
20688 | Retired | 1988-12-01 | 1958-01-01 |  | Petroleum | Unleaded gasoline | Unleaded gasoline |  | Steel | Steel |  | Painted or None | Steel |  | 1901-01-01 | [15 empty] | UST Currently In Use: 0; UST Temp Close: 0; AST Currently In Use: 0; AST Temp Closed: 0 | 0 | 0 | 0 | 13250-053-000452 | WILLIAMS TRAVEL CENTERS INC
20689 | Permanently Closed | 2011-11-15 | 1981-01-01 | 2013-11-15 | Petroleum | Unleaded gasoline | Unleaded gasoline | Retail | Steel | Steel | Field installed cathodic protection |  | Steel |  |  | Field installed cathodic protection | Catchment Basin, Single walled catchment basin | Flow Rest 90% Full | Flow Rest 90% Full |  |  | Continuous Automatic Tank Gauge |  | Automatic shutoff device (AELLD) | Automatic shutoff device (AELLD) | [5 empty] | UST Currently In Use: 0; UST Temp Close: 0; AST Currently In Use: 0; AST Temp Closed: 0 | 0 | 0 | 6 | 24275-073-000455 | TRANSFUELS LLC
20690 | Permanently Closed | 2011-11-15 | 1981-01-01 | 2013-11-15 | Petroleum | Mid-grade gasoline | Mid-grade gasoline | Retail | Steel | Steel | Field installed cathodic protection |  | Steel |  |  | Field installed cathodic protection | Catchment Basin, Single walled catchment basin | Flow Rest 90% Full | Flow Rest 90% Full |  |  | Continuous Automatic Tank Gauge |  | Automatic shutoff device (AELLD) | Automatic shutoff device (AELLD) | [5 empty] | UST Currently In Use: 0; UST Temp Close: 0; AST Currently In Use: 0; AST Temp Closed: 0 | 0 | 0 | 6 | 24275-073-000455 | TRANSFUELS LLC
20691 | Permanently Closed | 2011-11-15 | 1981-01-01 | 2013-11-15 | Petroleum | Premium gasoline | Premium gasoline | Retail | Steel | Steel | Field installed cathodic protection |  | Steel |  |  | Field installed cathodic protection | Catchment Basin, Single walled catchment basin | Flow Rest 90% Full | Flow Rest 90% Full |  |  | Continuous Automatic Tank Gauge |  | Automatic shutoff device (AELLD) | Automatic shutoff device (AELLD) | [5 empty] | UST Currently In Use: 0; UST Temp Close: 0; AST Currently In Use: 0; AST Temp Closed: 0 | 0 | 0 | 6 | 24275-073-000455 | TRANSFUELS LLC
20692 | Permanently Closed | 2011-11-15 | 1981-01-01 | 2013-11-15 | Petroleum | On road diesel | On road diesel | Retail | Steel | Steel | Field installed cathodic protection |  | Fiberglass reinforced plastic |  |  |  | Catchment Basin, Single walled catchment basin | Flow Rest 90% Full | Flow Rest 90% Full |  |  | Continuous Automatic Tank Gauge | [5 empty] | Annual line testing | Annual line testing |  | UST Currently In Use: 0; UST Temp Close: 0; AST Currently In Use: 0; AST Temp Closed: 0 | 0 | 0 | 6 | 24275-073-000455 | TRANSFUELS LLC
20693 | Permanently Closed | 2005-06-01 | 1981-01-01 | 2013-11-15 | Petroleum | On road diesel | On road diesel | Retail | Steel | Steel | Field installed cathodic protection |  | Fiberglass reinforced plastic |  |  |  | Catchment Basin, Single walled catchment basin | Flow Rest 90% Full | Flow Rest 90% Full |  |  | Continuous Automatic Tank Gauge |  | Other, MANIFOLDED | Other |  |  | Annual line testing | Annual line testing |  | UST Currently In Use: 0; UST Temp Close: 0; AST Currently In Use: 0; AST Temp Closed: 0 | 0 | 0 | 6 | 24275-073-000455 | TRANSFUELS LLC
20694 | Permanently Closed | 2011-11-15 | 1981-01-01 | 2013-11-15 | Petroleum | On road diesel | On road diesel | Retail | Steel | Steel | Field installed cathodic protection |  | Fiberglass reinforced plastic |  |  |  | Catchment Basin, Single walled catchment basin | Flow Rest 90% Full | Flow Rest 90% Full |  |  | Continuous Automatic Tank Gauge | [5 empty] | Annual line testing | Annual line testing |  | UST Currently In Use: 0; UST Temp Close: 0; AST Currently In Use: 0; AST Temp Closed: 0 | 0 | 0 | 6 | 24275-073-000455 | TRANSFUELS LLC
20695 | Permanently Closed | 2012-11-30 | 1959-01-01 | 2013-05-01 | Petroleum | Unleaded gasoline | Unleaded gasoline | Retail | Steel | Steel | Field installed cathodic protection |  | Fiberglass reinforced plastic |  |  |  | Catchment Basin, Single walled catchment basin | Flow Rest 90% Full | Flow Rest 90% Full |  |  | Continuous Automatic Tank Gauge |  | Automatic shutoff device (AELLD) | Automatic shutoff device (AELLD) | Interstitial Monitoring within Secondary Containment |  |  |  |  | UST Currently In Use: 0; UST Temp Close: 0; AST Currently In Use: 0; AST Temp Closed: 0 | 0 | 0 | 4 | 21233-077-000438 | MAPCO EXPRESS, LLC
20696 | Permanently Closed | 2012-11-30 | 1959-01-01 | 2013-05-01 | Petroleum | Unleaded gasoline | Unleaded gasoline | Retail | Steel | Steel | Field installed cathodic protection |  | Fiberglass reinforced plastic |  |  |  | Catchment Basin, Single walled catchment basin | Flow Rest 90% Full | Flow Rest 90% Full |  |  | Continuous Automatic Tank Gauge |  | Automatic shutoff device (AELLD) | Automatic shutoff device (AELLD) | Interstitial Monitoring within Secondary Containment |  |  |  |  | UST Currently In Use: 0; UST Temp Close: 0; AST Currently In Use: 0; AST Temp Closed: 0 | 0 | 0 | 4 | 21233-077-000438 | MAPCO EXPRESS, LLC
20697 | Permanently Closed | 2012-11-30 | 1973-01-01 | 2013-05-01 | Petroleum | Premium gasoline | Premium gasoline | Retail | Steel | Steel | Field installed cathodic protection |  | Fiberglass reinforced plastic |  |  |  | Catchment Basin, Single walled catchment basin | Flow Rest 90% Full | Flow Rest 90% Full |  |  | Continuous Automatic Tank Gauge |  | Automatic shutoff device (AELLD) | Automatic shutoff device (AELLD) | Interstitial Monitoring within Secondary Containment |  |  |  |  | UST Currently In Use: 0; UST Temp Close: 0; AST Currently In Use: 0; AST Temp Closed: 0 | 0 | 0 | 4 | 21233-077-000438 | MAPCO EXPRESS, LLC
20698 | Permanently Closed | 1997-08-01 | 1959-01-01 | 1997-09-08 | Petroleum | Unleaded gasoline | Unleaded gasoline |  | Steel | Steel |  | Painted or None | Steel |  | 1901-01-01 | [12 empty] | Annual line testing | Annual line testing |  | UST Currently In Use: 0; UST Temp Close: 0; AST Currently In Use: 0; AST Temp Closed: 0 | 0 | 0 | 4 | 21233-077-000438 | MAPCO EXPRESS, LLC
20699 | Permanently Closed | 1994-05-01 | 1964-01-01 | 1994-06-03 | Petroleum | Unleaded gasoline | Unleaded gasoline |  | Steel | Steel |  | Painted or None | Steel |  | 1901-01-01 | [12 empty] | Annual line testing | Annual line testing |  | UST Currently In Use: 2; UST Temp Close: 0; AST Currently In Use: 0; AST Temp Closed: 0 | 2 | 0 | 3 | 21233-077-000458 | MAPCO EXPRESS, LLC
20700 | Permanently Closed | 1994-05-01 | 1964-01-01 | 1994-06-03 | Petroleum | Unleaded gasoline | Unleaded gasoline |  | Steel | Steel |  | Painted or None | Steel |  | 1901-01-01 | [12 empty] | Annual line testing | Annual line testing |  | UST Currently In Use: 2; UST Temp Close: 0; AST Currently In Use: 0; AST Temp Closed: 0 | 2 | 0 | 3 | 21233-077-000458 | MAPCO EXPRESS, LLC
20701 | Permanently Closed | 1994-05-01 | 1979-01-01 | 1994-06-03 | Petroleum | Unleaded gasoline | Unleaded gasoline |  | Double Wall, Steel | Steel |  | Painted or None | Steel |  | 1901-01-01 | [12 empty] | Annual line testing | Annual line testing |  | UST Currently In Use: 2; UST Temp Close: 0; AST Currently In Use: 0; AST Temp Closed: 0 | 2 | 0 | 3 | 21233-077-000458 | MAPCO EXPRESS, LLC
20702 | Permanently Closed | 1989-10-01 | 1972-01-01 | 1989-10-31 | Petroleum | Unleaded gasoline | Unleaded gasoline |  | Steel | Steel |  | Painted or None | Steel |  | 1901-01-01 | [15 empty] | UST Currently In Use: 0; UST Temp Close: 0; AST Currently In Use: 0; AST Temp Closed: 0 | 0 | 0 | 3 | 13250-081-000451 | WILLIAMS TRAVEL CENTERS INC
20703 | Permanently Closed | 1989-10-01 | 1972-01-01 | 1989-10-31 | Petroleum | Unleaded gasoline | Unleaded gasoline |  | Steel | Steel |  | Painted or None | Steel |  | 1901-01-01 | [15 empty] | UST Currently In Use: 0; UST Temp Close: 0; AST Currently In Use: 0; AST Temp Closed: 0 | 0 | 0 | 3 | 13250-081-000451 | WILLIAMS TRAVEL CENTERS INC
20704 | Permanently Closed | 1989-10-01 | 1966-01-01 | 1989-10-31 | Petroleum | Unleaded gasoline | Unleaded gasoline |  | Steel | Steel |  | Painted or None | Steel |  | 1901-01-01 | [15 empty] | UST Currently In Use: 0; UST Temp Close: 0; AST Currently In Use: 0; AST Temp Closed: 0 | 0 | 0 | 3 | 13250-081-000451 | WILLIAMS TRAVEL CENTERS INC
20705 | Currently in Use |  | 1975-01-01 |  | Petroleum | Unleaded gasoline | Unleaded gasoline | Retail | Steel | Steel | Field installed cathodic protection, Interior lined (not allowed as a standalone method of corrosion protection) |  | Flexible |  |  |  | Catchment Basin, Single walled catchment basin | Flow Rest 90% Full | Flow Rest 90% Full |  |  | Continuous Automatic Tank Gauge |  | Automatic shutoff device (AELLD) | Automatic shutoff device (AELLD) | Interstitial Monitoring within Secondary Containment |  | Annual line testing | Annual line testing |  | UST Currently In Use: 4; UST Temp Close: 0; AST Currently In Use: 0; AST Temp Closed: 0 | 4 | 0 | 0 | 21233-083-000435 | MAPCO EXPRESS, LLC
20706 | Currently in Use |  | 1972-01-01 |  | Petroleum | On road diesel | On road diesel | Retail | Steel | Steel | Field installed cathodic protection, Interior lined (not allowed as a standalone method of corrosion protection) |  | Flexible |  |  |  | Catchment Basin, Single walled catchment basin | Flow Rest 90% Full | Flow Rest 90% Full |  |  | Continuous Automatic Tank Gauge |  | Automatic shutoff device (AELLD) | Automatic shutoff device (AELLD) | Interstitial Monitoring within Secondary Containment |  | Annual line testing | Annual line testing |  | UST Currently In Use: 4; UST Temp Close: 0; AST Currently In Use: 0; AST Temp Closed: 0 | 4 | 0 | 0 | 21233-083-000435 | MAPCO EXPRESS, LLC
20707 | Currently in Use |  | 1972-01-01 |  | Petroleum | Premium gasoline | Premium gasoline | Retail | Steel | Steel | Field installed cathodic protection, Interior lined (not allowed as a standalone method of corrosion protection) |  | Flexible |  |  |  | Catchment Basin, Single walled catchment basin | Flow Rest 90% Full | Flow Rest 90% Full |  |  | Continuous Automatic Tank Gauge |  | Automatic shutoff device (AELLD) | Automatic shutoff device (AELLD) | Interstitial Monitoring within Secondary Containment |  | Annual line testing | Annual line testing |  | UST Currently In Use: 4; UST Temp Close: 0; AST Currently In Use: 0; AST Temp Closed: 0 | 4 | 0 | 0 | 21233-083-000435 | MAPCO EXPRESS, LLC
20708 | Currently in Use |  | 1972-01-01 |  | Petroleum | Unleaded gasoline | Unleaded gasoline | Retail | Steel | Steel | Field installed cathodic protection, Interior lined (not allowed as a standalone method of corrosion protection) |  | Flexible |  |  |  | Catchment Basin, Single walled catchment basin | Flow Rest 90% Full | Flow Rest 90% Full |  |  | Continuous Automatic Tank Gauge |  | Automatic shutoff device (AELLD) | Automatic shutoff device (AELLD) | Interstitial Monitoring within Secondary Containment |  |  |  |  | UST Currently In Use: 4; UST Temp Close: 0; AST Currently In Use: 0; AST Temp Closed: 0 | 4 | 0 | 0 | 21233-083-000435 | MAPCO EXPRESS, LLC
20709 | Temporary Closed | 2007-10-31 | 1966-01-01 |  | Petroleum | Unleaded gasoline | Unleaded gasoline | Retail | Steel | Steel | Field installed cathodic protection |  | Steel |  | 1901-01-01 | Field installed cathodic protection | Catchment Basin, Single walled catchment basin | Automatic shutoff device At 95% full, Flow Rest 90% Full | Flow Rest 90% Full |  |  | Statistical Inventory Reconciliation (SIR) |  | Automatic flow restrictor (MLLD) | Automatic flow restrictor (MLLD) |  |  | Statistical inventory reconciliation (SIR) | Statistical inventory reconciliation (SIR) |  | UST Currently In Use: 0; UST Temp Close: 3; AST Currently In Use: 0; AST Temp Closed: 0 | 0 | 3 | 0 | 23054-097-000453 | HONG NGUYEN
20710 | Temporary Closed | 2006-09-19 | 1966-01-01 |  | Petroleum | Unleaded gasoline | Unleaded gasoline | Retail | Steel | Steel | Field installed cathodic protection |  | Steel |  | 1901-01-01 | Field installed cathodic protection | Catchment Basin, Single walled catchment basin | Automatic shutoff device At 95% full, Flow Rest 90% Full | Flow Rest 90% Full |  |  | Statistical Inventory Reconciliation (SIR) | [8 empty] | UST Currently In Use: 0; UST Temp Close: 3; AST Currently In Use: 0; AST Temp Closed: 0 | 0 | 3 | 0 | 23054-097-000453 | HONG NGUYEN
20711 | Temporary Closed | 2006-09-19 | 1966-01-01 |  | Petroleum | Premium gasoline | Premium gasoline | Retail | Steel | Steel | Field installed cathodic protection |  | Steel |  | 1901-01-01 | Field installed cathodic protection | Catchment Basin, Single walled catchment basin | Automatic shutoff device At 95% full, Flow Rest 90% Full | Flow Rest 90% Full |  |  | Statistical Inventory Reconciliation (SIR) | [8 empty] | UST Currently In Use: 0; UST Temp Close: 3; AST Currently In Use: 0; AST Temp Closed: 0 | 0 | 3 | 0 | 23054-097-000453 | HONG NGUYEN
20712 | Permanently Closed | 1992-05-12 | 1973-01-01 | 1992-05-12 | Petroleum | Unleaded gasoline | Unleaded gasoline |  | Steel | Steel |  | Painted or None | Steel |  | 1901-01-01 | [15 empty] | UST Currently In Use: 0; UST Temp Close: 0; AST Currently In Use: 0; AST Temp Closed: 0 | 0 | 0 | 3 | 13250-101-000454 | WILLIAMS TRAVEL CENTERS INC
20713 | Permanently Closed | 1992-05-12 | 1970-01-01 | 1992-05-12 | Petroleum | Unleaded gasoline | Unleaded gasoline |  | Steel | Steel |  | Painted or None | Steel |  | 1901-01-01 | [15 empty] | UST Currently In Use: 0; UST Temp Close: 0; AST Currently In Use: 0; AST Temp Closed: 0 | 0 | 0 | 3 | 13250-101-000454 | WILLIAMS TRAVEL CENTERS INC
20714 | Permanently Closed | 1992-05-12 | 1970-01-01 | 1992-05-12 | Petroleum | Unleaded gasoline | Unleaded gasoline |  | Steel | Steel |  | Painted or None | Steel |  | 1901-01-01 | [15 empty] | UST Currently In Use: 0; UST Temp Close: 0; AST Currently In Use: 0; AST Temp Closed: 0 | 0 | 0 | 3 | 13250-101-000454 | WILLIAMS TRAVEL CENTERS INC
20715 | Permanently Closed | 1989-12-14 | 1966-01-01 | 1989-12-14 | Petroleum | Unleaded gasoline | Unleaded gasoline |  | Steel | Steel |  | Painted or None | Steel |  | 1901-01-01 | [15 empty] | UST Currently In Use: 0; UST Temp Close: 0; AST Currently In Use: 0; AST Temp Closed: 0 | 0 | 0 | 3 | 13250-113-000448 | WILLIAMS TRAVEL CENTERS INC
20716 | Permanently Closed | 1989-12-14 | 1966-01-01 | 1989-12-14 | Petroleum | Unleaded gasoline | Unleaded gasoline |  | Steel | Steel |  | Painted or None | Steel |  | 1901-01-01 | [15 empty] | UST Currently In Use: 0; UST Temp Close: 0; AST Currently In Use: 0; AST Temp Closed: 0 | 0 | 0 | 3 | 13250-113-000448 | WILLIAMS TRAVEL CENTERS INC
20717 | Permanently Closed | 1989-12-14 | 1974-01-01 | 1989-12-14 | Petroleum | Unleaded gasoline | Unleaded gasoline |  | Steel | Steel |  | Painted or None | Steel |  | 1901-01-01 | [15 empty] | UST Currently In Use: 0; UST Temp Close: 0; AST Currently In Use: 0; AST Temp Closed: 0 | 0 | 0 | 3 | 13250-113-000448 | WILLIAMS TRAVEL CENTERS INC
20718 | Temporary Closed | 2012-07-12 | 1982-01-01 |  | Petroleum | Premium gasoline | Premium gasoline | Retail | Steel | Steel | Field installed cathodic protection |  | Steel |  |  | Field installed cathodic protection | Catchment Basin, Single walled catchment basin | Automatic shutoff device At 95% full, Flow Rest 90% Full | Flow Rest 90% Full |  |  | Statistical Inventory Reconciliation (SIR) | [8 empty] | UST Currently In Use: 0; UST Temp Close: 3; AST Currently In Use: 0; AST Temp Closed: 0 | 0 | 3 | 0 | 22985-063-003620 | FRANK ACKER JR
20719 | Temporary Closed | 2012-07-12 | 1982-01-01 |  | Petroleum | Unleaded gasoline | Unleaded gasoline | Retail | Steel | Steel | Field installed cathodic protection |  | Steel |  |  | Field installed cathodic protection | Catchment Basin, Single walled catchment basin | Automatic shutoff device At 95% full, Flow Rest 90% Full | Flow Rest 90% Full |  |  | Statistical Inventory Reconciliation (SIR) | [8 empty] | UST Currently In Use: 0; UST Temp Close: 3; AST Currently In Use: 0; AST Temp Closed: 0 | 0 | 3 | 0 | 22985-063-003620 | FRANK ACKER JR
20720 | Temporary Closed | 2012-07-12 | 1982-01-01 |  | Petroleum | Mid-grade gasoline | Mid-grade gasoline | Retail | Steel | Steel | Field installed cathodic protection |  | Steel |  |  | Field installed cathodic protection | Catchment Basin, Single walled catchment basin | Automatic shutoff device At 95% full, Flow Rest 90% Full | Flow Rest 90% Full |  |  | Statistical Inventory Reconciliation (SIR) | [8 empty] | UST Currently In Use: 0; UST Temp Close: 3; AST Currently In Use: 0; AST Temp Closed: 0 | 0 | 3 | 0 | 22985-063-003620 | FRANK ACKER JR
20721 | Permanently Closed | 1990-03-15 | 1972-01-01 | 1990-08-01 | Petroleum | Unleaded gasoline | Unleaded gasoline |  | Steel | Steel |  |  | Steel |  | 1901-01-01 | [15 empty] | UST Currently In Use: 0; UST Temp Close: 0; AST Currently In Use: 0; AST Temp Closed: 0 | 0 | 0 | 6 | 13252-063-007046 | MAPLES GAS COMPANY
20722 | Permanently Closed | 1990-03-15 | 1972-01-01 | 1990-08-01 | Petroleum | Unleaded gasoline | Unleaded gasoline |  | Steel | Steel |  |  | Steel |  | 1901-01-01 | [15 empty] | UST Currently In Use: 0; UST Temp Close: 0; AST Currently In Use: 0; AST Temp Closed: 0 | 0 | 0 | 6 | 13252-063-007046 | MAPLES GAS COMPANY
20723 | Permanently Closed | 1990-03-15 | 1972-01-01 | 1990-08-01 | Petroleum | Unleaded gasoline | Unleaded gasoline |  | Steel | Steel |  |  | Steel |  | 1901-01-01 | [15 empty] | UST Currently In Use: 0; UST Temp Close: 0; AST Currently In Use: 0; AST Temp Closed: 0 | 0 | 0 | 6 | 13252-063-007046 | MAPLES GAS COMPANY
20724 | Permanently Closed | 1990-03-15 | 1964-01-01 | 1990-08-15 | Petroleum | Used oil | Used oil |  | Steel | Steel |  |  |  |  | 1901-01-01 | [15 empty] | UST Currently In Use: 0; UST Temp Close: 0; AST Currently In Use: 0; AST Temp Closed: 0 | 0 | 0 | 6 | 13252-063-007046 | MAPLES GAS COMPANY
20725 | Permanently Closed | 1995-07-06 | 1986-01-01 | 1996-04-22 | Petroleum | Unleaded gasoline | Unleaded gasoline |  | Steel | Steel | Coated & cathodic protection (sti-P3) |  | Steel |  | 1901-01-01 | [15 empty] | UST Currently In Use: 1; UST Temp Close: 0; AST Currently In Use: 0; AST Temp Closed: 0 | 1 | 0 | 2 | 24350-063-012013 | HARI HAR LLC
20726 | Permanently Closed | 1995-07-06 | 1986-01-01 | 1996-04-22 | Petroleum | Unleaded gasoline | Unleaded gasoline |  | Steel | Steel | Coated & cathodic protection (sti-P3) |  | Steel |  | 1901-01-01 | [15 empty] | UST Currently In Use: 1; UST Temp Close: 0; AST Currently In Use: 0; AST Temp Closed: 0 | 1 | 0 | 2 | 24350-063-012013 | HARI HAR LLC
20727 | Currently in Use |  | 1980-01-01 |  | Petroleum | Unleaded gasoline | Unleaded gasoline | Retail | Single Wall, Steel | Steel | Field installed cathodic protection |  | Fiberglass reinforced plastic, Single Wall |  |  | Other, FLXS ISOLA | Catchment Basin, Single walled catchment basin | Flow Rest 90% Full | Flow Rest 90% Full |  |  | Continuous Automatic Tank Gauge |  | Automatic flow restrictor (MLLD) | Automatic flow restrictor (MLLD) |  |  | Annual line testing | Annual line testing |  | UST Currently In Use: 3; UST Temp Close: 0; AST Currently In Use: 0; AST Temp Closed: 0 | 3 | 0 | 0 | 25889-073-003622 | NAGIB 'DAVID' SALEH
20728 | Currently in Use |  | 1980-01-01 |  | Petroleum | Mid-grade gasoline | Mid-grade gasoline | Retail | Single Wall, Steel | Steel | Field installed cathodic protection |  | Fiberglass reinforced plastic, Single Wall |  |  | Other, FLXS ISOLA | Catchment Basin, Single walled catchment basin | Flow Rest 90% Full | Flow Rest 90% Full |  |  | Continuous Automatic Tank Gauge |  | Automatic flow restrictor (MLLD) | Automatic flow restrictor (MLLD) |  |  | Annual line testing | Annual line testing |  | UST Currently In Use: 3; UST Temp Close: 0; AST Currently In Use: 0; AST Temp Closed: 0 | 3 | 0 | 0 | 25889-073-003622 | NAGIB 'DAVID' SALEH
20729 | Currently in Use |  | 1980-01-01 |  | Petroleum | Premium gasoline | Premium gasoline | Retail | Single Wall, Steel | Steel | Field installed cathodic protection |  | Fiberglass reinforced plastic, Single Wall |  |  | Other, FLXS ISOLA | Catchment Basin, Single walled catchment basin | Flow Rest 90% Full | Flow Rest 90% Full |  |  | Continuous Automatic Tank Gauge |  | Automatic flow restrictor (MLLD) | Automatic flow restrictor (MLLD) |  |  | Annual line testing | Annual line testing |  | UST Currently In Use: 3; UST Temp Close: 0; AST Currently In Use: 0; AST Temp Closed: 0 | 3 | 0 | 0 | 25889-073-003622 | NAGIB 'DAVID' SALEH
20730 | Permanently Closed | 1991-07-17 | 1980-01-01 | 1991-07-17 | Petroleum | Unleaded gasoline | Unleaded gasoline |  | Steel | Steel |  | Painted or None | Steel |  | 1901-01-01 | [15 empty] | UST Currently In Use: 0; UST Temp Close: 0; AST Currently In Use: 0; AST Temp Closed: 0 | 0 | 0 | 3 | 13252-073-003623 | MAPLES GAS COMPANY
20731 | Permanently Closed | 1991-07-17 | 1980-01-01 | 1991-07-17 | Petroleum | Unleaded gasoline | Unleaded gasoline |  | Steel | Steel |  | Painted or None | Steel |  | 1901-01-01 | [15 empty] | UST Currently In Use: 0; UST Temp Close: 0; AST Currently In Use: 0; AST Temp Closed: 0 | 0 | 0 | 3 | 13252-073-003623 | MAPLES GAS COMPANY
20732 | Permanently Closed | 1991-07-17 | 1980-01-01 | 1991-07-17 | Petroleum | Unleaded gasoline | Unleaded gasoline |  | Steel | Steel |  | Painted or None | Steel |  | 1901-01-01 | [15 empty] | UST Currently In Use: 0; UST Temp Close: 0; AST Currently In Use: 0; AST Temp Closed: 0 | 0 | 0 | 3 | 13252-073-003623 | MAPLES GAS COMPANY
20733 | Permanently Closed | 1997-10-17 | 1980-01-01 | 1997-10-17 | Petroleum | Unleaded gasoline | Unleaded gasoline |  | Steel | Steel |  | Painted or None | Steel |  | 1901-01-01 | [15 empty] | UST Currently In Use: 0; UST Temp Close: 0; AST Currently In Use: 0; AST Temp Closed: 0 | 0 | 0 | 3 | 11448-073-003624 | DEWEESE ENTPS. INC
20734 | Permanently Closed | 1997-10-17 | 1980-01-01 | 1997-10-17 | Petroleum | Unleaded gasoline | Unleaded gasoline |  | Steel | Steel |  | Painted or None | Steel |  | 1901-01-01 | [15 empty] | UST Currently In Use: 0; UST Temp Close: 0; AST Currently In Use: 0; AST Temp Closed: 0 | 0 | 0 | 3 | 11448-073-003624 | DEWEESE ENTPS. INC
20735 | Permanently Closed | 1997-10-17 | 1980-01-01 | 1997-10-17 | Petroleum | Unleaded gasoline | Unleaded gasoline |  | Steel | Steel |  | Painted or None | Steel |  | 1901-01-01 | [15 empty] | UST Currently In Use: 0; UST Temp Close: 0; AST Currently In Use: 0; AST Temp Closed: 0 | 0 | 0 | 3 | 11448-073-003624 | DEWEESE ENTPS. INC
20736 | Currently in Use |  | 1980-01-01 |  | Petroleum | Unleaded gasoline | Unleaded gasoline | Retail | Single Wall, Steel | Steel | Field installed cathodic protection |  | Single Wall, Steel |  |  | Field installed cathodic protection | Catchment Basin, Single walled catchment basin | Automatic shutoff device At 95% full | Automatic shutoff device At 95% full |  |  | Continuous Automatic Tank Gauge |  | Automatic flow restrictor (MLLD) | Automatic flow restrictor (MLLD) |  |  | Annual line testing | Annual line testing |  | UST Currently In Use: 3; UST Temp Close: 0; AST Currently In Use: 0; AST Temp Closed: 0 | 3 | 0 | 0 | 25232-073-010129 | HIREN MODI DBA H&V LTD
20738 | Currently in Use |  | 1980-01-01 |  | Petroleum | Premium gasoline | Premium gasoline | Retail | Single Wall, Steel | Steel | Field installed cathodic protection |  | Single Wall, Steel |  |  | Field installed cathodic protection | Catchment Basin, Single walled catchment basin | Automatic shutoff device At 95% full | Automatic shutoff device At 95% full |  |  | Continuous Automatic Tank Gauge |  | Automatic flow restrictor (MLLD) | Automatic flow restrictor (MLLD) |  |  | Annual line testing | Annual line testing |  | UST Currently In Use: 3; UST Temp Close: 0; AST Currently In Use: 0; AST Temp Closed: 0 | 3 | 0 | 0 | 25232-073-010129 | HIREN MODI DBA H&V LTD
20739 | Currently in Use |  | 1980-01-01 |  | Petroleum | On road diesel | On road diesel | Retail | Single Wall, Steel | Steel | Field installed cathodic protection |  | Single Wall, Steel |  |  | Field installed cathodic protection | Catchment Basin, Single walled catchment basin | Automatic shutoff device At 95% full | Automatic shutoff device At 95% full |  |  | Continuous Automatic Tank Gauge |  | Automatic flow restrictor (MLLD) | Automatic flow restrictor (MLLD) |  |  | Annual line testing | Annual line testing |  | UST Currently In Use: 3; UST Temp Close: 0; AST Currently In Use: 0; AST Temp Closed: 0 | 3 | 0 | 0 | 25232-073-010129 | HIREN MODI DBA H&V LTD
20740 | Cannot Locate or abandoned | 2003-05-28 | 1976-01-01 |  | Petroleum | Unleaded gasoline | Unleaded gasoline | Retail | Steel | Steel | Field installed cathodic protection |  | Steel |  | 1901-01-01 | Field installed cathodic protection | Catchment Basin, Single walled catchment basin | Automatic shutoff device At 95% full | Automatic shutoff device At 95% full |  |  | Statistical Inventory Reconciliation (SIR) | [5 empty] | Statistical inventory reconciliation (SIR) | Statistical inventory reconciliation (SIR) |  | UST Currently In Use: 0; UST Temp Close: 0; AST Currently In Use: 0; AST Temp Closed: 0 | 0 | 0 | 0 | 11119-091-003619 | CLEVELAND AND MOORE OIL CO INC
20741 | Cannot Locate or abandoned | 2003-05-28 | 1976-01-01 |  | Petroleum | Mid-grade gasoline | Mid-grade gasoline | Retail | Steel | Steel | Field installed cathodic protection |  | Steel |  | 1901-01-01 | Field installed cathodic protection | Catchment Basin, Single walled catchment basin | Automatic shutoff device At 95% full | Automatic shutoff device At 95% full |  |  | Statistical Inventory Reconciliation (SIR) | [5 empty] | Statistical inventory reconciliation (SIR) | Statistical inventory reconciliation (SIR) |  | UST Currently In Use: 0; UST Temp Close: 0; AST Currently In Use: 0; AST Temp Closed: 0 | 0 | 0 | 0 | 11119-091-003619 | CLEVELAND AND MOORE OIL CO INC
20742 | Cannot Locate or abandoned | 2003-05-28 | 1976-01-01 |  | Petroleum | Premium gasoline | Premium gasoline | Retail | Steel | Steel | Field installed cathodic protection |  | Steel |  | 1901-01-01 | Field installed cathodic protection | Catchment Basin, Single walled catchment basin | Automatic shutoff device At 95% full | Automatic shutoff device At 95% full |  |  | Statistical Inventory Reconciliation (SIR) | [5 empty] | Statistical inventory reconciliation (SIR) | Statistical inventory reconciliation (SIR) |  | UST Currently In Use: 0; UST Temp Close: 0; AST Currently In Use: 0; AST Temp Closed: 0 | 0 | 0 | 0 | 11119-091-003619 | CLEVELAND AND MOORE OIL CO INC
20743 | Permanently Closed | 1901-01-01 | 1980-01-01 | 1988-06-01 | Petroleum | Unleaded gasoline | Unleaded gasoline |  | Steel | Steel |  | Painted or None | Steel |  | 1901-01-01 | [15 empty] | UST Currently In Use: 0; UST Temp Close: 0; AST Currently In Use: 0; AST Temp Closed: 0 | 0 | 0 | 2 | 13252-091-010128 | MAPLES GAS COMPANY
20744 | Permanently Closed | 1901-01-01 | 1980-01-01 | 1988-06-01 | Petroleum | Unleaded gasoline | Unleaded gasoline |  | Steel | Steel |  | Painted or None | Steel |  | 1901-01-01 | [15 empty] | UST Currently In Use: 0; UST Temp Close: 0; AST Currently In Use: 0; AST Temp Closed: 0 | 0 | 0 | 2 | 13252-091-010128 | MAPLES GAS COMPANY
20745 | Permanently Closed | 1901-01-01 | 1973-01-01 | 1989-05-17 | Petroleum | Unleaded gasoline | Unleaded gasoline |  | Steel | Steel |  | Painted or None | Steel |  | 1901-01-01 | [15 empty] | UST Currently In Use: 0; UST Temp Close: 0; AST Currently In Use: 0; AST Temp Closed: 0 | 0 | 0 | 2 | 13252-119-003621 | MAPLES GAS COMPANY
20746 | Permanently Closed | 1901-01-01 | 1973-01-01 | 1989-05-17 | Petroleum | Unleaded gasoline | Unleaded gasoline |  | Steel | Steel |  | Painted or None | Steel |  | 1901-01-01 | [15 empty] | UST Currently In Use: 0; UST Temp Close: 0; AST Currently In Use: 0; AST Temp Closed: 0 | 0 | 0 | 2 | 13252-119-003621 | MAPLES GAS COMPANY
20747 | Permanently Closed | 1901-01-01 | 1974-01-01 | 1989-07-27 | Petroleum | Unleaded gasoline | Unleaded gasoline |  | Steel | Steel |  | Painted or None | Steel |  | 1901-01-01 | [15 empty] | UST Currently In Use: 0; UST Temp Close: 0; AST Currently In Use: 0; AST Temp Closed: 0 | 0 | 0 | 2 | 13252-119-014078 | MAPLES GAS COMPANY
20748 | Permanently Closed | 1901-01-01 | 1974-01-01 | 1989-07-27 | Petroleum | Unleaded gasoline | Unleaded gasoline |  | Steel | Steel |  | Painted or None | Steel |  | 1901-01-01 | [15 empty] | UST Currently In Use: 0; UST Temp Close: 0; AST Currently In Use: 0; AST Temp Closed: 0 | 0 | 0 | 2 | 13252-119-014078 | MAPLES GAS COMPANY
20749 | Permanently Closed | 1901-01-01 | 1976-01-01 | 2008-08-20 | Petroleum | On road diesel | On road diesel |  | Steel | Steel |  | Painted or None | Steel |  | 1901-01-01 | [15 empty] | UST Currently In Use: 0; UST Temp Close: 0; AST Currently In Use: 0; AST Temp Closed: 0 | 0 | 0 | 3 | 13255-049-002281 | MAR MIL INC
20750 | Permanently Closed | 1901-01-01 | 1970-01-01 | 2008-08-20 | Petroleum | Unleaded gasoline | Unleaded gasoline |  | Steel | Steel |  | Painted or None | Steel |  | 1901-01-01 | [15 empty] | UST Currently In Use: 0; UST Temp Close: 0; AST Currently In Use: 0; AST Temp Closed: 0 | 0 | 0 | 3 | 13255-049-002281 | MAR MIL INC
20751 | Permanently Closed | 1988-01-01 | 1970-01-01 | 2008-08-20 | Petroleum | On road diesel | On road diesel |  | Steel | Steel |  | Painted or None | Steel |  | 1901-01-01 | [15 empty] | UST Currently In Use: 0; UST Temp Close: 0; AST Currently In Use: 0; AST Temp Closed: 0 | 0 | 0 | 3 | 13255-049-002281 | MAR MIL INC
20752 | Permanently Closed | 1991-04-16 | 1982-01-01 | 1991-04-16 | Petroleum | Other, HYD OIL | Other |  | Steel | Steel |  | Painted or None | Steel |  | 1901-01-01 | [15 empty] | UST Currently In Use: 0; UST Temp Close: 0; AST Currently In Use: 1; AST Temp Closed: 0 | 0 | 0 | 2 | 13256-075-000258 | MARATHON EQUIPMENT CO
20753 | Permanently Closed | 1991-04-16 | 1981-01-01 | 1991-04-16 | Petroleum | On road diesel | On road diesel |  | Steel | Steel |  | Painted or None | Steel |  | 1901-01-01 | [15 empty] | UST Currently In Use: 0; UST Temp Close: 0; AST Currently In Use: 1; AST Temp Closed: 0 | 0 | 0 | 2 | 13256-075-000258 | MARATHON EQUIPMENT CO
20754 | Permanently Closed | 1981-05-01 | 1968-01-01 | 1988-01-01 | Petroleum | Other, EMPTY | Other |  | Steel | Steel |  |  |  |  | 1901-01-01 | [15 empty] | UST Currently In Use: 0; UST Temp Close: 0; AST Currently In Use: 14; AST Temp Closed: 0 | 0 | 0 | 4 | 24913-101-003839 | MPLX TERMINALS LLC
20755 | Permanently Closed | 1981-05-01 | 1963-01-01 | 1988-01-01 | Petroleum | Other, EMPTY | Other |  | Steel | Steel |  |  |  |  | 1901-01-01 | [15 empty] | UST Currently In Use: 0; UST Temp Close: 0; AST Currently In Use: 14; AST Temp Closed: 0 | 0 | 0 | 4 | 24913-101-003839 | MPLX TERMINALS LLC
20756 | Permanently Closed | 1981-05-01 | 1963-01-01 | 1988-01-01 | Petroleum | Other, EMPTY | Other |  | Steel | Steel |  |  |  |  | 1901-01-01 | [15 empty] | UST Currently In Use: 0; UST Temp Close: 0; AST Currently In Use: 14; AST Temp Closed: 0 | 0 | 0 | 4 | 24913-101-003839 | MPLX TERMINALS LLC
20757 | Permanently Closed | 1988-12-01 | 1977-01-01 |  | Petroleum | Other, PROCESS | Other |  | Steel | Steel | Coated & cathodic protection (sti-P3) |  |  |  | 1901-01-01 | Field installed cathodic protection | [14 empty] | UST Currently In Use: 0; UST Temp Close: 0; AST Currently In Use: 14; AST Temp Closed: 0 | 0 | 0 | 4 | 24913-101-003839 | MPLX TERMINALS LLC
20758 | Permanently Closed | 1991-03-28 | 1975-01-01 | 1991-03-28 | Petroleum | Unleaded gasoline | Unleaded gasoline |  | Steel | Steel |  |  | Steel |  | 1901-01-01 | [15 empty] | UST Currently In Use: 0; UST Temp Close: 0; AST Currently In Use: 0; AST Temp Closed: 0 | 0 | 0 | 3 | 13260-009-003399 | MARCUM OIL CO INC
20759 | Permanently Closed | 1991-03-28 | 1975-01-01 | 1991-03-28 | Petroleum | Unleaded gasoline | Unleaded gasoline |  | Steel | Steel |  |  | Steel |  | 1901-01-01 | [15 empty] | UST Currently In Use: 0; UST Temp Close: 0; AST Currently In Use: 0; AST Temp Closed: 0 | 0 | 0 | 3 | 13260-009-003399 | MARCUM OIL CO INC
20760 | Permanently Closed | 1991-03-28 | 1975-01-01 | 1991-03-28 | Petroleum | Unleaded gasoline | Unleaded gasoline |  | Steel | Steel |  |  | Steel |  | 1901-01-01 | [15 empty] | UST Currently In Use: 0; UST Temp Close: 0; AST Currently In Use: 0; AST Temp Closed: 0 | 0 | 0 | 3 | 13260-009-003399 | MARCUM OIL CO INC
20761 | Permanently Closed | 1980-01-01 | 1969-01-01 | 1988-11-03 | Petroleum | Unleaded gasoline | Unleaded gasoline |  | Steel | Steel |  |  | Steel |  | 1901-01-01 | [15 empty] | UST Currently In Use: 0; UST Temp Close: 0; AST Currently In Use: 0; AST Temp Closed: 0 | 0 | 0 | 2 | 13260-009-003411 | MARCUM OIL CO INC
20762 | Permanently Closed | 1980-01-01 | 1969-01-01 | 1988-11-03 | Petroleum | Unleaded gasoline | Unleaded gasoline |  | Steel | Steel |  |  | Steel |  | 1901-01-01 | [15 empty] | UST Currently In Use: 0; UST Temp Close: 0; AST Currently In Use: 0; AST Temp Closed: 0 | 0 | 0 | 2 | 13260-009-003411 | MARCUM OIL CO INC
20763 | Permanently Closed | 1991-05-01 | 1973-01-01 | 1991-05-01 | Petroleum | Unleaded gasoline | Unleaded gasoline |  | Steel | Steel |  |  | Steel |  | 1901-01-01 | [15 empty] | UST Currently In Use: 0; UST Temp Close: 0; AST Currently In Use: 0; AST Temp Closed: 0 | 0 | 0 | 3 | 13260-009-003412 | MARCUM OIL CO INC
20764 | Permanently Closed | 1991-05-01 | 1973-01-01 | 1991-05-01 | Petroleum | Unleaded gasoline | Unleaded gasoline |  | Steel | Steel |  |  | Steel |  | 1901-01-01 | [15 empty] | UST Currently In Use: 0; UST Temp Close: 0; AST Currently In Use: 0; AST Temp Closed: 0 | 0 | 0 | 3 | 13260-009-003412 | MARCUM OIL CO INC
20765 | Permanently Closed | 1991-05-01 | 1973-01-01 | 1991-05-01 | Petroleum | Unleaded gasoline | Unleaded gasoline |  | Steel | Steel |  |  | Steel |  | 1901-01-01 | [15 empty] | UST Currently In Use: 0; UST Temp Close: 0; AST Currently In Use: 0; AST Temp Closed: 0 | 0 | 0 | 3 | 13260-009-003412 | MARCUM OIL CO INC
20766 | Permanently Closed | 1990-12-18 | 1964-01-01 | 1990-12-18 | Petroleum | Unleaded gasoline | Unleaded gasoline |  | Steel | Steel |  |  | Steel |  | 1901-01-01 | [15 empty] | UST Currently In Use: 0; UST Temp Close: 0; AST Currently In Use: 0; AST Temp Closed: 0 | 0 | 0 | 2 | 13260-009-003413 | MARCUM OIL CO INC
20767 | Permanently Closed | 1990-12-18 | 1964-01-01 | 1990-12-18 | Petroleum | Unleaded gasoline | Unleaded gasoline |  | Steel | Steel |  |  | Steel |  | 1901-01-01 | [15 empty] | UST Currently In Use: 0; UST Temp Close: 0; AST Currently In Use: 0; AST Temp Closed: 0 | 0 | 0 | 2 | 13260-009-003413 | MARCUM OIL CO INC
20768 | Permanently Closed | 1978-06-01 | 1969-01-01 | 1988-11-03 | Petroleum | Unleaded gasoline | Unleaded gasoline |  | Steel | Steel |  |  | Steel |  | 1901-01-01 | [15 empty] | UST Currently In Use: 0; UST Temp Close: 0; AST Currently In Use: 0; AST Temp Closed: 0 | 0 | 0 | 2 | 13260-009-003415 | MARCUM OIL CO INC
20769 | Permanently Closed | 1978-06-01 | 1969-01-01 | 1988-11-03 | Petroleum | Unleaded gasoline | Unleaded gasoline |  | Steel | Steel |  |  | Steel |  | 1901-01-01 | [15 empty] | UST Currently In Use: 0; UST Temp Close: 0; AST Currently In Use: 0; AST Temp Closed: 0 | 0 | 0 | 2 | 13260-009-003415 | MARCUM OIL CO INC
20770 | Permanently Closed | 1974-06-01 | 1959-01-01 | 1988-11-03 | Petroleum | Unleaded gasoline | Unleaded gasoline |  | Steel | Steel |  |  |  |  | 1901-01-01 | [15 empty] | UST Currently In Use: 0; UST Temp Close: 0; AST Currently In Use: 0; AST Temp Closed: 0 | 0 | 0 | 2 | 13260-009-003416 | MARCUM OIL CO INC
20771 | Permanently Closed | 1974-06-01 | 1959-01-01 | 1988-11-03 | Petroleum | Unleaded gasoline | Unleaded gasoline |  | Steel | Steel |  |  |  |  | 1901-01-01 | [15 empty] | UST Currently In Use: 0; UST Temp Close: 0; AST Currently In Use: 0; AST Temp Closed: 0 | 0 | 0 | 2 | 13260-009-003416 | MARCUM OIL CO INC
20772 | Permanently Closed | 1974-01-01 | 1959-01-01 | 1988-11-03 | Petroleum | Unleaded gasoline | Unleaded gasoline |  | Steel | Steel |  |  |  |  | 1901-01-01 | [15 empty] | UST Currently In Use: 0; UST Temp Close: 0; AST Currently In Use: 0; AST Temp Closed: 0 | 0 | 0 | 2 | 13260-009-003417 | MARCUM OIL CO INC
20773 | Permanently Closed | 1974-01-01 | 1959-01-01 | 1988-11-03 | Petroleum | Unleaded gasoline | Unleaded gasoline |  | Steel | Steel |  |  |  |  | 1901-01-01 | [15 empty] | UST Currently In Use: 0; UST Temp Close: 0; AST Currently In Use: 0; AST Temp Closed: 0 | 0 | 0 | 2 | 13260-009-003417 | MARCUM OIL CO INC
20774 | Permanently Closed | 2003-10-12 | 1978-01-01 | 2005-10-12 | Petroleum | On road diesel | On road diesel | Bulk facility | Steel | Steel | Field installed cathodic protection |  | Other, NO PIPING |  | 1901-01-01 | None | Catchment Basin, Single walled catchment basin | Flow Rest 90% Full | Flow Rest 90% Full | [11 empty] | UST Currently In Use: 0; UST Temp Close: 0; AST Currently In Use: 0; AST Temp Closed: 0 | 0 | 0 | 3 | 20169-009-003418 | EVANS OIL COMPANY
20775 | Permanently Closed | 2003-10-12 | 1978-01-01 | 2005-10-12 | Petroleum | Unleaded gasoline | Unleaded gasoline | Bulk facility | Steel | Steel | Field installed cathodic protection |  | Other, NO PIPING |  | 1901-01-01 |  | Catchment Basin, Single walled catchment basin | Flow Rest 90% Full | Flow Rest 90% Full | [11 empty] | UST Currently In Use: 0; UST Temp Close: 0; AST Currently In Use: 0; AST Temp Closed: 0 | 0 | 0 | 3 | 20169-009-003418 | EVANS OIL COMPANY
20776 | Permanently Closed | 2003-10-12 | 1978-01-01 | 2005-10-12 | Petroleum | Mid-grade gasoline | Mid-grade gasoline | Bulk facility | Steel | Steel | Field installed cathodic protection |  | Other, NO PIPING |  | 1901-01-01 |  | Catchment Basin, Single walled catchment basin | Flow Rest 90% Full | Flow Rest 90% Full | [11 empty] | UST Currently In Use: 0; UST Temp Close: 0; AST Currently In Use: 0; AST Temp Closed: 0 | 0 | 0 | 3 | 20169-009-003418 | EVANS OIL COMPANY
20777 | Currently in Use |  | 1976-01-01 |  | Petroleum | Premium gasoline | Premium gasoline | Retail | Single Wall, Steel | Steel | Field installed cathodic protection, Interior lined (not allowed as a standalone method of corrosion protection) |  | Single Wall, Steel |  |  | Field installed cathodic protection | Catchment Basin, Single walled catchment basin | Automatic shutoff device At 95% full | Automatic shutoff device At 95% full |  |  | Automatic Tank Gauge | [8 empty] | UST Currently In Use: 4; UST Temp Close: 0; AST Currently In Use: 0; AST Temp Closed: 0 | 4 | 0 | 0 | 25265-009-003421 | LGWS/CROSS AMERICA PARTNERS
20778 | Currently in Use |  | 1976-01-01 |  | Petroleum | Premium gasoline | Premium gasoline | Retail | Single Wall, Steel | Steel | Field installed cathodic protection, Interior lined (not allowed as a standalone method of corrosion protection) |  | Fiberglass reinforced plastic, Single Wall |  |  |  | Catchment Basin, Single walled catchment basin | Automatic shutoff device At 95% full | Automatic shutoff device At 95% full |  |  | Automatic Tank Gauge | [8 empty] | UST Currently In Use: 4; UST Temp Close: 0; AST Currently In Use: 0; AST Temp Closed: 0 | 4 | 0 | 0 | 25265-009-003421 | LGWS/CROSS AMERICA PARTNERS
20779 | Currently in Use |  | 1976-01-01 |  | Petroleum | Unleaded gasoline | Unleaded gasoline | Retail | Single Wall, Steel | Steel | Field installed cathodic protection, Interior lined (not allowed as a standalone method of corrosion protection) |  | Single Wall, Steel |  |  | Field installed cathodic protection | Catchment Basin, Single walled catchment basin | Automatic shutoff device At 95% full | Automatic shutoff device At 95% full |  |  | Automatic Tank Gauge | [8 empty] | UST Currently In Use: 4; UST Temp Close: 0; AST Currently In Use: 0; AST Temp Closed: 0 | 4 | 0 | 0 | 25265-009-003421 | LGWS/CROSS AMERICA PARTNERS
20781 | Permanently Closed | 1978-06-01 | 1971-01-01 | 1988-11-03 | Petroleum | Unleaded gasoline | Unleaded gasoline |  | Steel | Steel |  |  | Steel |  | 1901-01-01 | [15 empty] | UST Currently In Use: 0; UST Temp Close: 0; AST Currently In Use: 0; AST Temp Closed: 0 | 0 | 0 | 2 | 13260-009-004949 | MARCUM OIL CO INC
20782 | Permanently Closed | 1978-06-01 | 1971-01-01 | 1988-11-03 | Petroleum | Unleaded gasoline | Unleaded gasoline |  | Steel | Steel |  |  | Steel |  | 1901-01-01 | [15 empty] | UST Currently In Use: 0; UST Temp Close: 0; AST Currently In Use: 0; AST Temp Closed: 0 | 0 | 0 | 2 | 13260-009-004949 | MARCUM OIL CO INC
20783 | Currently in Use |  | 1985-01-01 |  | Petroleum | Unleaded gasoline | Unleaded gasoline | Retail | Single Wall, Steel | Steel | Coated & cathodic protection (sti-P3) |  | Double Wall, Fiberglass reinforced plastic |  |  |  | Catchment Basin, Single walled catchment basin | Automatic shutoff device At 95% full | Automatic shutoff device At 95% full |  |  | Continuous Automatic Tank Gauge |  | Automatic flow restrictor (MLLD) | Automatic flow restrictor (MLLD) |  |  | Annual line testing | Annual line testing |  | UST Currently In Use: 4; UST Temp Close: 0; AST Currently In Use: 0; AST Temp Closed: 0 | 4 | 0 | 0 | 24027-009-012554 | RAINBOW CROSSING LLC
20785 | Currently in Use |  | 1985-01-01 |  | Petroleum | Premium gasoline | Premium gasoline | Retail | Single Wall, Steel | Steel | Coated & cathodic protection (sti-P3) |  | Double Wall, Fiberglass reinforced plastic |  | 2006-12-19 |  | Catchment Basin, Single walled catchment basin | Automatic shutoff device At 95% full | Automatic shutoff device At 95% full |  |  | Continuous Automatic Tank Gauge |  | Automatic flow restrictor (MLLD) | Automatic flow restrictor (MLLD) |  |  | Annual line testing | Annual line testing |  | UST Currently In Use: 4; UST Temp Close: 0; AST Currently In Use: 0; AST Temp Closed: 0 | 4 | 0 | 0 | 24027-009-012554 | RAINBOW CROSSING LLC
20786 | Currently in Use |  | 1985-01-01 |  | Petroleum | On road diesel | On road diesel | Retail | Single Wall, Steel | Steel | Coated & cathodic protection (sti-P3) |  | Double Wall, Fiberglass reinforced plastic |  |  |  | Catchment Basin, Single walled catchment basin | Automatic shutoff device At 95% full | Automatic shutoff device At 95% full |  |  | Continuous Automatic Tank Gauge |  | Automatic flow restrictor (MLLD) | Automatic flow restrictor (MLLD) |  |  | Annual line testing | Annual line testing |  | UST Currently In Use: 4; UST Temp Close: 0; AST Currently In Use: 0; AST Temp Closed: 0 | 4 | 0 | 0 | 24027-009-012554 | RAINBOW CROSSING LLC
20787 | Currently in Use |  | 1985-01-01 |  | Petroleum | Other, OFF RD DSL | Other | Retail | Single Wall, Steel | Steel | Coated & cathodic protection (sti-P3) |  | Double Wall, Fiberglass reinforced plastic |  |  |  | Catchment Basin, Single walled catchment basin | Automatic shutoff device At 95% full | Automatic shutoff device At 95% full |  |  | Continuous Automatic Tank Gauge |  | Automatic flow restrictor (MLLD) | Automatic flow restrictor (MLLD) |  |  | Annual line testing | Annual line testing |  | UST Currently In Use: 4; UST Temp Close: 0; AST Currently In Use: 0; AST Temp Closed: 0 | 4 | 0 | 0 | 24027-009-012554 | RAINBOW CROSSING LLC
20788 | Permanently Closed | 1979-06-01 | 1959-01-01 | 1988-11-03 | Petroleum | Unleaded gasoline | Unleaded gasoline |  | Steel | Steel |  |  |  |  | 1901-01-01 | [15 empty] | UST Currently In Use: 0; UST Temp Close: 0; AST Currently In Use: 0; AST Temp Closed: 0 | 0 | 0 | 2 | 13260-055-003414 | MARCUM OIL CO INC
20789 | Permanently Closed | 1979-06-01 | 1959-01-01 | 1988-11-03 | Petroleum | Unleaded gasoline | Unleaded gasoline |  | Steel | Steel |  |  |  |  | 1901-01-01 | [15 empty] | UST Currently In Use: 0; UST Temp Close: 0; AST Currently In Use: 0; AST Temp Closed: 0 | 0 | 0 | 2 | 13260-055-003414 | MARCUM OIL CO INC
20790 | Permanently Closed | 1986-04-29 | 1974-01-01 | 1986-04-29 | Petroleum | Unleaded gasoline | Unleaded gasoline |  | Steel | Steel |  | Painted or None | Steel |  | 1901-01-01 | [15 empty] | UST Currently In Use: 0; UST Temp Close: 0; AST Currently In Use: 0; AST Temp Closed: 0 | 0 | 0 | 2 | 13260-055-003420 | MARCUM OIL CO INC
20791 | Permanently Closed | 1986-04-29 | 1974-01-01 | 1986-04-29 | Petroleum | Unleaded gasoline | Unleaded gasoline |  | Steel | Steel |  | Painted or None | Steel |  | 1901-01-01 | [15 empty] | UST Currently In Use: 0; UST Temp Close: 0; AST Currently In Use: 0; AST Temp Closed: 0 | 0 | 0 | 2 | 13260-055-003420 | MARCUM OIL CO INC
20792 | Currently in Use |  | 1978-01-01 |  | Petroleum | Unleaded gasoline | Unleaded gasoline | Retail | Steel | Steel | Field installed cathodic protection, Interior lined (not allowed as a standalone method of corrosion protection) |  | Fiberglass reinforced plastic |  |  |  | Catchment Basin, Single walled catchment basin | Automatic shutoff device At 95% full | Automatic shutoff device At 95% full |  |  | Statistical Inventory Reconciliation (SIR) | [7 empty] | Suction Piping | UST Currently In Use: 3; UST Temp Close: 0; AST Currently In Use: 0; AST Temp Closed: 0 | 3 | 0 | 0 | 24322-055-003422 | A & B HOLDINGS, LLC
20793 | Currently in Use |  | 1978-01-01 |  | Petroleum | Mid-grade gasoline | Mid-grade gasoline | Retail | Steel | Steel | Field installed cathodic protection, Interior lined (not allowed as a standalone method of corrosion protection) |  | Fiberglass reinforced plastic |  |  |  | Catchment Basin, Single walled catchment basin | Automatic shutoff device At 95% full | Automatic shutoff device At 95% full |  |  | Statistical Inventory Reconciliation (SIR) | [7 empty] | Suction Piping | UST Currently In Use: 3; UST Temp Close: 0; AST Currently In Use: 0; AST Temp Closed: 0 | 3 | 0 | 0 | 24322-055-003422 | A & B HOLDINGS, LLC
20794 | Currently in Use |  | 1978-01-01 |  | Petroleum | On road diesel | On road diesel | Retail | Steel | Steel | Field installed cathodic protection, Interior lined (not allowed as a standalone method of corrosion protection) |  | Fiberglass reinforced plastic |  |  |  | Catchment Basin, Single walled catchment basin | Automatic shutoff device At 95% full, Flow Rest 90% Full | Flow Rest 90% Full |  |  | Statistical Inventory Reconciliation (SIR) | [7 empty] | Suction Piping | UST Currently In Use: 3; UST Temp Close: 0; AST Currently In Use: 0; AST Temp Closed: 0 | 3 | 0 | 0 | 24322-055-003422 | A & B HOLDINGS, LLC
20795 | Permanently Closed | 1901-01-01 | 1966-01-01 | 1987-08-04 | Petroleum | Unleaded gasoline | Unleaded gasoline |  | Steel | Steel |  |  | Steel |  | 1901-01-01 | [15 empty] | UST Currently In Use: 0; UST Temp Close: 3; AST Currently In Use: 0; AST Temp Closed: 0 | 0 | 3 | 4 | 21766-073-003397 | BRADBERRY ENTERPRISES
20796 | Permanently Closed | 1901-01-01 | 1966-01-01 | 1987-08-04 | Petroleum | Unleaded gasoline | Unleaded gasoline |  | Steel | Steel |  |  | Steel |  | 1901-01-01 | [15 empty] | UST Currently In Use: 0; UST Temp Close: 3; AST Currently In Use: 0; AST Temp Closed: 0 | 0 | 3 | 4 | 21766-073-003397 | BRADBERRY ENTERPRISES
20797 | Permanently Closed | 1901-01-01 | 1966-01-01 | 1987-08-04 | Petroleum | Unleaded gasoline | Unleaded gasoline |  | Steel | Steel |  |  | Steel |  | 1901-01-01 | [15 empty] | UST Currently In Use: 0; UST Temp Close: 3; AST Currently In Use: 0; AST Temp Closed: 0 | 0 | 3 | 4 | 21766-073-003397 | BRADBERRY ENTERPRISES
20798 | Permanently Closed | 1980-01-01 | 1966-01-01 | 1987-08-04 | Petroleum | Unleaded gasoline | Unleaded gasoline |  | Steel | Steel |  |  | Steel |  | 1901-01-01 | [15 empty] | UST Currently In Use: 0; UST Temp Close: 3; AST Currently In Use: 0; AST Temp Closed: 0 | 0 | 3 | 4 | 21766-073-003397 | BRADBERRY ENTERPRISES
20799 | Temporary Closed | 2004-12-31 | 1983-01-01 |  | Petroleum | Unleaded gasoline | Unleaded gasoline | Retail | Fiberglass reinforced plastic | Fiberglass reinforced plastic |  |  | Fiberglass reinforced plastic |  | 1901-01-01 |  | Catchment Basin, Single walled catchment basin | Automatic shutoff device At 95% full, Flow Rest 90% Full | Flow Rest 90% Full |  |  | Statistical Inventory Reconciliation (SIR) |  | Automatic flow restrictor (MLLD) | Automatic flow restrictor (MLLD) |  |  | Statistical inventory reconciliation (SIR) | Statistical inventory reconciliation (SIR) |  | UST Currently In Use: 0; UST Temp Close: 3; AST Currently In Use: 0; AST Temp Closed: 0 | 0 | 3 | 4 | 21766-073-003397 | BRADBERRY ENTERPRISES
20800 | Temporary Closed | 2004-12-31 | 1983-01-01 |  | Petroleum | Premium gasoline | Premium gasoline | Retail | Fiberglass reinforced plastic | Fiberglass reinforced plastic |  |  | Fiberglass reinforced plastic |  | 1901-01-01 |  | Catchment Basin, Single walled catchment basin | Automatic shutoff device At 95% full, Flow Rest 90% Full | Flow Rest 90% Full |  |  | Statistical Inventory Reconciliation (SIR) |  | Automatic flow restrictor (MLLD) | Automatic flow restrictor (MLLD) |  |  | Statistical inventory reconciliation (SIR) | Statistical inventory reconciliation (SIR) |  | UST Currently In Use: 0; UST Temp Close: 3; AST Currently In Use: 0; AST Temp Closed: 0 | 0 | 3 | 4 | 21766-073-003397 | BRADBERRY ENTERPRISES
20801 | Temporary Closed | 2004-12-31 | 1983-01-01 |  | Petroleum | On road diesel | On road diesel | Retail | Fiberglass reinforced plastic | Fiberglass reinforced plastic |  |  | Fiberglass reinforced plastic |  | 1901-01-01 |  | Catchment Basin, Single walled catchment basin | Automatic shutoff device At 95% full, Flow Rest 90% Full | Flow Rest 90% Full |  |  | Statistical Inventory Reconciliation (SIR) |  | Automatic flow restrictor (MLLD) | Automatic flow restrictor (MLLD) |  |  | Statistical inventory reconciliation (SIR) | Statistical inventory reconciliation (SIR) |  | UST Currently In Use: 0; UST Temp Close: 3; AST Currently In Use: 0; AST Temp Closed: 0 | 0 | 3 | 4 | 21766-073-003397 | BRADBERRY ENTERPRISES
20802 | Permanently Closed | 1988-11-16 | 1964-01-01 | 1988-11-16 | Petroleum | Unleaded gasoline | Unleaded gasoline |  | Steel | Steel |  |  | Steel |  | 1901-01-01 | [15 empty] | UST Currently In Use: 0; UST Temp Close: 0; AST Currently In Use: 0; AST Temp Closed: 0 | 0 | 0 | 1 | 13260-073-003400 | MARCUM OIL CO INC
20803 | Permanently Closed | 1984-06-01 | 1969-01-01 | 1987-01-01 | Petroleum | On road diesel | On road diesel |  | Steel | Steel |  |  |  |  | 1901-01-01 | [15 empty] | UST Currently In Use: 0; UST Temp Close: 0; AST Currently In Use: 0; AST Temp Closed: 0 | 0 | 0 | 1 | 13260-073-003403 | MARCUM OIL CO INC
20804 | Permanently Closed | 1990-12-20 | 1959-01-01 | 1990-12-20 | Petroleum | Unleaded gasoline | Unleaded gasoline |  | Steel | Steel |  |  | Steel |  | 1901-01-01 | [15 empty] | UST Currently In Use: 0; UST Temp Close: 0; AST Currently In Use: 0; AST Temp Closed: 0 | 0 | 0 | 2 | 13260-073-003408 | MARCUM OIL CO INC
20805 | Permanently Closed | 1990-12-20 | 1959-01-01 | 1990-12-20 | Petroleum | Unleaded gasoline | Unleaded gasoline |  | Steel | Steel |  |  | Steel |  | 1901-01-01 | [15 empty] | UST Currently In Use: 0; UST Temp Close: 0; AST Currently In Use: 0; AST Temp Closed: 0 | 0 | 0 | 2 | 13260-073-003408 | MARCUM OIL CO INC
20806 | Permanently Closed | 1993-04-27 | 1971-01-01 | 1993-04-27 | Petroleum | Unleaded gasoline | Unleaded gasoline |  | Steel | Steel |  |  | Steel |  | 1901-01-01 | [15 empty] | UST Currently In Use: 2; UST Temp Close: 0; AST Currently In Use: 0; AST Temp Closed: 0 | 2 | 0 | 4 | 25265-073-003410 | LGWS/CROSS AMERICA PARTNERS
20807 | Permanently Closed | 1993-04-27 | 1971-01-01 | 1993-04-27 | Petroleum | Unleaded gasoline | Unleaded gasoline |  | Steel | Steel |  |  | Steel |  | 1901-01-01 | [15 empty] | UST Currently In Use: 2; UST Temp Close: 0; AST Currently In Use: 0; AST Temp Closed: 0 | 2 | 0 | 4 | 25265-073-003410 | LGWS/CROSS AMERICA PARTNERS
20808 | Permanently Closed | 1993-04-27 | 1971-01-01 | 1993-04-27 | Petroleum | On road diesel | On road diesel |  | Steel | Steel |  |  | Steel |  | 1901-01-01 | [15 empty] | UST Currently In Use: 2; UST Temp Close: 0; AST Currently In Use: 0; AST Temp Closed: 0 | 2 | 0 | 4 | 25265-073-003410 | LGWS/CROSS AMERICA PARTNERS
20809 | Permanently Closed | 1986-04-01 | 1971-01-01 | 1988-11-16 | Petroleum | Used oil | Used oil |  | Steel | Steel |  |  | Steel |  | 1901-01-01 | [15 empty] | UST Currently In Use: 2; UST Temp Close: 0; AST Currently In Use: 0; AST Temp Closed: 0 | 2 | 0 | 4 | 25265-073-003410 | LGWS/CROSS AMERICA PARTNERS
20810 | Permanently Closed | 2007-07-27 | 1980-01-01 | 2007-07-27 | Petroleum | Unleaded gasoline | Unleaded gasoline | Retail | Steel | Steel | Field installed cathodic protection | Painted or None | Fiberglass reinforced plastic |  | 1901-01-01 |  | Catchment Basin, Single walled catchment basin | Flow Rest 90% Full | Flow Rest 90% Full |  |  | Automatic Tank Gauge |  |  |  | Interstitial Monitoring within Secondary Containment |  | Continuous alarm system | Continuous alarm system |  | UST Currently In Use: 0; UST Temp Close: 0; AST Currently In Use: 0; AST Temp Closed: 0 | 0 | 0 | 4 | 13260-127-003396 | MARCUM OIL CO INC
20811 | Permanently Closed | 2007-07-27 | 1980-01-01 | 2007-07-27 | Petroleum | Unleaded gasoline | Unleaded gasoline | Retail | Steel | Steel | Field installed cathodic protection | Painted or None | Fiberglass reinforced plastic |  | 1901-01-01 |  | Catchment Basin, Single walled catchment basin | Flow Rest 90% Full | Flow Rest 90% Full |  |  | Automatic Tank Gauge |  |  |  | Interstitial Monitoring within Secondary Containment |  | Continuous alarm system | Continuous alarm system |  | UST Currently In Use: 0; UST Temp Close: 0; AST Currently In Use: 0; AST Temp Closed: 0 | 0 | 0 | 4 | 13260-127-003396 | MARCUM OIL CO INC
20812 | Permanently Closed | 2007-07-27 | 1980-01-01 | 2007-07-27 | Petroleum | Unleaded gasoline | Unleaded gasoline | Retail | Steel | Steel | Field installed cathodic protection | Painted or None | Fiberglass reinforced plastic |  | 1901-01-01 |  | Catchment Basin, Single walled catchment basin | Flow Rest 90% Full | Flow Rest 90% Full |  |  | Automatic Tank Gauge |  |  |  | Interstitial Monitoring within Secondary Containment |  | Continuous alarm system | Continuous alarm system |  | UST Currently In Use: 0; UST Temp Close: 0; AST Currently In Use: 0; AST Temp Closed: 0 | 0 | 0 | 4 | 13260-127-003396 | MARCUM OIL CO INC
20813 | Permanently Closed | 2007-07-27 | 1980-01-01 | 2007-07-27 | Petroleum | On road diesel | On road diesel | Retail | Steel | Steel | Field installed cathodic protection | Painted or None | Fiberglass reinforced plastic |  | 1901-01-01 |  | Catchment Basin, Single walled catchment basin | Flow Rest 90% Full | Flow Rest 90% Full |  |  | Automatic Tank Gauge |  |  |  | Interstitial Monitoring within Secondary Containment |  | Continuous alarm system | Continuous alarm system |  | UST Currently In Use: 0; UST Temp Close: 0; AST Currently In Use: 0; AST Temp Closed: 0 | 0 | 0 | 4 | 13260-127-003396 | MARCUM OIL CO INC
20814 | Permanently Closed | 1982-07-01 | 1964-01-01 | 1988-11-01 | Petroleum | Unleaded gasoline | Unleaded gasoline |  | Steel | Steel |  |  |  |  | 1901-01-01 | [15 empty] | UST Currently In Use: 0; UST Temp Close: 0; AST Currently In Use: 0; AST Temp Closed: 0 | 0 | 0 | 2 | 13260-127-003405 | MARCUM OIL CO INC
20815 | Permanently Closed | 1982-07-01 | 1964-01-01 | 1988-11-01 | Petroleum | Unleaded gasoline | Unleaded gasoline |  | Steel | Steel |  |  |  |  | 1901-01-01 | [15 empty] | UST Currently In Use: 0; UST Temp Close: 0; AST Currently In Use: 0; AST Temp Closed: 0 | 0 | 0 | 2 | 13260-127-003405 | MARCUM OIL CO INC
20816 | Permanently Closed | 1983-09-01 | 1972-01-01 | 1988-04-15 | Petroleum | Unleaded gasoline | Unleaded gasoline |  | Steel | Steel |  |  |  |  | 1901-01-01 | [15 empty] | UST Currently In Use: 0; UST Temp Close: 0; AST Currently In Use: 0; AST Temp Closed: 0 | 0 | 0 | 2 | 13260-127-003407 | MARCUM OIL CO INC
20817 | Permanently Closed | 1983-09-01 | 1972-01-01 | 1988-04-15 | Petroleum | Unleaded gasoline | Unleaded gasoline |  | Steel | Steel |  |  |  |  | 1901-01-01 | [15 empty] | UST Currently In Use: 0; UST Temp Close: 0; AST Currently In Use: 0; AST Temp Closed: 0 | 0 | 0 | 2 | 13260-127-003407 | MARCUM OIL CO INC
20818 | Permanently Closed | 1990-12-22 | 1974-01-01 | 1990-12-22 | Petroleum | Unleaded gasoline | Unleaded gasoline |  | Steel | Steel |  | Painted or None | Steel |  | 1901-01-01 | [15 empty] | UST Currently In Use: 0; UST Temp Close: 0; AST Currently In Use: 0; AST Temp Closed: 0 | 0 | 0 | 4 | 13260-127-003423 | MARCUM OIL CO INC
20819 | Permanently Closed | 1990-12-22 | 1974-01-01 | 1990-12-22 | Petroleum | Unleaded gasoline | Unleaded gasoline |  | Steel | Steel |  | Painted or None | Steel |  | 1901-01-01 | [15 empty] | UST Currently In Use: 0; UST Temp Close: 0; AST Currently In Use: 0; AST Temp Closed: 0 | 0 | 0 | 4 | 13260-127-003423 | MARCUM OIL CO INC
20820 | Permanently Closed | 1990-12-22 | 1974-01-01 | 1990-12-22 | Petroleum | Unleaded gasoline | Unleaded gasoline |  | Steel | Steel |  | Painted or None | Steel |  | 1901-01-01 | [15 empty] | UST Currently In Use: 0; UST Temp Close: 0; AST Currently In Use: 0; AST Temp Closed: 0 | 0 | 0 | 4 | 13260-127-003423 | MARCUM OIL CO INC
20821 | Permanently Closed | 1990-12-22 | 1974-01-01 | 1990-12-22 | Petroleum | Unleaded gasoline | Unleaded gasoline |  | Steel | Steel |  | Painted or None | Steel |  | 1901-01-01 | [15 empty] | UST Currently In Use: 0; UST Temp Close: 0; AST Currently In Use: 0; AST Temp Closed: 0 | 0 | 0 | 4 | 13260-127-003423 | MARCUM OIL CO INC
20822 | Cannot Locate or abandoned | 1991-01-01 | 1976-01-01 |  | Petroleum | Unleaded gasoline | Unleaded gasoline |  | Steel | Steel |  |  | Steel |  | 1901-01-01 | [15 empty] | UST Currently In Use: 0; UST Temp Close: 0; AST Currently In Use: 0; AST Temp Closed: 0 | 0 | 0 | 0 | 13262-049-012966 | MARCUS HUSKEY & SHELIA WELLS
20823 | Cannot Locate or abandoned | 1991-01-01 | 1976-01-01 |  | Petroleum | Unleaded gasoline | Unleaded gasoline |  | Steel | Steel |  |  | Steel |  | 1901-01-01 | [15 empty] | UST Currently In Use: 0; UST Temp Close: 0; AST Currently In Use: 0; AST Temp Closed: 0 | 0 | 0 | 0 | 13262-049-012966 | MARCUS HUSKEY & SHELIA WELLS
20824 | Retired | 1984-01-01 | 1976-01-01 |  | Petroleum | Other, X | Other |  | Steel | Steel |  |  | Steel |  | 1901-01-01 | [15 empty] | UST Currently In Use: 0; UST Temp Close: 0; AST Currently In Use: 0; AST Temp Closed: 0 | 0 | 0 | 0 | 13262-049-012966 | MARCUS HUSKEY & SHELIA WELLS
20825 | Retired | 1969-11-01 | 1976-01-01 |  | Petroleum | Other, X | Other |  | Steel | Steel |  |  | Steel |  | 1901-01-01 | [15 empty] | UST Currently In Use: 0; UST Temp Close: 0; AST Currently In Use: 0; AST Temp Closed: 0 | 0 | 0 | 0 | 13262-049-012966 | MARCUS HUSKEY & SHELIA WELLS
20826 | Permanently Closed | 1901-01-01 | 1959-01-01 | 1988-10-25 | Petroleum | Unleaded gasoline | Unleaded gasoline | Local government | Steel | Steel |  |  | Steel |  | 1901-01-01 | [15 empty] | UST Currently In Use: 0; UST Temp Close: 0; AST Currently In Use: 0; AST Temp Closed: 0 | 0 | 0 | 3 | 13263-091-002324 | MARENGO COUNTY COMMISSION
20827 | Permanently Closed | 1901-01-01 | 1959-01-01 | 1988-10-25 | Petroleum | On road diesel | On road diesel | Local government | Steel | Steel |  |  | Steel |  | 1901-01-01 | [15 empty] | UST Currently In Use: 0; UST Temp Close: 0; AST Currently In Use: 0; AST Temp Closed: 0 | 0 | 0 | 3 | 13263-091-002324 | MARENGO COUNTY COMMISSION
20828 | Permanently Closed | 1901-01-01 | 1959-01-01 | 1988-10-25 | Petroleum | Unleaded gasoline | Unleaded gasoline | Local government | Steel | Steel |  |  | Steel |  | 1901-01-01 | [15 empty] | UST Currently In Use: 0; UST Temp Close: 0; AST Currently In Use: 0; AST Temp Closed: 0 | 0 | 0 | 3 | 13263-091-002324 | MARENGO COUNTY COMMISSION
20829 | Permanently Closed | 1901-01-01 | 1976-01-01 | 1988-10-25 | Petroleum | On road diesel | On road diesel | Local government | Steel | Steel |  |  | Steel |  | 1901-01-01 | [15 empty] | UST Currently In Use: 0; UST Temp Close: 0; AST Currently In Use: 2; AST Temp Closed: 0 | 0 | 0 | 5 | 13263-091-002325 | MARENGO COUNTY COMMISSION
20830 | Permanently Closed | 1901-01-01 | 1976-01-01 | 1988-10-25 | Petroleum | Unleaded gasoline | Unleaded gasoline | Local government | Steel | Steel |  |  | Steel |  | 1901-01-01 | [15 empty] | UST Currently In Use: 0; UST Temp Close: 0; AST Currently In Use: 2; AST Temp Closed: 0 | 0 | 0 | 5 | 13263-091-002325 | MARENGO COUNTY COMMISSION
20831 | Permanently Closed | 1901-01-01 | 1959-01-01 | 1988-10-25 | Petroleum | Unleaded gasoline | Unleaded gasoline | Local government | Steel | Steel |  |  | Steel |  | 1901-01-01 | [15 empty] | UST Currently In Use: 0; UST Temp Close: 0; AST Currently In Use: 2; AST Temp Closed: 0 | 0 | 0 | 5 | 13263-091-002325 | MARENGO COUNTY COMMISSION
20832 | Permanently Closed | 1901-01-01 | 1959-01-01 | 1988-10-25 | Petroleum | Other, X | Other | Local government | Steel | Steel |  |  | Steel |  | 1901-01-01 | [15 empty] | UST Currently In Use: 0; UST Temp Close: 0; AST Currently In Use: 2; AST Temp Closed: 0 | 0 | 0 | 5 | 13263-091-002325 | MARENGO COUNTY COMMISSION
20833 | Permanently Closed | 1901-01-01 | 1964-01-01 | 1988-10-25 | Petroleum | On road diesel | On road diesel | Local government | Steel | Steel |  |  | Steel |  | 1901-01-01 | [15 empty] | UST Currently In Use: 0; UST Temp Close: 0; AST Currently In Use: 0; AST Temp Closed: 0 | 0 | 0 | 3 | 13263-091-002817 | MARENGO COUNTY COMMISSION
20834 | Permanently Closed | 1901-01-01 | 1964-01-01 | 1988-10-25 | Petroleum | Unleaded gasoline | Unleaded gasoline | Local government | Steel | Steel |  |  | Steel |  | 1901-01-01 | [15 empty] | UST Currently In Use: 0; UST Temp Close: 0; AST Currently In Use: 0; AST Temp Closed: 0 | 0 | 0 | 3 | 13263-091-002817 | MARENGO COUNTY COMMISSION
20835 | Permanently Closed | 1901-01-01 | 1974-01-01 | 1988-10-25 | Petroleum | On road diesel | On road diesel | Local government | Steel | Steel |  |  | Steel |  | 1901-01-01 | [15 empty] | UST Currently In Use: 0; UST Temp Close: 0; AST Currently In Use: 0; AST Temp Closed: 0 | 0 | 0 | 3 | 13263-091-002817 | MARENGO COUNTY COMMISSION
20836 | Permanently Closed | 1901-01-01 | 1979-01-01 | 1988-10-25 | Petroleum | Unleaded gasoline | Unleaded gasoline | Local government | Steel | Steel |  |  | Steel |  | 1901-01-01 | [15 empty] | UST Currently In Use: 0; UST Temp Close: 0; AST Currently In Use: 0; AST Temp Closed: 0 | 0 | 0 | 2 | 13263-091-002818 | MARENGO COUNTY COMMISSION
20837 | Permanently Closed | 1901-01-01 | 1979-01-01 | 1988-10-25 | Petroleum | On road diesel | On road diesel | Local government | Steel | Steel |  |  | Steel |  | 1901-01-01 | [15 empty] | UST Currently In Use: 0; UST Temp Close: 0; AST Currently In Use: 0; AST Temp Closed: 0 | 0 | 0 | 2 | 13263-091-002818 | MARENGO COUNTY COMMISSION
20838 | Permanently Closed | 1991-05-01 | 1983-01-01 | 1991-05-01 | Petroleum | Unleaded gasoline | Unleaded gasoline | Local government | Fiberglass reinforced plastic | Fiberglass reinforced plastic |  |  | Fiberglass reinforced plastic |  | 1901-01-01 | [15 empty] | UST Currently In Use: 0; UST Temp Close: 0; AST Currently In Use: 1; AST Temp Closed: 0 | 0 | 0 | 1 | 13264-091-012524 | MARENGO COUNTY BOARD OF EDUCATION
20839 | Temporary Closed | 2002-12-03 | 1986-09-04 |  | Petroleum | Mid-grade gasoline | Mid-grade gasoline | Local government | Fiberglass reinforced plastic | Fiberglass reinforced plastic |  |  | Fiberglass reinforced plastic |  | 1901-01-01 | None | Catchment Basin, Single walled catchment basin | Flow Rest 90% Full | Flow Rest 90% Full | [8 empty] | Annual line testing | Annual line testing |  | UST Currently In Use: 0; UST Temp Close: 1; AST Currently In Use: 0; AST Temp Closed: 0 | 0 | 1 | 0 | 13264-091-012525 | MARENGO COUNTY BOARD OF EDUCATION
20840 | Temporary Closed | 2002-12-03 | 1986-09-04 |  | Petroleum | Mid-grade gasoline | Mid-grade gasoline | Local government | Fiberglass reinforced plastic | Fiberglass reinforced plastic |  |  | Fiberglass reinforced plastic |  | 1901-01-01 | None | Catchment Basin, Single walled catchment basin | Flow Rest 90% Full | Flow Rest 90% Full | [8 empty] | Annual line testing | Annual line testing |  | UST Currently In Use: 0; UST Temp Close: 1; AST Currently In Use: 0; AST Temp Closed: 0 | 0 | 1 | 0 | 13264-091-012526 | MARENGO COUNTY BOARD OF EDUCATION
20841 | Permanently Closed | 2002-12-03 | 1986-09-04 | 2005-09-30 | Petroleum | Mid-grade gasoline | Mid-grade gasoline | Local government | Fiberglass reinforced plastic | Fiberglass reinforced plastic |  |  | Fiberglass reinforced plastic |  | 1901-01-01 | None | Catchment Basin, Single walled catchment basin | Flow Rest 90% Full | Flow Rest 90% Full | [8 empty] | Annual line testing | Annual line testing |  | UST Currently In Use: 0; UST Temp Close: 0; AST Currently In Use: 0; AST Temp Closed: 0 | 0 | 0 | 1 | 13264-091-012527 | MARENGO COUNTY BOARD OF EDUCATION
20842 | Temporary Closed | 2002-12-03 | 1986-01-01 |  | Petroleum | Mid-grade gasoline | Mid-grade gasoline | Local government | Fiberglass reinforced plastic | Fiberglass reinforced plastic |  |  | Fiberglass reinforced plastic |  | 1901-01-01 | None | Catchment Basin, Single walled catchment basin | Flow Rest 90% Full | Flow Rest 90% Full | [8 empty] | Annual line testing | Annual line testing |  | UST Currently In Use: 0; UST Temp Close: 1; AST Currently In Use: 0; AST Temp Closed: 0 | 0 | 1 | 0 | 13264-091-012528 | MARENGO COUNTY BOARD OF EDUCATION
20843 | Permanently Closed | 1999-04-29 | 1980-01-01 | 1998-12-01 | Petroleum | Unleaded gasoline | Unleaded gasoline |  | Steel | Steel | Interior lined (not allowed as a standalone method of corrosion protection) | Painted or None | Steel |  | 1901-01-01 | [6 empty] | Statistical Inventory Reconciliation (SIR) | [8 empty] | UST Currently In Use: 0; UST Temp Close: 0; AST Currently In Use: 5; AST Temp Closed: 0 | 0 | 0 | 5 | 13265-023-001097 | MAIN STREET PROPERTIES
20844 | Permanently Closed | 1999-04-29 | 1980-01-01 | 1998-12-01 | Petroleum | Unleaded gasoline | Unleaded gasoline |  | Steel | Steel | Interior lined (not allowed as a standalone method of corrosion protection) | Painted or None | Steel |  | 1901-01-01 | [6 empty] | Statistical Inventory Reconciliation (SIR) | [8 empty] | UST Currently In Use: 0; UST Temp Close: 0; AST Currently In Use: 5; AST Temp Closed: 0 | 0 | 0 | 5 | 13265-023-001097 | MAIN STREET PROPERTIES
20845 | Permanently Closed | 1999-04-29 | 1980-01-01 | 1998-12-01 | Petroleum | On road diesel | On road diesel |  | Steel | Steel | Interior lined (not allowed as a standalone method of corrosion protection) | Painted or None | Steel |  | 1901-01-01 | [6 empty] | Statistical Inventory Reconciliation (SIR) | [8 empty] | UST Currently In Use: 0; UST Temp Close: 0; AST Currently In Use: 5; AST Temp Closed: 0 | 0 | 0 | 5 | 13265-023-001097 | MAIN STREET PROPERTIES
20846 | Permanently Closed | 1982-06-01 | 1943-01-01 01:00 |  | Petroleum | Other, X | Other |  | Steel | Steel |  |  |  |  | 1901-01-01 | [15 empty] | UST Currently In Use: 0; UST Temp Close: 0; AST Currently In Use: 5; AST Temp Closed: 0 | 0 | 0 | 5 | 13265-023-001097 | MAIN STREET PROPERTIES
20847 | Permanently Closed | 1982-06-01 | 1943-01-01 01:00 |  | Petroleum | Other, X | Other |  | Steel | Steel |  |  |  |  | 1901-01-01 | [15 empty] | UST Currently In Use: 0; UST Temp Close: 0; AST Currently In Use: 5; AST Temp Closed: 0 | 0 | 0 | 5 | 13265-023-001097 | MAIN STREET PROPERTIES
20848 | Permanently Closed | 1996-01-01 | 1901-01-01 | 1996-10-21 | Petroleum | Unleaded gasoline | Unleaded gasoline | Retail | Steel | Steel |  |  |  |  | 1901-01-01 | [12 empty] | Annual line testing | Annual line testing |  | UST Currently In Use: 0; UST Temp Close: 0; AST Currently In Use: 0; AST Temp Closed: 0 | 0 | 0 | 2 | 13266-073-011921 | ESTATE OF MARGARETE P ZITO
20849 | Permanently Closed | 1996-01-01 | 1901-01-01 | 1996-10-21 | Petroleum | Unleaded gasoline | Unleaded gasoline | Retail | Steel | Steel |  |  |  |  | 1901-01-01 | [12 empty] | Annual line testing | Annual line testing |  | UST Currently In Use: 0; UST Temp Close: 0; AST Currently In Use: 0; AST Temp Closed: 0 | 0 | 0 | 2 | 13266-073-011921 | ESTATE OF MARGARETE P ZITO
20850 | Permanently Closed | 1992-03-25 | 1972-01-01 | 1992-03-25 | Petroleum | On road diesel | On road diesel |  | Steel | Steel |  | Painted or None | Steel |  | 1901-01-01 | [15 empty] | UST Currently In Use: 0; UST Temp Close: 0; AST Currently In Use: 0; AST Temp Closed: 0 | 0 | 0 | 6 | 19736-077-002832 | O B MILEY II JR
20851 | Permanently Closed | 1992-03-25 | 1972-01-01 | 1992-03-25 | Petroleum | On road diesel | On road diesel |  | Steel | Steel |  | Painted or None | Steel |  | 1901-01-01 | [15 empty] | UST Currently In Use: 0; UST Temp Close: 0; AST Currently In Use: 0; AST Temp Closed: 0 | 0 | 0 | 6 | 19736-077-002832 | O B MILEY II JR
20852 | Permanently Closed | 1992-03-26 | 1970-01-01 | 1992-03-26 | Petroleum | Unleaded gasoline | Unleaded gasoline |  | Steel | Steel |  | Painted or None | Steel |  | 1901-01-01 | [15 empty] | UST Currently In Use: 0; UST Temp Close: 0; AST Currently In Use: 0; AST Temp Closed: 0 | 0 | 0 | 6 | 19736-077-002832 | O B MILEY II JR
20853 | Permanently Closed | 1992-04-28 | 1972-01-01 | 1992-04-28 | Petroleum | Unleaded gasoline | Unleaded gasoline |  | Steel | Steel |  | Painted or None | Steel |  | 1901-01-01 | [15 empty] | UST Currently In Use: 0; UST Temp Close: 0; AST Currently In Use: 0; AST Temp Closed: 0 | 0 | 0 | 6 | 19736-077-002832 | O B MILEY II JR
20854 | Permanently Closed | 1986-08-01 | 1978-01-01 | 1987-05-01 | Petroleum | Unleaded gasoline | Unleaded gasoline | State/federal government | Steel | Steel |  | Painted or None | Other, NO PIPE |  | 1901-01-01 | [15 empty] | UST Currently In Use: 0; UST Temp Close: 0; AST Currently In Use: 0; AST Temp Closed: 0 | 0 | 0 | 3 | 13268-097-001783 | MARINE RESOURCES DIV AL DEPT CONSERV
20855 | Permanently Closed | 1986-08-01 | 1978-01-01 | 1987-05-01 | Petroleum | Unleaded gasoline | Unleaded gasoline | State/federal government | Steel | Steel |  | Painted or None | Other, NO PIPE |  | 1901-01-01 | [15 empty] | UST Currently In Use: 0; UST Temp Close: 0; AST Currently In Use: 0; AST Temp Closed: 0 | 0 | 0 | 3 | 13268-097-001783 | MARINE RESOURCES DIV AL DEPT CONSERV
20856 | Permanently Closed | 1986-08-01 | 1978-01-01 | 1987-05-01 | Petroleum | Unleaded gasoline | Unleaded gasoline | State/federal government | Steel | Steel |  | Painted or None | Other, NO PIPE |  | 1901-01-01 | [15 empty] | UST Currently In Use: 0; UST Temp Close: 0; AST Currently In Use: 0; AST Temp Closed: 0 | 0 | 0 | 3 | 13268-097-001783 | MARINE RESOURCES DIV AL DEPT CONSERV
20857 | Permanently Closed | 1988-12-18 | 1979-01-01 |  | Petroleum | On road diesel | On road diesel |  | Steel | Steel |  | Painted or None | Steel |  | 1901-01-01 | [15 empty] | UST Currently In Use: 0; UST Temp Close: 0; AST Currently In Use: 0; AST Temp Closed: 0 | 0 | 0 | 2 | 13269-073-000407 | MARKET SERVICE OF ALA INC
20858 | Permanently Closed | 1988-12-18 | 1979-01-01 |  | Petroleum | Unleaded gasoline | Unleaded gasoline |  | Steel | Steel |  | Painted or None | Steel |  | 1901-01-01 | [15 empty] | UST Currently In Use: 0; UST Temp Close: 0; AST Currently In Use: 0; AST Temp Closed: 0 | 0 | 0 | 2 | 13269-073-000407 | MARKET SERVICE OF ALA INC
20859 | Permanently Closed | 1991-08-28 | 1974-01-01 | 1991-08-28 | Petroleum | Unleaded gasoline | Unleaded gasoline |  | Steel | Steel |  | Painted or None | Steel |  | 1901-01-01 | [15 empty] | UST Currently In Use: 0; UST Temp Close: 0; AST Currently In Use: 0; AST Temp Closed: 0 | 0 | 0 | 2 | 13270-013-008783 | MARLON J BASS
20860 | Permanently Closed | 1991-08-28 | 1974-01-01 | 1991-08-28 | Petroleum | Unleaded gasoline | Unleaded gasoline |  | Steel | Steel |  | Painted or None | Steel |  | 1901-01-01 | [15 empty] | UST Currently In Use: 0; UST Temp Close: 0; AST Currently In Use: 0; AST Temp Closed: 0 | 0 | 0 | 2 | 13270-013-008783 | MARLON J BASS
20861 | Permanently Closed | 1993-02-04 | 1970-01-01 | 1993-02-04 | Petroleum | Unleaded gasoline | Unleaded gasoline |  | Steel | Steel |  | Painted or None | Steel |  | 1901-01-01 | [15 empty] | UST Currently In Use: 0; UST Temp Close: 0; AST Currently In Use: 0; AST Temp Closed: 0 | 0 | 0 | 3 | 13270-035-011440 | MARLON J BASS
20862 | Permanently Closed | 1993-02-04 | 1970-01-01 | 1993-02-04 | Petroleum | Unleaded gasoline | Unleaded gasoline |  | Steel | Steel |  | Painted or None | Steel |  | 1901-01-01 | [15 empty] | UST Currently In Use: 0; UST Temp Close: 0; AST Currently In Use: 0; AST Temp Closed: 0 | 0 | 0 | 3 | 13270-035-011440 | MARLON J BASS
20863 | Permanently Closed | 1993-02-04 | 1970-01-01 | 1993-02-04 | Petroleum | On road diesel | On road diesel |  | Steel | Steel |  | Painted or None | Steel |  | 1901-01-01 | [15 empty] | UST Currently In Use: 0; UST Temp Close: 0; AST Currently In Use: 0; AST Temp Closed: 0 | 0 | 0 | 3 | 13270-035-011440 | MARLON J BASS
20864 | Permanently Closed | 1991-09-13 | 1972-01-01 | 1991-09-13 | Petroleum | Unleaded gasoline | Unleaded gasoline |  | Steel | Steel |  | Painted or None | Steel |  | 1901-01-01 | [15 empty] | UST Currently In Use: 0; UST Temp Close: 0; AST Currently In Use: 0; AST Temp Closed: 0 | 0 | 0 | 2 | 13270-035-011441 | MARLON J BASS
20865 | Permanently Closed | 1991-09-13 | 1972-01-01 | 1991-09-13 | Petroleum | Unleaded gasoline | Unleaded gasoline |  | Steel | Steel |  | Painted or None | Steel |  | 1901-01-01 | [15 empty] | UST Currently In Use: 0; UST Temp Close: 0; AST Currently In Use: 0; AST Temp Closed: 0 | 0 | 0 | 2 | 13270-035-011441 | MARLON J BASS
20866 | Permanently Closed | 1995-08-01 | 1977-01-01 | 1995-09-07 | Petroleum | Unleaded gasoline | Unleaded gasoline | Retail | Steel | Steel |  | Painted or None | Steel |  | 1901-01-01 | [15 empty] | UST Currently In Use: 0; UST Temp Close: 0; AST Currently In Use: 0; AST Temp Closed: 0 | 0 | 0 | 3 | 13270-039-011439 | MARLON J BASS
20867 | Permanently Closed | 1995-08-01 | 1977-01-01 | 1995-09-07 | Petroleum | Unleaded gasoline | Unleaded gasoline | Retail | Steel | Steel |  | Painted or None | Steel |  | 1901-01-01 | [15 empty] | UST Currently In Use: 0; UST Temp Close: 0; AST Currently In Use: 0; AST Temp Closed: 0 | 0 | 0 | 3 | 13270-039-011439 | MARLON J BASS
20868 | Permanently Closed | 1995-08-01 | 1977-01-01 | 1995-09-07 | Petroleum | Unleaded gasoline | Unleaded gasoline | Retail | Steel | Steel |  | Painted or None | Steel |  | 1901-01-01 | [15 empty] | UST Currently In Use: 0; UST Temp Close: 0; AST Currently In Use: 0; AST Temp Closed: 0 | 0 | 0 | 3 | 13270-039-011439 | MARLON J BASS
20869 | Permanently Closed | 1984-07-01 | 1976-01-01 | 1987-02-04 | Petroleum | Unleaded gasoline | Unleaded gasoline |  | Steel | Steel |  | Painted or None | Steel |  | 1901-01-01 | [15 empty] | UST Currently In Use: 0; UST Temp Close: 0; AST Currently In Use: 0; AST Temp Closed: 0 | 0 | 0 | 2 | 13270-041-011438 | MARLON J BASS
20870 | Permanently Closed | 1984-07-01 | 1976-01-01 | 1987-02-04 | Petroleum | Unleaded gasoline | Unleaded gasoline |  | Steel | Steel |  | Painted or None | Steel |  | 1901-01-01 | [15 empty] | UST Currently In Use: 0; UST Temp Close: 0; AST Currently In Use: 0; AST Temp Closed: 0 | 0 | 0 | 2 | 13270-041-011438 | MARLON J BASS
20874 | Permanently Closed | 1993-09-21 | 1980-02-01 | 1993-09-21 | Petroleum | On road diesel | On road diesel |  | Steel | Steel |  |  |  |  | 1901-01-01 | [15 empty] | UST Currently In Use: 0; UST Temp Close: 0; AST Currently In Use: 0; AST Temp Closed: 0 | 0 | 0 | 5 | 13273-003-012455 | HOST MARRIOTT CORPORATION
20875 | Permanently Closed | 1998-04-29 | 1980-02-01 | 1998-04-29 | Petroleum | Unleaded gasoline | Unleaded gasoline | [7 empty] | 1901-01-01 | [15 empty] | UST Currently In Use: 0; UST Temp Close: 0; AST Currently In Use: 0; AST Temp Closed: 0 | 0 | 0 | 5 | 13273-003-012455 | HOST MARRIOTT CORPORATION
20876 | Permanently Closed | 1995-02-08 | 1980-02-01 | 1995-02-08 | Petroleum | Unleaded gasoline | Unleaded gasoline | [7 empty] | 1901-01-01 | [15 empty] | UST Currently In Use: 0; UST Temp Close: 0; AST Currently In Use: 0; AST Temp Closed: 0 | 0 | 0 | 5 | 13273-003-012455 | HOST MARRIOTT CORPORATION
20877 | Permanently Closed | 1995-02-08 | 1980-02-01 | 1995-02-08 | Petroleum | Unleaded gasoline | Unleaded gasoline | [7 empty] | 1901-01-01 | [15 empty] | UST Currently In Use: 0; UST Temp Close: 0; AST Currently In Use: 0; AST Temp Closed: 0 | 0 | 0 | 5 | 13273-003-012455 | HOST MARRIOTT CORPORATION
20878 | Permanently Closed | 1995-02-08 | 1980-02-01 | 1995-02-08 | Petroleum | Unleaded gasoline | Unleaded gasoline | [7 empty] | 1901-01-01 | [15 empty] | UST Currently In Use: 0; UST Temp Close: 0; AST Currently In Use: 0; AST Temp Closed: 0 | 0 | 0 | 5 | 13273-003-012455 | HOST MARRIOTT CORPORATION
20879 | Permanently Closed | 1991-05-30 | 1973-01-01 | 1991-05-30 | Petroleum | Unleaded gasoline | Unleaded gasoline | [7 empty] | 1901-01-01 | [15 empty] | UST Currently In Use: 0; UST Temp Close: 0; AST Currently In Use: 0; AST Temp Closed: 0 | 0 | 0 | 3 | 13274-017-011988 | MARSHALL CHEVRON
20880 | Permanently Closed | 1991-05-30 | 1973-01-01 | 1991-05-30 | Petroleum | Unleaded gasoline | Unleaded gasoline | [7 empty] | 1901-01-01 | [15 empty] | UST Currently In Use: 0; UST Temp Close: 0; AST Currently In Use: 0; AST Temp Closed: 0 | 0 | 0 | 3 | 13274-017-011988 | MARSHALL CHEVRON
20881 | Permanently Closed | 1991-05-30 | 1973-01-01 | 1991-05-30 | Petroleum | Unleaded gasoline | Unleaded gasoline | [7 empty] | 1901-01-01 | [15 empty] | UST Currently In Use: 0; UST Temp Close: 0; AST Currently In Use: 0; AST Temp Closed: 0 | 0 | 0 | 3 | 13274-017-011988 | MARSHALL CHEVRON
20882 | Permanently Closed | 1998-12-17 | 1975-01-01 | 1998-12-17 | Petroleum | Unleaded gasoline | Unleaded gasoline | Local government | Steel | Steel |  | Painted or None | Steel |  | 1901-01-01 | [15 empty] | UST Currently In Use: 2; UST Temp Close: 0; AST Currently In Use: 0; AST Temp Closed: 0 | 2 | 0 | 3 | 13275-095-000707 | MARSHALL COUNTY BOARD OF EDUCATION
20883 | Permanently Closed | 1998-12-17 | 1975-01-01 | 1998-12-17 | Petroleum | On road diesel | On road diesel | Local government | Steel | Steel |  | Painted or None | Steel |  | 1901-01-01 | [15 empty] | UST Currently In Use: 2; UST Temp Close: 0; AST Currently In Use: 0; AST Temp Closed: 0 | 2 | 0 | 3 | 13275-095-000707 | MARSHALL COUNTY BOARD OF EDUCATION
20884 | Permanently Closed | 1998-12-17 | 1975-01-01 | 1998-12-17 | Petroleum | Used oil | Used oil | Local government | Steel | Steel |  | Painted or None | Steel |  | 1901-01-01 | [15 empty] | UST Currently In Use: 2; UST Temp Close: 0; AST Currently In Use: 0; AST Temp Closed: 0 | 2 | 0 | 3 | 13275-095-000707 | MARSHALL COUNTY BOARD OF EDUCATION
20885 | Temporary Closed | 2015-07-06 | 1990-01-01 |  | Petroleum | Unleaded gasoline | Unleaded gasoline | Local government | Single Wall, Steel | Steel | Coated & cathodic protection (sti-P3) |  | Fiberglass reinforced plastic, Single Wall |  |  | Galvanic Cathodic, FLEX CONNS | Catchment Basin, Single walled catchment basin | Automatic shutoff device At 95% full | Automatic shutoff device At 95% full |  |  | Automatic Tank Gauge | [8 empty] | UST Currently In Use: 0; UST Temp Close: 2; AST Currently In Use: 0; AST Temp Closed: 0 | 0 | 2 | 0 | 13275-095-014880 | MARSHALL COUNTY BOARD OF EDUCATION
20886 | Temporary Closed | 2015-07-06 | 1990-01-01 |  | Petroleum | On road diesel | On road diesel | Local government | Single Wall, Steel | Steel | Coated & cathodic protection (sti-P3) |  | Fiberglass reinforced plastic, Single Wall |  |  | Galvanic Cathodic, FLEX CONNS | Catchment Basin, Single walled catchment basin | Automatic shutoff device At 95% full | Automatic shutoff device At 95% full |  |  | Automatic Tank Gauge | [8 empty] | UST Currently In Use: 0; UST Temp Close: 2; AST Currently In Use: 0; AST Temp Closed: 0 | 0 | 2 | 0 | 13275-095-014880 | MARSHALL COUNTY BOARD OF EDUCATION
20887 | Permanently Closed | 2019-09-20 | 1990-01-01 | 2023-12-13 | Petroleum | Unleaded gasoline | Unleaded gasoline | Local Government | Single Wall, Steel | Steel | Coated & cathodic protection (sti-P3) |  | Fiberglass reinforced plastic, Single Wall |  |  |  | Catchment Basin, Single walled catchment basin | Automatic shutoff device At 95% full | Automatic shutoff device At 95% full |  |  | Automatic Tank Gauge | [8 empty] | UST Currently In Use: 0; UST Temp Close: 0; AST Currently In Use: 0; AST Temp Closed: 0 | 0 | 0 | 2 | 13275-095-014881 | MARSHALL COUNTY BOARD OF EDUCATION
20888 | Permanently Closed | 2010-08-01 | 1990-01-01 | 2023-12-13 | Petroleum | On road diesel | On road diesel | Local government | Single Wall, Steel | Steel | Coated & cathodic protection (sti-P3) |  | Fiberglass reinforced plastic, Single Wall |  |  |  | Catchment Basin, Single walled catchment basin | Automatic shutoff device At 95% full | Automatic shutoff device At 95% full |  |  | Automatic Tank Gauge | [8 empty] | UST Currently In Use: 0; UST Temp Close: 0; AST Currently In Use: 0; AST Temp Closed: 0 | 0 | 0 | 2 | 13275-095-014881 | MARSHALL COUNTY BOARD OF EDUCATION
20889 | Temporary Closed | 2008-09-01 | 1990-01-01 |  | Petroleum | Unleaded gasoline | Unleaded gasoline | Local government | Single Wall, Steel | Steel | Coated & cathodic protection (sti-P3) |  | Fiberglass reinforced plastic, Single Wall |  | 1901-01-01 |  | Catchment Basin, Single walled catchment basin | Automatic shutoff device At 95% full | Automatic shutoff device At 95% full | [11 empty] | UST Currently In Use: 0; UST Temp Close: 2; AST Currently In Use: 0; AST Temp Closed: 0 | 0 | 2 | 0 | 13275-095-014882 | MARSHALL COUNTY BOARD OF EDUCATION
20890 | Temporary Closed | 2008-09-01 | 1990-01-01 |  | Petroleum | On road diesel | On road diesel | Local government | Single Wall, Steel | Steel | Coated & cathodic protection (sti-P3) |  | Fiberglass reinforced plastic, Single Wall |  | 1901-01-01 |  | Catchment Basin, Single walled catchment basin | Automatic shutoff device At 95% full | Automatic shutoff device At 95% full | [11 empty] | UST Currently In Use: 0; UST Temp Close: 2; AST Currently In Use: 0; AST Temp Closed: 0 | 0 | 2 | 0 | 13275-095-014882 | MARSHALL COUNTY BOARD OF EDUCATION
20891 | Permanently Closed | 2008-05-16 | 1990-01-01 | 2008-05-16 | Petroleum | Unleaded gasoline | Unleaded gasoline | Local government | Steel | Steel | Coated & cathodic protection (sti-P3) |  | Fiberglass reinforced plastic |  | 1901-01-01 |  | Catchment Basin, Single walled catchment basin | Automatic shutoff device At 95% full | Automatic shutoff device At 95% full |  |  | Automatic Tank Gauge | [8 empty] | UST Currently In Use: 0; UST Temp Close: 0; AST Currently In Use: 0; AST Temp Closed: 0 | 0 | 0 | 2 | 13275-095-014884 | MARSHALL COUNTY BOARD OF EDUCATION
20892 | Permanently Closed | 2008-05-16 | 1990-01-01 | 2008-05-16 | Petroleum | On road diesel | On road diesel | Local government | Steel | Steel | Coated & cathodic protection (sti-P3) |  | Fiberglass reinforced plastic |  | 1901-01-01 |  | Catchment Basin, Single walled catchment basin | Automatic shutoff device At 95% full | Automatic shutoff device At 95% full |  |  | Automatic Tank Gauge | [8 empty] | UST Currently In Use: 0; UST Temp Close: 0; AST Currently In Use: 0; AST Temp Closed: 0 | 0 | 0 | 2 | 13275-095-014884 | MARSHALL COUNTY BOARD OF EDUCATION
20893 | Temporary Closed | 2010-10-01 | 1990-01-01 |  | Petroleum | Unleaded gasoline | Unleaded gasoline | Local government | Single Wall, Steel | Steel | Coated & cathodic protection (sti-P3) |  | Fiberglass reinforced plastic, Single Wall |  |  | Galvanic Cathodic, FLEX CONN | Catchment Basin, Single walled catchment basin | Automatic shutoff device At 95% full | Automatic shutoff device At 95% full |  |  | Automatic Tank Gauge | [8 empty] | UST Currently In Use: 0; UST Temp Close: 2; AST Currently In Use: 0; AST Temp Closed: 0 | 0 | 2 | 0 | 13275-095-015305 | MARSHALL COUNTY BOARD OF EDUCATION
20894 | Temporary Closed | 2010-10-01 | 1990-01-01 |  | Petroleum | On road diesel | On road diesel | Local government | Single Wall, Steel | Steel | Coated & cathodic protection (sti-P3) |  | Fiberglass reinforced plastic, Single Wall |  |  | Galvanic Cathodic, FLEX CONN | Catchment Basin, Single walled catchment basin | Automatic shutoff device At 95% full | Automatic shutoff device At 95% full |  |  | Automatic Tank Gauge | [8 empty] | UST Currently In Use: 0; UST Temp Close: 2; AST Currently In Use: 0; AST Temp Closed: 0 | 0 | 2 | 0 | 13275-095-015305 | MARSHALL COUNTY BOARD OF EDUCATION
20895 | Permanently Closed | 2004-09-21 | 1990-01-01 | 2024-07-15 | Petroleum | Unleaded gasoline | Unleaded gasoline | Local government | Single Wall, Steel | Steel | Coated & cathodic protection (sti-P3) |  | Fiberglass reinforced plastic, Single Wall |  |  |  | Catchment Basin, Single walled catchment basin | Automatic shutoff device At 95% full | Automatic shutoff device At 95% full |  |  | Automatic Tank Gauge | [8 empty] | UST Currently In Use: 0; UST Temp Close: 0; AST Currently In Use: 0; AST Temp Closed: 0 | 0 | 0 | 2 | 21963-095-015306 | BOAZ CITY SCHOOL SYSTEM
20896 | Permanently Closed | 2004-09-21 | 1990-01-01 | 2024-07-15 | Petroleum | On road diesel | On road diesel | Local Government | Single Wall, Steel | Steel | Coated & cathodic protection (sti-P3) |  | Fiberglass reinforced plastic, Single Wall |  |  |  | Catchment Basin, Single walled catchment basin | Automatic shutoff device At 95% full | Automatic shutoff device At 95% full |  |  | Automatic Tank Gauge | [8 empty] | UST Currently In Use: 0; UST Temp Close: 0; AST Currently In Use: 0; AST Temp Closed: 0 | 0 | 0 | 2 | 21963-095-015306 | BOAZ CITY SCHOOL SYSTEM
20897 | Permanently Closed | 2007-08-22 | 1990-01-01 | 2007-08-22 | Petroleum | Unleaded gasoline | Unleaded gasoline | Local government | Steel | Steel | Coated & cathodic protection (sti-P3) |  | Fiberglass reinforced plastic |  | 1901-01-01 |  | Catchment Basin, Single walled catchment basin | Automatic shutoff device At 95% full | Automatic shutoff device At 95% full |  |  | Automatic Tank Gauge | [8 empty] | UST Currently In Use: 0; UST Temp Close: 0; AST Currently In Use: 0; AST Temp Closed: 0 | 0 | 0 | 2 | 13275-095-015355 | MARSHALL COUNTY BOARD OF EDUCATION
20898 | Permanently Closed | 2007-08-22 | 1990-01-01 | 2007-08-22 | Petroleum | On road diesel | On road diesel | Local government | Steel | Steel | Coated & cathodic protection (sti-P3) |  | Fiberglass reinforced plastic |  | 1901-01-01 |  | Catchment Basin, Single walled catchment basin | Automatic shutoff device At 95% full | Automatic shutoff device At 95% full |  |  | Automatic Tank Gauge | [8 empty] | UST Currently In Use: 0; UST Temp Close: 0; AST Currently In Use: 0; AST Temp Closed: 0 | 0 | 0 | 2 | 13275-095-015355 | MARSHALL COUNTY BOARD OF EDUCATION
20899 | Permanently Closed | 1901-01-01 | 1973-01-01 |  | Petroleum | Unleaded gasoline | Unleaded gasoline |  | Steel | Steel |  | Painted or None | Steel |  | 1901-01-01 | [15 empty] | UST Currently In Use: 0; UST Temp Close: 0; AST Currently In Use: 0; AST Temp Closed: 0 | 0 | 0 | 1 | 13276-095-004375 | MARSHALL COUNTY GAS DISTRICT
20900 | Permanently Closed | 2001-11-06 | 1971-01-01 | 2010-08-25 | Petroleum | Premium gasoline | Premium gasoline | Retail | Steel | Steel | Field installed cathodic protection |  | Steel |  |  | Field installed cathodic protection | Catchment Basin, Single walled catchment basin | Flow Rest 90% Full | Flow Rest 90% Full |  |  | Automatic Tank Gauge |  | Containment Sump | Containment Sump | Interstitial Monitoring within Secondary Containment |  | Continuous alarm system | Continuous alarm system |  | UST Currently In Use: 0; UST Temp Close: 0; AST Currently In Use: 0; AST Temp Closed: 0 | 0 | 0 | 3 | 13277-055-002863 | MARSHALL COUNTY OIL CO INC
20901 | Permanently Closed | 2001-11-06 | 1971-01-01 | 2010-08-25 | Petroleum | Mid-grade gasoline | Mid-grade gasoline | Retail | Steel | Steel | Field installed cathodic protection |  | Steel |  |  | Field installed cathodic protection | Catchment Basin, Single walled catchment basin | Flow Rest 90% Full | Flow Rest 90% Full |  |  | Automatic Tank Gauge |  | Containment Sump | Containment Sump | Interstitial Monitoring within Secondary Containment |  |  |  |  | UST Currently In Use: 0; UST Temp Close: 0; AST Currently In Use: 0; AST Temp Closed: 0 | 0 | 0 | 3 | 13277-055-002863 | MARSHALL COUNTY OIL CO INC
20902 | Permanently Closed | 2001-11-06 | 1971-01-01 | 2010-08-25 | Petroleum | Unleaded gasoline | Unleaded gasoline | Retail | Steel | Steel | Field installed cathodic protection |  | Steel |  |  | Field installed cathodic protection | Catchment Basin, Single walled catchment basin | Flow Rest 90% Full | Flow Rest 90% Full |  |  | Automatic Tank Gauge |  | Containment Sump | Containment Sump | Interstitial Monitoring within Secondary Containment |  | Continuous alarm system | Continuous alarm system |  | UST Currently In Use: 0; UST Temp Close: 0; AST Currently In Use: 0; AST Temp Closed: 0 | 0 | 0 | 3 | 13277-055-002863 | MARSHALL COUNTY OIL CO INC
20903 | Permanently Closed | 2013-04-01 | 1983-01-01 | 2018-11-15 | Petroleum | Unleaded gasoline | Unleaded gasoline | Retail | Single Wall, Steel | Steel | Field installed cathodic protection |  | Fiberglass reinforced plastic, Single Wall |  |  |  | Catchment Basin, Single walled catchment basin | Flow Rest 90% Full | Flow Rest 90% Full |  |  | Statistical Inventory Reconciliation (SIR) |  | Automatic flow restrictor (MLLD) | Automatic flow restrictor (MLLD) |  |  | Statistical inventory reconciliation (SIR) | Statistical inventory reconciliation (SIR) |  | UST Currently In Use: 0; UST Temp Close: 0; AST Currently In Use: 0; AST Temp Closed: 0 | 0 | 0 | 3 | 25473-055-002875 | ZHOU JIANG
20904 | Permanently Closed | 2013-04-01 | 1983-01-01 | 2018-11-15 | Petroleum | Mid-grade gasoline | Mid-grade gasoline | Retail | Single Wall, Steel | Steel | Field installed cathodic protection |  | Fiberglass reinforced plastic, Single Wall |  |  |  | Catchment Basin, Single walled catchment basin | Automatic shutoff device At 95% full | Automatic shutoff device At 95% full |  |  | Statistical Inventory Reconciliation (SIR) |  | Automatic flow restrictor (MLLD) | Automatic flow restrictor (MLLD) |  |  | Statistical inventory reconciliation (SIR) | Statistical inventory reconciliation (SIR) |  | UST Currently In Use: 0; UST Temp Close: 0; AST Currently In Use: 0; AST Temp Closed: 0 | 0 | 0 | 3 | 25473-055-002875 | ZHOU JIANG
20905 | Permanently Closed | 2013-04-01 | 1983-01-01 | 2018-11-15 | Petroleum | Premium gasoline | Premium gasoline | Retail | Single Wall, Steel | Steel | Field installed cathodic protection |  | Fiberglass reinforced plastic, Single Wall |  |  |  | Catchment Basin, Single walled catchment basin |  |  |  |  | Statistical Inventory Reconciliation (SIR) |  | Automatic flow restrictor (MLLD) | Automatic flow restrictor (MLLD) |  |  | Statistical inventory reconciliation (SIR) | Statistical inventory reconciliation (SIR) |  | UST Currently In Use: 0; UST Temp Close: 0; AST Currently In Use: 0; AST Temp Closed: 0 | 0 | 0 | 3 | 25473-055-002875 | ZHOU JIANG
20906 | Temporary Closed | 2008-03-04 | 1979-01-01 |  | Petroleum | Premium gasoline | Premium gasoline | Retail | Steel | Steel | Field installed cathodic protection |  | Steel |  |  | Field installed cathodic protection | Catchment Basin, Single walled catchment basin | Automatic shutoff device At 95% full | Automatic shutoff device At 95% full |  |  | Statistical Inventory Reconciliation (SIR) |  | Automatic flow restrictor (MLLD) | Automatic flow restrictor (MLLD) |  |  | Statistical inventory reconciliation (SIR) | Statistical inventory reconciliation (SIR) |  | UST Currently In Use: 0; UST Temp Close: 3; AST Currently In Use: 0; AST Temp Closed: 0 | 0 | 3 | 0 | 21875-055-002877 | FAB 5 CONVENIENCE LLC
20907 | Temporary Closed | 2008-02-18 | 1979-01-01 |  | Petroleum | Mid-grade gasoline | Mid-grade gasoline | Retail | Steel | Steel | Field installed cathodic protection |  | Steel |  |  | Field installed cathodic protection | Catchment Basin, Single walled catchment basin | Automatic shutoff device At 95% full | Automatic shutoff device At 95% full |  |  | Statistical Inventory Reconciliation (SIR) |  | Automatic flow restrictor (MLLD) | Automatic flow restrictor (MLLD) |  |  | Statistical inventory reconciliation (SIR) | Statistical inventory reconciliation (SIR) |  | UST Currently In Use: 0; UST Temp Close: 3; AST Currently In Use: 0; AST Temp Closed: 0 | 0 | 3 | 0 | 21875-055-002877 | FAB 5 CONVENIENCE LLC
20908 | Temporary Closed | 2017-01-01 | 1979-01-01 |  | Petroleum | Unleaded gasoline | Unleaded gasoline | Retail | Steel | Steel | Field installed cathodic protection |  | Steel |  |  | Field installed cathodic protection | Catchment Basin, Single walled catchment basin | Automatic shutoff device At 95% full | Automatic shutoff device At 95% full |  |  | Statistical Inventory Reconciliation (SIR) |  | Automatic flow restrictor (MLLD) | Automatic flow restrictor (MLLD) |  |  | Statistical inventory reconciliation (SIR) | Statistical inventory reconciliation (SIR) |  | UST Currently In Use: 0; UST Temp Close: 3; AST Currently In Use: 0; AST Temp Closed: 0 | 0 | 3 | 0 | 21875-055-002877 | FAB 5 CONVENIENCE LLC
20909 | Permanently Closed | 1994-07-22 | 1982-01-01 | 1994-07-22 | Petroleum | Unleaded gasoline | Unleaded gasoline |  | Steel | Steel |  |  | Steel |  | 1901-01-01 | [15 empty] | UST Currently In Use: 0; UST Temp Close: 0; AST Currently In Use: 0; AST Temp Closed: 0 | 0 | 0 | 4 | 13277-055-008280 | MARSHALL COUNTY OIL CO INC
20910 | Permanently Closed | 1994-07-22 | 1982-01-01 | 1994-07-22 | Petroleum | Unleaded gasoline | Unleaded gasoline |  | Steel | Steel |  |  | Steel |  | 1901-01-01 | [15 empty] | UST Currently In Use: 0; UST Temp Close: 0; AST Currently In Use: 0; AST Temp Closed: 0 | 0 | 0 | 4 | 13277-055-008280 | MARSHALL COUNTY OIL CO INC
20911 | Permanently Closed | 1994-07-22 | 1982-01-01 | 1994-07-22 | Petroleum | Unleaded gasoline | Unleaded gasoline |  | Steel | Steel |  |  | Steel |  | 1901-01-01 | [15 empty] | UST Currently In Use: 0; UST Temp Close: 0; AST Currently In Use: 0; AST Temp Closed: 0 | 0 | 0 | 4 | 13277-055-008280 | MARSHALL COUNTY OIL CO INC
20912 | Permanently Closed | 1994-07-22 | 1982-01-01 | 1994-07-22 | Petroleum | On road diesel | On road diesel |  | Steel | Steel |  |  | Steel |  | 1901-01-01 | [15 empty] | UST Currently In Use: 0; UST Temp Close: 0; AST Currently In Use: 0; AST Temp Closed: 0 | 0 | 0 | 4 | 13277-055-008280 | MARSHALL COUNTY OIL CO INC
20913 | Permanently Closed | 1992-11-15 | 1983-01-01 | 1994-11-15 | Petroleum | Unleaded gasoline | Unleaded gasoline |  | Steel | Steel | Interior lined (not allowed as a standalone method of corrosion protection) | Painted or None | Steel |  | 1901-01-01 | [15 empty] | UST Currently In Use: 0; UST Temp Close: 0; AST Currently In Use: 0; AST Temp Closed: 0 | 0 | 0 | 3 | 13277-055-008282 | MARSHALL COUNTY OIL CO INC
20914 | Permanently Closed | 1992-11-15 | 1983-01-01 | 1994-11-15 | Petroleum | Unleaded gasoline | Unleaded gasoline |  | Steel | Steel | Interior lined (not allowed as a standalone method of corrosion protection) | Painted or None | Steel |  | 1901-01-01 | [15 empty] | UST Currently In Use: 0; UST Temp Close: 0; AST Currently In Use: 0; AST Temp Closed: 0 | 0 | 0 | 3 | 13277-055-008282 | MARSHALL COUNTY OIL CO INC
20915 | Permanently Closed | 1992-11-15 | 1983-01-01 | 1994-11-15 | Petroleum | Unleaded gasoline | Unleaded gasoline |  | Steel | Steel | Interior lined (not allowed as a standalone method of corrosion protection) | Painted or None | Steel |  | 1901-01-01 | [15 empty] | UST Currently In Use: 0; UST Temp Close: 0; AST Currently In Use: 0; AST Temp Closed: 0 | 0 | 0 | 3 | 13277-055-008282 | MARSHALL COUNTY OIL CO INC
20916 | Permanently Closed | 1987-07-01 | 1974-01-01 | 1988-03-01 | Petroleum | Unleaded gasoline | Unleaded gasoline |  | Steel | Steel |  |  | Steel |  | 1901-01-01 | [15 empty] | UST Currently In Use: 0; UST Temp Close: 0; AST Currently In Use: 0; AST Temp Closed: 0 | 0 | 0 | 4 | 13277-095-005265 | MARSHALL COUNTY OIL CO INC
20917 | Permanently Closed | 1987-07-01 | 1974-01-01 | 1988-03-01 | Petroleum | Unleaded gasoline | Unleaded gasoline |  | Steel | Steel |  |  | Steel |  | 1901-01-01 | [15 empty] | UST Currently In Use: 0; UST Temp Close: 0; AST Currently In Use: 0; AST Temp Closed: 0 | 0 | 0 | 4 | 13277-095-005265 | MARSHALL COUNTY OIL CO INC
20918 | Permanently Closed | 1987-07-01 | 1974-01-01 | 1988-03-01 | Petroleum | Unleaded gasoline | Unleaded gasoline |  | Steel | Steel |  |  | Steel |  | 1901-01-01 | [15 empty] | UST Currently In Use: 0; UST Temp Close: 0; AST Currently In Use: 0; AST Temp Closed: 0 | 0 | 0 | 4 | 13277-095-005265 | MARSHALL COUNTY OIL CO INC
20919 | Permanently Closed | 1987-07-01 | 1974-01-01 | 1988-03-01 | Petroleum | On road diesel | On road diesel |  | Steel | Steel |  |  | Steel |  | 1901-01-01 | [15 empty] | UST Currently In Use: 0; UST Temp Close: 0; AST Currently In Use: 0; AST Temp Closed: 0 | 0 | 0 | 4 | 13277-095-005265 | MARSHALL COUNTY OIL CO INC
20920 | Permanently Closed | 1901-01-01 | 1979-01-01 | 1988-12-19 | Petroleum | Unleaded gasoline | Unleaded gasoline |  | Steel | Steel |  |  | Steel |  | 1901-01-01 | [15 empty] | UST Currently In Use: 0; UST Temp Close: 0; AST Currently In Use: 0; AST Temp Closed: 0 | 0 | 0 | 2 | 13277-095-008264 | MARSHALL COUNTY OIL CO INC
20921 | Permanently Closed | 1901-01-01 | 1979-01-01 | 1988-12-19 | Petroleum | On road diesel | On road diesel |  | Steel | Steel |  |  | Steel |  | 1901-01-01 | [15 empty] | UST Currently In Use: 0; UST Temp Close: 0; AST Currently In Use: 0; AST Temp Closed: 0 | 0 | 0 | 2 | 13277-095-008264 | MARSHALL COUNTY OIL CO INC
20922 |  | 1990-12-01 | 1974-01-01 |  | Petroleum | Other, EMPTY | Other |  | Steel | Steel |  |  | Steel |  | 1901-01-01 | [15 empty] | UST Currently In Use: 0; UST Temp Close: 0; AST Currently In Use: 0; AST Temp Closed: 0 | 0 | 0 | 0 | 13277-095-008265 | MARSHALL COUNTY OIL CO INC
20923 | Permanently Closed | 1991-12-12 | 1971-01-01 | 1992-03-12 | Petroleum | Other, EMPTY | Other |  | Steel | Steel |  |  | Steel |  | 1901-01-01 | [15 empty] | UST Currently In Use: 0; UST Temp Close: 0; AST Currently In Use: 0; AST Temp Closed: 0 | 0 | 0 | 2 | 13277-095-008266 | MARSHALL COUNTY OIL CO INC
20924 | Permanently Closed | 1991-12-12 | 1971-01-01 | 1992-03-12 | Petroleum | Other, EMPTY | Other |  | Steel | Steel |  |  | Steel |  | 1901-01-01 | [15 empty] | UST Currently In Use: 0; UST Temp Close: 0; AST Currently In Use: 0; AST Temp Closed: 0 | 0 | 0 | 2 | 13277-095-008266 | MARSHALL COUNTY OIL CO INC
20925 | Permanently Closed | 1992-11-30 | 1971-01-01 | 1992-11-30 | Petroleum | Unleaded gasoline | Unleaded gasoline |  | Steel | Steel |  |  | Steel |  | 1901-01-01 | [15 empty] | UST Currently In Use: 0; UST Temp Close: 0; AST Currently In Use: 0; AST Temp Closed: 0 | 0 | 0 | 2 | 13277-095-008270 | MARSHALL COUNTY OIL CO INC
20926 | Permanently Closed | 1992-11-30 | 1971-01-01 | 1992-11-30 | Petroleum | Unleaded gasoline | Unleaded gasoline |  | Steel | Steel |  |  | Steel |  | 1901-01-01 | [15 empty] | UST Currently In Use: 0; UST Temp Close: 0; AST Currently In Use: 0; AST Temp Closed: 0 | 0 | 0 | 2 | 13277-095-008270 | MARSHALL COUNTY OIL CO INC
20927 | Permanently Closed | 1991-06-17 | 1976-01-01 | 1991-06-17 | Petroleum | Unleaded gasoline | Unleaded gasoline |  | Steel | Steel |  |  | Steel |  | 1901-01-01 | [15 empty] | UST Currently In Use: 0; UST Temp Close: 0; AST Currently In Use: 0; AST Temp Closed: 0 | 0 | 0 | 3 | 13277-095-008271 | MARSHALL COUNTY OIL CO INC
20928 | Permanently Closed | 1991-06-17 | 1976-01-01 | 1991-06-17 | Petroleum | Unleaded gasoline | Unleaded gasoline |  | Steel | Steel |  |  | Steel |  | 1901-01-01 | [15 empty] | UST Currently In Use: 0; UST Temp Close: 0; AST Currently In Use: 0; AST Temp Closed: 0 | 0 | 0 | 3 | 13277-095-008271 | MARSHALL COUNTY OIL CO INC
20929 | Permanently Closed | 1991-06-17 | 1976-01-01 | 1991-06-17 | Petroleum | Unleaded gasoline | Unleaded gasoline |  | Steel | Steel |  |  | Steel |  | 1901-01-01 | [15 empty] | UST Currently In Use: 0; UST Temp Close: 0; AST Currently In Use: 0; AST Temp Closed: 0 | 0 | 0 | 3 | 13277-095-008271 | MARSHALL COUNTY OIL CO INC
20930 | Permanently Closed | 2002-08-01 | 1980-01-01 | 2003-10-07 | Petroleum | Unleaded gasoline | Unleaded gasoline | Retail | Steel | Steel | Field installed cathodic protection |  | Steel |  | 1901-01-01 | Field installed cathodic protection | Catchment Basin, Single walled catchment basin | Automatic shutoff device At 95% full | Automatic shutoff device At 95% full |  |  | Statistical Inventory Reconciliation (SIR) | [8 empty] | UST Currently In Use: 0; UST Temp Close: 0; AST Currently In Use: 0; AST Temp Closed: 0 | 0 | 0 | 4 | 13277-095-008272 | MARSHALL COUNTY OIL CO INC
20931 | Permanently Closed | 2002-08-01 | 1980-01-01 | 2003-10-07 | Petroleum | Unleaded gasoline | Unleaded gasoline | Retail | Steel | Steel | Field installed cathodic protection |  | Steel |  | 1901-01-01 | Field installed cathodic protection | Catchment Basin, Single walled catchment basin | Automatic shutoff device At 95% full | Automatic shutoff device At 95% full |  |  | Statistical Inventory Reconciliation (SIR) | [8 empty] | UST Currently In Use: 0; UST Temp Close: 0; AST Currently In Use: 0; AST Temp Closed: 0 | 0 | 0 | 4 | 13277-095-008272 | MARSHALL COUNTY OIL CO INC
20932 | Permanently Closed | 2002-08-01 | 1980-01-01 | 2003-10-07 | Petroleum | Mid-grade gasoline | Mid-grade gasoline | Retail | Steel | Steel | Field installed cathodic protection |  | Steel |  | 1901-01-01 | Field installed cathodic protection | Catchment Basin, Single walled catchment basin | Automatic shutoff device At 95% full | Automatic shutoff device At 95% full |  |  | Statistical Inventory Reconciliation (SIR) | [8 empty] | UST Currently In Use: 0; UST Temp Close: 0; AST Currently In Use: 0; AST Temp Closed: 0 | 0 | 0 | 4 | 13277-095-008272 | MARSHALL COUNTY OIL CO INC
20933 | Permanently Closed | 2002-08-01 | 1985-01-01 | 2003-10-07 | Petroleum | Premium gasoline | Premium gasoline | Retail | Steel | Steel | Field installed cathodic protection |  | Steel |  | 1901-01-01 | Field installed cathodic protection | Catchment Basin, Single walled catchment basin | Automatic shutoff device At 95% full | Automatic shutoff device At 95% full |  |  | Statistical Inventory Reconciliation (SIR) | [8 empty] | UST Currently In Use: 0; UST Temp Close: 0; AST Currently In Use: 0; AST Temp Closed: 0 | 0 | 0 | 4 | 13277-095-008272 | MARSHALL COUNTY OIL CO INC
20934 | Permanently Closed | 1996-06-10 | 1979-01-01 | 1996-06-10 | Petroleum | Unleaded gasoline | Unleaded gasoline |  | Steel | Steel |  |  | Steel |  | 1901-01-01 | [6 empty] | Statistical Inventory Reconciliation (SIR) | [8 empty] | UST Currently In Use: 0; UST Temp Close: 0; AST Currently In Use: 0; AST Temp Closed: 0 | 0 | 0 | 4 | 20054-095-008273 | DEBORAH COLLARD
20935 | Permanently Closed | 1996-06-10 | 1979-01-01 | 1996-06-10 | Petroleum | Unleaded gasoline | Unleaded gasoline |  | Steel | Steel |  |  | Steel |  | 1901-01-01 | [6 empty] | Statistical Inventory Reconciliation (SIR) | [8 empty] | UST Currently In Use: 0; UST Temp Close: 0; AST Currently In Use: 0; AST Temp Closed: 0 | 0 | 0 | 4 | 20054-095-008273 | DEBORAH COLLARD
20936 | Permanently Closed | 1996-06-10 | 1979-01-01 | 1996-06-10 | Petroleum | Unleaded gasoline | Unleaded gasoline |  | Steel | Steel |  |  | Steel |  | 1901-01-01 | [6 empty] | Statistical Inventory Reconciliation (SIR) | [8 empty] | UST Currently In Use: 0; UST Temp Close: 0; AST Currently In Use: 0; AST Temp Closed: 0 | 0 | 0 | 4 | 20054-095-008273 | DEBORAH COLLARD
20937 | Permanently Closed | 1997-01-01 | 1979-01-01 | 1997-01-01 | Petroleum | On road diesel | On road diesel | Retail | Steel | Steel |  | Painted or None | Steel, FIBCOATED |  | 1901-01-01 |  | Catchment Basin, Single walled catchment basin | Automatic shutoff device At 95% full | Automatic shutoff device At 95% full |  |  | Statistical Inventory Reconciliation (SIR) | [5 empty] | Statistical inventory reconciliation (SIR) | Statistical inventory reconciliation (SIR) |  | UST Currently In Use: 0; UST Temp Close: 0; AST Currently In Use: 0; AST Temp Closed: 0 | 0 | 0 | 4 | 20054-095-008273 | DEBORAH COLLARD
20938 | Permanently Closed | 1990-12-24 | 1980-01-01 | 1990-12-24 | Petroleum | Unleaded gasoline | Unleaded gasoline |  | Steel | Steel |  |  | Steel |  | 1901-01-01 | [15 empty] | UST Currently In Use: 0; UST Temp Close: 0; AST Currently In Use: 0; AST Temp Closed: 0 | 0 | 0 | 4 | 13277-055-008274 | MARSHALL COUNTY OIL CO INC
20939 | Permanently Closed | 1990-12-24 | 1980-01-01 | 1990-12-24 | Petroleum | Unleaded gasoline | Unleaded gasoline |  | Steel | Steel |  |  | Steel |  | 1901-01-01 | [15 empty] | UST Currently In Use: 0; UST Temp Close: 0; AST Currently In Use: 0; AST Temp Closed: 0 | 0 | 0 | 4 | 13277-055-008274 | MARSHALL COUNTY OIL CO INC
20940 | Permanently Closed | 1990-12-24 | 1980-01-01 | 1990-12-24 | Petroleum | Unleaded gasoline | Unleaded gasoline |  | Steel | Steel |  |  | Steel |  | 1901-01-01 | [15 empty] | UST Currently In Use: 0; UST Temp Close: 0; AST Currently In Use: 0; AST Temp Closed: 0 | 0 | 0 | 4 | 13277-055-008274 | MARSHALL COUNTY OIL CO INC
20941 | Permanently Closed | 1990-12-24 | 1980-01-01 | 1990-12-24 | Petroleum | Unleaded gasoline | Unleaded gasoline |  | Steel | Steel |  |  | Steel |  | 1901-01-01 | [15 empty] | UST Currently In Use: 0; UST Temp Close: 0; AST Currently In Use: 0; AST Temp Closed: 0 | 0 | 0 | 4 | 13277-055-008274 | MARSHALL COUNTY OIL CO INC
20942 | Permanently Closed | 1991-01-11 | 1971-01-01 | 1991-01-11 | Petroleum | Unleaded gasoline | Unleaded gasoline |  | Steel | Steel |  |  | Steel |  | 1901-01-01 | [15 empty] | UST Currently In Use: 0; UST Temp Close: 0; AST Currently In Use: 0; AST Temp Closed: 0 | 0 | 0 | 3 | 13277-095-008275 | MARSHALL COUNTY OIL CO INC
20943 | Permanently Closed | 1991-01-11 | 1971-01-01 | 1991-01-11 | Petroleum | Unleaded gasoline | Unleaded gasoline |  | Steel | Steel |  |  | Steel |  | 1901-01-01 | [15 empty] | UST Currently In Use: 0; UST Temp Close: 0; AST Currently In Use: 0; AST Temp Closed: 0 | 0 | 0 | 3 | 13277-095-008275 | MARSHALL COUNTY OIL CO INC
20944 | Permanently Closed | 1991-01-11 | 1971-01-01 | 1991-01-11 | Petroleum | On road diesel | On road diesel |  | Steel | Steel |  |  | Steel |  | 1901-01-01 | [15 empty] | UST Currently In Use: 0; UST Temp Close: 0; AST Currently In Use: 0; AST Temp Closed: 0 | 0 | 0 | 3 | 13277-095-008275 | MARSHALL COUNTY OIL CO INC
20945 | Permanently Closed | 1995-05-16 | 1978-01-01 | 1995-05-16 | Petroleum | Unleaded gasoline | Unleaded gasoline |  | Steel | Steel |  |  | Steel |  | 1901-01-01 | [15 empty] | UST Currently In Use: 0; UST Temp Close: 0; AST Currently In Use: 0; AST Temp Closed: 0 | 0 | 0 | 4 | 13277-095-008277 | MARSHALL COUNTY OIL CO INC
20946 | Permanently Closed | 1995-05-16 | 1978-01-01 | 1995-05-16 | Petroleum | Unleaded gasoline | Unleaded gasoline |  | Steel | Steel |  |  | Steel |  | 1901-01-01 | [15 empty] | UST Currently In Use: 0; UST Temp Close: 0; AST Currently In Use: 0; AST Temp Closed: 0 | 0 | 0 | 4 | 13277-095-008277 | MARSHALL COUNTY OIL CO INC
20947 | Permanently Closed | 1995-05-16 | 1978-01-01 | 1995-05-16 | Petroleum | Unleaded gasoline | Unleaded gasoline |  | Steel | Steel |  |  | Steel |  | 1901-01-01 | [15 empty] | UST Currently In Use: 0; UST Temp Close: 0; AST Currently In Use: 0; AST Temp Closed: 0 | 0 | 0 | 4 | 13277-095-008277 | MARSHALL COUNTY OIL CO INC
20948 | Permanently Closed | 1995-05-16 | 1978-01-01 | 1995-05-16 | Petroleum | Unleaded gasoline | Unleaded gasoline |  | Steel | Steel |  |  | Steel |  | 1901-01-01 | [15 empty] | UST Currently In Use: 0; UST Temp Close: 0; AST Currently In Use: 0; AST Temp Closed: 0 | 0 | 0 | 4 | 13277-095-008277 | MARSHALL COUNTY OIL CO INC
20950 | Permanently Closed | 1998-12-21 | 1982-01-01 | 1999-05-26 | Petroleum | Unleaded gasoline | Unleaded gasoline |  | Steel | Steel |  |  | Steel |  | 1901-01-01 | [6 empty] | Statistical Inventory Reconciliation (SIR) | [8 empty] | UST Currently In Use: 0; UST Temp Close: 0; AST Currently In Use: 0; AST Temp Closed: 0 | 0 | 0 | 3 | 13277-095-008278 | MARSHALL COUNTY OIL CO INC
20951 | Permanently Closed | 1998-12-21 | 1982-01-01 | 1999-05-26 | Petroleum | Unleaded gasoline | Unleaded gasoline |  | Steel | Steel |  |  | Steel |  | 1901-01-01 | [6 empty] | Statistical Inventory Reconciliation (SIR) | [8 empty] | UST Currently In Use: 0; UST Temp Close: 0; AST Currently In Use: 0; AST Temp Closed: 0 | 0 | 0 | 3 | 13277-095-008278 | MARSHALL COUNTY OIL CO INC
20952 | Permanently Closed | 1998-12-21 | 1982-01-01 | 1999-05-26 | Petroleum | Unleaded gasoline | Unleaded gasoline |  | Steel | Steel |  |  | Steel |  | 1901-01-01 | [6 empty] | Statistical Inventory Reconciliation (SIR) | [8 empty] | UST Currently In Use: 0; UST Temp Close: 0; AST Currently In Use: 0; AST Temp Closed: 0 | 0 | 0 | 3 | 13277-095-008278 | MARSHALL COUNTY OIL CO INC
20953 | Permanently Closed | 2001-12-03 | 1979-01-01 | 2001-12-03 | Petroleum | Unleaded gasoline | Unleaded gasoline | Retail | Steel | Steel | Field installed cathodic protection |  | Steel |  | 1901-01-01 | Field installed cathodic protection | Catchment Basin, Single walled catchment basin | Automatic shutoff device At 95% full | Automatic shutoff device At 95% full |  |  | Statistical Inventory Reconciliation (SIR) | [8 empty] | UST Currently In Use: 0; UST Temp Close: 0; AST Currently In Use: 0; AST Temp Closed: 0 | 0 | 0 | 3 | 13277-095-008279 | MARSHALL COUNTY OIL CO INC
20954 | Permanently Closed | 2001-12-03 | 1979-01-01 | 2001-12-03 | Petroleum | Mid-grade gasoline | Mid-grade gasoline | Retail | Steel | Steel | Field installed cathodic protection |  | Steel |  | 1901-01-01 | Field installed cathodic protection | Catchment Basin, Single walled catchment basin | Automatic shutoff device At 95% full | Automatic shutoff device At 95% full |  |  | Statistical Inventory Reconciliation (SIR) | [8 empty] | UST Currently In Use: 0; UST Temp Close: 0; AST Currently In Use: 0; AST Temp Closed: 0 | 0 | 0 | 3 | 13277-095-008279 | MARSHALL COUNTY OIL CO INC
20955 | Permanently Closed | 2001-12-03 | 1979-01-01 | 2001-12-03 | Petroleum | Premium gasoline | Premium gasoline | Retail | Steel | Steel | Field installed cathodic protection |  | Steel |  | 1901-01-01 | Field installed cathodic protection | Catchment Basin, Single walled catchment basin | Automatic shutoff device At 95% full | Automatic shutoff device At 95% full |  |  | Statistical Inventory Reconciliation (SIR) | [8 empty] | UST Currently In Use: 0; UST Temp Close: 0; AST Currently In Use: 0; AST Temp Closed: 0 | 0 | 0 | 3 | 13277-095-008279 | MARSHALL COUNTY OIL CO INC
20956 | Permanently Closed | 1994-07-08 | 1975-01-01 | 1994-07-08 | Petroleum | Unleaded gasoline | Unleaded gasoline |  | Steel | Steel |  |  | Steel |  | 1901-01-01 | [6 empty] | Statistical Inventory Reconciliation (SIR) | [8 empty] | UST Currently In Use: 0; UST Temp Close: 0; AST Currently In Use: 0; AST Temp Closed: 0 | 0 | 0 | 3 | 13277-095-008283 | MARSHALL COUNTY OIL CO INC
20957 | Permanently Closed | 1994-07-08 | 1975-01-01 | 1994-07-08 | Petroleum | Unleaded gasoline | Unleaded gasoline |  | Steel | Steel |  |  | Steel |  | 1901-01-01 | [6 empty] | Statistical Inventory Reconciliation (SIR) | [8 empty] | UST Currently In Use: 0; UST Temp Close: 0; AST Currently In Use: 0; AST Temp Closed: 0 | 0 | 0 | 3 | 13277-095-008283 | MARSHALL COUNTY OIL CO INC
20958 | Permanently Closed | 1994-07-08 | 1975-01-01 | 1994-07-08 | Petroleum | Unleaded gasoline | Unleaded gasoline |  | Steel | Steel |  |  | Steel |  | 1901-01-01 | [6 empty] | Statistical Inventory Reconciliation (SIR) | [8 empty] | UST Currently In Use: 0; UST Temp Close: 0; AST Currently In Use: 0; AST Temp Closed: 0 | 0 | 0 | 3 | 13277-095-008283 | MARSHALL COUNTY OIL CO INC
20959 | Permanently Closed | 1990-01-01 | 1976-01-01 | 1993-08-02 | Petroleum | Other, EMPTY | Other |  | Steel | Steel |  |  | Steel |  | 1901-01-01 | [15 empty] | UST Currently In Use: 0; UST Temp Close: 0; AST Currently In Use: 0; AST Temp Closed: 0 | 0 | 0 | 3 | 13277-095-008284 | MARSHALL COUNTY OIL CO INC
20960 | Permanently Closed | 1990-01-01 | 1976-01-01 | 1993-08-02 | Petroleum | Other, EMPTY | Other |  | Steel | Steel |  |  | Steel |  | 1901-01-01 | [15 empty] | UST Currently In Use: 0; UST Temp Close: 0; AST Currently In Use: 0; AST Temp Closed: 0 | 0 | 0 | 3 | 13277-095-008284 | MARSHALL COUNTY OIL CO INC
20961 | Permanently Closed | 1990-01-01 | 1976-01-01 | 1993-08-02 | Petroleum | Other, EMPTY | Other |  | Steel | Steel |  |  | Steel |  | 1901-01-01 | [15 empty] | UST Currently In Use: 0; UST Temp Close: 0; AST Currently In Use: 0; AST Temp Closed: 0 | 0 | 0 | 3 | 13277-095-008284 | MARSHALL COUNTY OIL CO INC
20962 |  | 1990-03-26 | 1978-01-01 |  | Petroleum | Other, EMPTY | Other |  | Steel | Steel |  |  | Steel |  | 1901-01-01 | [15 empty] | UST Currently In Use: 0; UST Temp Close: 0; AST Currently In Use: 0; AST Temp Closed: 0 | 0 | 0 | 0 | 13277-095-008285 | MARSHALL COUNTY OIL CO INC
20963 |  | 1990-03-26 | 1978-01-01 |  | Petroleum | Other, EMPTY | Other |  | Steel | Steel |  |  | Steel |  | 1901-01-01 | [15 empty] | UST Currently In Use: 0; UST Temp Close: 0; AST Currently In Use: 0; AST Temp Closed: 0 | 0 | 0 | 0 | 13277-095-008285 | MARSHALL COUNTY OIL CO INC
20964 |  | 1990-03-26 | 1978-01-01 |  | Petroleum | Other, EMPTY | Other |  | Steel | Steel |  |  | Steel |  | 1901-01-01 | [15 empty] | UST Currently In Use: 0; UST Temp Close: 0; AST Currently In Use: 0; AST Temp Closed: 0 | 0 | 0 | 0 | 13277-095-008285 | MARSHALL COUNTY OIL CO INC
20965 | Permanently Closed | 1992-04-06 | 1971-01-01 | 1992-04-06 | Petroleum | Other, GASOLINE | Other |  | Steel | Steel |  |  | Steel |  | 1901-01-01 | [15 empty] | UST Currently In Use: 0; UST Temp Close: 0; AST Currently In Use: 0; AST Temp Closed: 0 | 0 | 0 | 2 | 13277-095-008287 | MARSHALL COUNTY OIL CO INC
20966 | Permanently Closed | 1992-04-06 | 1971-01-01 | 1992-04-06 | Petroleum | Other, GASOLINE | Other |  | Steel | Steel |  |  | Steel |  | 1901-01-01 | [15 empty] | UST Currently In Use: 0; UST Temp Close: 0; AST Currently In Use: 0; AST Temp Closed: 0 | 0 | 0 | 2 | 13277-095-008287 | MARSHALL COUNTY OIL CO INC
20967 | Permanently Closed | 1991-08-01 | 1969-01-01 | 1993-06-03 | Petroleum | Other, EMPTY | Other |  | Steel | Steel |  |  | Steel |  | 1901-01-01 | [15 empty] | UST Currently In Use: 0; UST Temp Close: 0; AST Currently In Use: 0; AST Temp Closed: 0 | 0 | 0 | 2 | 13277-095-008290 | MARSHALL COUNTY OIL CO INC
20968 | Permanently Closed | 1991-08-01 | 1969-01-01 | 1993-06-03 | Petroleum | Other, EMPTY | Other |  | Steel | Steel |  |  | Steel |  | 1901-01-01 | [15 empty] | UST Currently In Use: 0; UST Temp Close: 0; AST Currently In Use: 0; AST Temp Closed: 0 | 0 | 0 | 2 | 13277-095-008290 | MARSHALL COUNTY OIL CO INC
20969 | Permanently Closed | 1991-08-01 | 1971-01-01 | 1992-08-05 | Petroleum | Other, EMPTY | Other |  | Steel | Steel |  |  | Steel |  | 1901-01-01 | [15 empty] | UST Currently In Use: 0; UST Temp Close: 0; AST Currently In Use: 0; AST Temp Closed: 0 | 0 | 0 | 3 | 13277-095-008292 | MARSHALL COUNTY OIL CO INC
20970 | Permanently Closed | 1991-08-01 | 1971-01-01 | 1992-08-05 | Petroleum | Other, EMPTY | Other |  | Steel | Steel |  |  | Steel |  | 1901-01-01 | [15 empty] | UST Currently In Use: 0; UST Temp Close: 0; AST Currently In Use: 0; AST Temp Closed: 0 | 0 | 0 | 3 | 13277-095-008292 | MARSHALL COUNTY OIL CO INC
20971 | Permanently Closed | 1991-08-01 | 1971-01-01 | 1992-08-05 | Petroleum | Other, EMPTY | Other |  | Steel | Steel |  |  | Steel |  | 1901-01-01 | [15 empty] | UST Currently In Use: 0; UST Temp Close: 0; AST Currently In Use: 0; AST Temp Closed: 0 | 0 | 0 | 3 | 13277-095-008292 | MARSHALL COUNTY OIL CO INC
20972 | Permanently Closed | 1997-07-23 | 1971-01-01 | 1997-07-23 | Petroleum | Unleaded gasoline | Unleaded gasoline | Retail | Steel | Steel |  |  | Steel |  | 1901-01-01 | [6 empty] | Manual Tank Gauging (only tanks 1000 gal. or less and 48” or 64” in diameter) | [5 empty] | Annual line testing | Annual line testing |  | UST Currently In Use: 2; UST Temp Close: 0; AST Currently In Use: 0; AST Temp Closed: 0 | 2 | 0 | 2 | 17760-095-008294 | ALRED MARINA, LLC.
20973 | Permanently Closed | 1996-08-23 | 1971-01-01 | 1996-08-23 | Petroleum | Unleaded gasoline | Unleaded gasoline |  | Steel | Steel |  |  | Steel |  | 1901-01-01 | [15 empty] | UST Currently In Use: 2; UST Temp Close: 0; AST Currently In Use: 0; AST Temp Closed: 0 | 2 | 0 | 2 | 17760-095-008294 | ALRED MARINA, LLC.
20974 | Permanently Closed | 2002-08-31 | 1980-01-01 | 2003-08-27 | Petroleum | Unleaded gasoline | Unleaded gasoline | Retail | Steel | Steel | Field installed cathodic protection |  | Steel |  | 1901-01-01 | Field installed cathodic protection | Catchment Basin, Single walled catchment basin | Automatic shutoff device At 95% full | Automatic shutoff device At 95% full |  |  | Statistical Inventory Reconciliation (SIR) | [8 empty] | UST Currently In Use: 0; UST Temp Close: 0; AST Currently In Use: 0; AST Temp Closed: 0 | 0 | 0 | 3 | 13277-095-008297 | MARSHALL COUNTY OIL CO INC
20975 | Permanently Closed | 2002-08-31 | 1980-01-01 | 2003-08-27 | Petroleum | Mid-grade gasoline | Mid-grade gasoline | Retail | Steel | Steel | Field installed cathodic protection |  | Steel |  | 1901-01-01 | Field installed cathodic protection | Catchment Basin, Single walled catchment basin | Automatic shutoff device At 95% full | Automatic shutoff device At 95% full |  |  | Statistical Inventory Reconciliation (SIR) | [8 empty] | UST Currently In Use: 0; UST Temp Close: 0; AST Currently In Use: 0; AST Temp Closed: 0 | 0 | 0 | 3 | 13277-095-008297 | MARSHALL COUNTY OIL CO INC
20976 | Permanently Closed | 2002-08-31 | 1983-01-01 | 2003-08-27 | Petroleum | Premium gasoline | Premium gasoline | Retail | Steel | Steel | Field installed cathodic protection |  | Steel |  | 1901-01-01 | Field installed cathodic protection | Catchment Basin, Single walled catchment basin | Flow Rest 90% Full | Flow Rest 90% Full |  |  | Statistical Inventory Reconciliation (SIR) | [8 empty] | UST Currently In Use: 0; UST Temp Close: 0; AST Currently In Use: 0; AST Temp Closed: 0 | 0 | 0 | 3 | 13277-095-008297 | MARSHALL COUNTY OIL CO INC
20977 | Permanently Closed | 1994-06-27 | 1978-01-01 | 1994-06-27 | Petroleum | Unleaded gasoline | Unleaded gasoline |  | Steel | Steel |  |  | Steel |  | 1901-01-01 | [15 empty] | UST Currently In Use: 0; UST Temp Close: 0; AST Currently In Use: 0; AST Temp Closed: 0 | 0 | 0 | 2 | 13277-095-009171 | MARSHALL COUNTY OIL CO INC
20978 | Permanently Closed | 1994-06-27 | 1978-01-01 | 1994-06-27 | Petroleum | On road diesel | On road diesel |  | Steel | Steel |  |  | Steel |  | 1901-01-01 | [15 empty] | UST Currently In Use: 0; UST Temp Close: 0; AST Currently In Use: 0; AST Temp Closed: 0 | 0 | 0 | 2 | 13277-095-009171 | MARSHALL COUNTY OIL CO INC
20979 | Permanently Closed | 2000-12-01 | 1986-08-01 | 2005-10-05 | Petroleum | Unleaded gasoline | Unleaded gasoline | Retail | Steel | Steel | Coated & cathodic protection (sti-P3) |  | Fiberglass reinforced plastic |  | 1901-01-01 |  | Catchment Basin, Single walled catchment basin | Automatic shutoff device At 95% full | Automatic shutoff device At 95% full |  |  | Statistical Inventory Reconciliation (SIR) | [5 empty] | Statistical inventory reconciliation (SIR) | Statistical inventory reconciliation (SIR) |  | UST Currently In Use: 0; UST Temp Close: 0; AST Currently In Use: 0; AST Temp Closed: 0 | 0 | 0 | 6 | 13277-095-009172 | MARSHALL COUNTY OIL CO INC
20980 | Permanently Closed | 2000-12-01 | 1986-08-01 | 2005-10-05 | Petroleum | Mid-grade gasoline | Mid-grade gasoline | Retail | Steel | Steel | Coated & cathodic protection (sti-P3) |  | Fiberglass reinforced plastic |  | 1901-01-01 |  | Catchment Basin, Single walled catchment basin | Automatic shutoff device At 95% full | Automatic shutoff device At 95% full |  |  | Statistical Inventory Reconciliation (SIR) | [5 empty] | Statistical inventory reconciliation (SIR) | Statistical inventory reconciliation (SIR) |  | UST Currently In Use: 0; UST Temp Close: 0; AST Currently In Use: 0; AST Temp Closed: 0 | 0 | 0 | 6 | 13277-095-009172 | MARSHALL COUNTY OIL CO INC
20981 | Permanently Closed | 2000-12-01 | 1986-08-01 | 2005-10-05 | Petroleum | Premium gasoline | Premium gasoline | Retail | Steel | Steel | Coated & cathodic protection (sti-P3) |  | Fiberglass reinforced plastic |  | 1901-01-01 |  | Catchment Basin, Single walled catchment basin | Automatic shutoff device At 95% full | Automatic shutoff device At 95% full |  |  | Statistical Inventory Reconciliation (SIR) | [5 empty] | Statistical inventory reconciliation (SIR) | Statistical inventory reconciliation (SIR) |  | UST Currently In Use: 0; UST Temp Close: 0; AST Currently In Use: 0; AST Temp Closed: 0 | 0 | 0 | 6 | 13277-095-009172 | MARSHALL COUNTY OIL CO INC
20982 | Permanently Closed | 2005-05-15 | 1986-08-01 | 2005-10-05 | Petroleum | On road diesel | On road diesel | Retail | Steel | Steel | Coated & cathodic protection (sti-P3) |  | Fiberglass reinforced plastic |  | 1901-01-01 |  | Catchment Basin, Single walled catchment basin | Automatic shutoff device At 95% full | Automatic shutoff device At 95% full |  |  | Statistical Inventory Reconciliation (SIR) | [8 empty] | UST Currently In Use: 0; UST Temp Close: 0; AST Currently In Use: 0; AST Temp Closed: 0 | 0 | 0 | 6 | 13277-095-009172 | MARSHALL COUNTY OIL CO INC
20983 | Permanently Closed | 1986-07-01 | 1975-01-01 | 1994-06-24 | Petroleum | Other, OTHER | Other |  | Steel | Steel |  | Painted or None | Steel |  | 1901-01-01 | [15 empty] | UST Currently In Use: 0; UST Temp Close: 0; AST Currently In Use: 0; AST Temp Closed: 0 | 0 | 0 | 6 | 13277-095-009172 | MARSHALL COUNTY OIL CO INC
20984 | Permanently Closed | 1986-07-01 | 1975-01-01 | 1995-06-24 | Petroleum | Other, OTHER | Other |  | Steel | Steel |  | Painted or None | Steel |  | 1901-01-01 | [15 empty] | UST Currently In Use: 0; UST Temp Close: 0; AST Currently In Use: 0; AST Temp Closed: 0 | 0 | 0 | 6 | 13277-095-009172 | MARSHALL COUNTY OIL CO INC
20985 | Permanently Closed | 1990-09-28 | 1971-01-01 | 1990-09-28 | Petroleum | Unleaded gasoline | Unleaded gasoline |  | Steel | Steel |  |  |  |  | 1901-01-01 | [15 empty] | UST Currently In Use: 0; UST Temp Close: 0; AST Currently In Use: 0; AST Temp Closed: 0 | 0 | 0 | 3 | 13280-095-013124 | MARSHALL ENTERPRISES INC
20986 | Permanently Closed | 1990-09-28 | 1971-01-01 | 1990-09-28 | Petroleum | Unleaded gasoline | Unleaded gasoline |  | Steel | Steel |  |  |  |  | 1901-01-01 | [15 empty] | UST Currently In Use: 0; UST Temp Close: 0; AST Currently In Use: 0; AST Temp Closed: 0 | 0 | 0 | 3 | 13280-095-013124 | MARSHALL ENTERPRISES INC
20987 | Permanently Closed | 1990-09-28 | 1971-01-01 | 1990-09-28 | Petroleum | Unleaded gasoline | Unleaded gasoline |  | Steel | Steel |  |  |  |  | 1901-01-01 | [15 empty] | UST Currently In Use: 0; UST Temp Close: 0; AST Currently In Use: 0; AST Temp Closed: 0 | 0 | 0 | 3 | 13280-095-013124 | MARSHALL ENTERPRISES INC
20988 | Permanently Closed | 1988-04-01 | 1956-01-01 |  | Petroleum | Unleaded gasoline | Unleaded gasoline |  | Steel | Steel |  | Painted or None | Steel |  | 1901-01-01 | [15 empty] | UST Currently In Use: 0; UST Temp Close: 0; AST Currently In Use: 2; AST Temp Closed: 0 | 0 | 0 | 4 | 13281-095-001380 | MARSHALL-DEKALB ELECTRIC COOPERATIVE
20989 | Permanently Closed | 1988-04-01 | 1972-01-01 | 1988-04-01 | Petroleum | Unleaded gasoline | Unleaded gasoline |  | Steel | Steel |  | Painted or None | Steel |  | 1901-01-01 | [15 empty] | UST Currently In Use: 0; UST Temp Close: 0; AST Currently In Use: 2; AST Temp Closed: 0 | 0 | 0 | 4 | 13281-095-001380 | MARSHALL-DEKALB ELECTRIC COOPERATIVE
20990 | Permanently Closed | 2017-12-01 | 1988-01-01 | 2019-12-04 | Petroleum | Unleaded gasoline | Unleaded gasoline | Industrial | Single Wall, Steel | Steel | Coated & cathodic protection (sti-P3) |  | Fiberglass reinforced plastic, Single Wall |  | 1901-01-01 |  | Catchment Basin, Single walled catchment basin | Automatic shutoff device At 95% full, Flow Rest 90% Full | Flow Rest 90% Full |  |  | Automatic Tank Gauge | [8 empty] | UST Currently In Use: 0; UST Temp Close: 0; AST Currently In Use: 2; AST Temp Closed: 0 | 0 | 0 | 4 | 13281-095-001380 | MARSHALL-DEKALB ELECTRIC COOPERATIVE
20991 | Permanently Closed | 2017-12-01 | 1988-01-01 | 2019-12-04 | Petroleum | On road diesel | On road diesel | Industrial | Single Wall, Steel | Steel | Coated & cathodic protection (sti-P3) |  | Fiberglass reinforced plastic, Single Wall |  | 1901-01-01 |  | Catchment Basin, Single walled catchment basin | Automatic shutoff device At 95% full, Flow Rest 90% Full | Flow Rest 90% Full |  |  | Automatic Tank Gauge | [8 empty] | UST Currently In Use: 0; UST Temp Close: 0; AST Currently In Use: 2; AST Temp Closed: 0 | 0 | 0 | 4 | 13281-095-001380 | MARSHALL-DEKALB ELECTRIC COOPERATIVE
20992 | Temporary Closed | 2004-02-01 | 1978-01-01 |  | Petroleum | Unleaded gasoline | Unleaded gasoline | Retail | Steel | Steel | Field installed cathodic protection |  | Steel |  | 1901-01-01 | Field installed cathodic protection | Catchment Basin, Single walled catchment basin | Automatic shutoff device At 95% full | Automatic shutoff device At 95% full |  |  | Statistical Inventory Reconciliation (SIR) | [8 empty] | UST Currently In Use: 0; UST Temp Close: 4; AST Currently In Use: 0; AST Temp Closed: 0 | 0 | 4 | 1 | 21643-055-000516 | ROBERT CHAPMAN
20993 | Temporary Closed | 2004-02-01 | 1978-01-01 |  | Petroleum | Mid-grade gasoline | Mid-grade gasoline | Retail | Steel | Steel | Field installed cathodic protection |  | Steel |  | 1901-01-01 | Field installed cathodic protection | Catchment Basin, Single walled catchment basin | Automatic shutoff device At 95% full | Automatic shutoff device At 95% full |  |  | Statistical Inventory Reconciliation (SIR) | [8 empty] | UST Currently In Use: 0; UST Temp Close: 4; AST Currently In Use: 0; AST Temp Closed: 0 | 0 | 4 | 1 | 21643-055-000516 | ROBERT CHAPMAN
20994 | Temporary Closed | 2004-02-01 | 1978-01-01 |  | Petroleum | Premium gasoline | Premium gasoline | Retail | Steel | Steel | Field installed cathodic protection |  | Steel |  | 1901-01-01 | Field installed cathodic protection | Catchment Basin, Single walled catchment basin | Automatic shutoff device At 95% full | Automatic shutoff device At 95% full |  |  | Statistical Inventory Reconciliation (SIR) | [8 empty] | UST Currently In Use: 0; UST Temp Close: 4; AST Currently In Use: 0; AST Temp Closed: 0 | 0 | 4 | 1 | 21643-055-000516 | ROBERT CHAPMAN
20995 | Temporary Closed | 2004-02-01 | 1981-01-01 |  | Petroleum | On road diesel | On road diesel | Retail | Steel | Steel | Field installed cathodic protection |  | Steel |  | 1901-01-01 | Field installed cathodic protection | Catchment Basin, Single walled catchment basin | Automatic shutoff device At 95% full | Automatic shutoff device At 95% full |  |  | Statistical Inventory Reconciliation (SIR) | [8 empty] | UST Currently In Use: 0; UST Temp Close: 4; AST Currently In Use: 0; AST Temp Closed: 0 | 0 | 4 | 1 | 21643-055-000516 | ROBERT CHAPMAN
20996 | Permanently Closed | 1988-01-01 | 1974-01-01 | 1988-01-01 | Petroleum | Used oil | Used oil |  | Steel | Steel |  | Painted or None | Steel |  | 1901-01-01 | [15 empty] | UST Currently In Use: 0; UST Temp Close: 4; AST Currently In Use: 0; AST Temp Closed: 0 | 0 | 4 | 1 | 21643-055-000516 | ROBERT CHAPMAN
20997 | Permanently Closed | 1991-07-11 | 1983-01-01 | 1991-07-11 | Petroleum | Unleaded gasoline | Unleaded gasoline |  | Steel | Steel |  | Painted or None | Steel |  | 1901-01-01 | [15 empty] | UST Currently In Use: 0; UST Temp Close: 0; AST Currently In Use: 0; AST Temp Closed: 0 | 0 | 0 | 2 | 13284-059-006856 | H.L. MARTIN DISTRIBUTING CO.
20998 | Permanently Closed | 1991-07-11 | 1977-01-01 | 1991-07-11 | Petroleum | Unleaded gasoline | Unleaded gasoline |  | Steel | Steel |  | Painted or None | Steel |  | 1901-01-01 | [15 empty] | UST Currently In Use: 0; UST Temp Close: 0; AST Currently In Use: 0; AST Temp Closed: 0 | 0 | 0 | 2 | 13284-059-006856 | H.L. MARTIN DISTRIBUTING CO.
20999 | Temporary Closed | 2015-08-30 | 1983-01-01 |  | Petroleum | On road diesel | On road diesel | Retail | Single Wall, Steel | Steel | Coated & cathodic protection (sti-P3), Field installed cathodic protection |  | Single Wall, Steel |  | 1901-01-01 | Field installed cathodic protection | Catchment Basin, Single walled catchment basin | Automatic shutoff device At 95% full | Automatic shutoff device At 95% full |  |  | Statistical Inventory Reconciliation (SIR) | [8 empty] | UST Currently In Use: 0; UST Temp Close: 4; AST Currently In Use: 0; AST Temp Closed: 0 | 0 | 4 | 0 | 13284-059-006859 | H.L. MARTIN DISTRIBUTING CO.
21000 | Temporary Closed | 2015-08-30 | 1983-01-01 |  | Petroleum | Mid-grade gasoline | Mid-grade gasoline | Retail | Single Wall, Steel | Steel | Coated & cathodic protection (sti-P3), Field installed cathodic protection |  | Single Wall, Steel |  | 1901-01-01 | Field installed cathodic protection | Catchment Basin, Single walled catchment basin | Automatic shutoff device At 95% full | Automatic shutoff device At 95% full |  |  | Statistical Inventory Reconciliation (SIR) | [8 empty] | UST Currently In Use: 0; UST Temp Close: 4; AST Currently In Use: 0; AST Temp Closed: 0 | 0 | 4 | 0 | 13284-059-006859 | H.L. MARTIN DISTRIBUTING CO.
21001 | Temporary Closed | 2015-08-30 | 1983-01-01 |  | Petroleum | Unleaded gasoline | Unleaded gasoline | Retail | Single Wall, Steel | Steel | Coated & cathodic protection (sti-P3), Field installed cathodic protection |  | Single Wall, Steel |  | 1901-01-01 | Field installed cathodic protection | Catchment Basin, Single walled catchment basin | Automatic shutoff device At 95% full | Automatic shutoff device At 95% full |  |  | Statistical Inventory Reconciliation (SIR) | [8 empty] | UST Currently In Use: 0; UST Temp Close: 4; AST Currently In Use: 0; AST Temp Closed: 0 | 0 | 4 | 0 | 13284-059-006859 | H.L. MARTIN DISTRIBUTING CO.
21002 | Currently in Use |  | 1990-07-01 |  | Petroleum | On road diesel | On road diesel | Retail | Single Wall, Steel | Steel | Coated & cathodic protection (sti-P3) |  | Double Wall, Fiberglass reinforced plastic |  |  |  | Catchment Basin, Single walled catchment basin | Flow Rest 90% Full | Flow Rest 90% Full |  |  | Continuous Automatic Tank Gauge | Single walled submersible pump containment sump | Automatic flow restrictor (MLLD), Containment Sump | Containment Sump |  | SENSOR TO ATG | Annual line testing | Annual line testing |  | UST Currently In Use: 5; UST Temp Close: 0; AST Currently In Use: 0; AST Temp Closed: 0 | 5 | 0 | 0 | 13284-093-015057 | H.L. MARTIN DISTRIBUTING CO.
21003 | Currently in Use |  | 1990-07-01 |  | Petroleum | Unleaded gasoline | Unleaded gasoline | Retail | Single Wall, Steel | Steel | Coated & cathodic protection (sti-P3) |  | Double Wall, Fiberglass reinforced plastic |  |  |  | Catchment Basin, Single walled catchment basin | Flow Rest 90% Full | Flow Rest 90% Full |  |  | Continuous Automatic Tank Gauge | Single walled submersible pump containment sump | Automatic flow restrictor (MLLD), Containment Sump | Containment Sump |  | SENSOR TO ATG | Annual line testing | Annual line testing |  | UST Currently In Use: 5; UST Temp Close: 0; AST Currently In Use: 0; AST Temp Closed: 0 | 5 | 0 | 0 | 13284-093-015057 | H.L. MARTIN DISTRIBUTING CO.
21004 | Currently in Use |  | 1990-07-01 |  | Petroleum | Premium gasoline | Premium gasoline | Retail | Single Wall, Steel | Steel | Coated & cathodic protection (sti-P3) |  | Double Wall, Fiberglass reinforced plastic |  |  |  | Catchment Basin, Single walled catchment basin | Flow Rest 90% Full | Flow Rest 90% Full |  |  | Continuous Automatic Tank Gauge | Single walled submersible pump containment sump | Automatic flow restrictor (MLLD), Containment Sump | Containment Sump |  | SENSOR TO ATG | Annual line testing | Annual line testing |  | UST Currently In Use: 5; UST Temp Close: 0; AST Currently In Use: 0; AST Temp Closed: 0 | 5 | 0 | 0 | 13284-093-015057 | H.L. MARTIN DISTRIBUTING CO.
21005 | Currently in Use |  | 1990-07-01 |  | Petroleum | On road diesel | On road diesel | Retail | Single Wall, Steel | Steel | Coated & cathodic protection (sti-P3) |  | Double Wall, Fiberglass reinforced plastic |  |  |  | Catchment Basin, Single walled catchment basin | Flow Rest 90% Full | Flow Rest 90% Full |  |  | Continuous Automatic Tank Gauge | Single walled submersible pump containment sump | Automatic flow restrictor (MLLD), Containment Sump | Containment Sump |  | SENSOR TO ATG | Annual line testing | Annual line testing |  | UST Currently In Use: 5; UST Temp Close: 0; AST Currently In Use: 0; AST Temp Closed: 0 | 5 | 0 | 0 | 13284-093-015057 | H.L. MARTIN DISTRIBUTING CO.
21006 | Currently in Use |  | 1990-07-01 |  | Petroleum | Kerosene | Kerosene | Retail | Single Wall, Steel | Steel | Coated & cathodic protection (sti-P3) |  | Fiberglass reinforced plastic, Single Wall |  |  |  | Catchment Basin, Single walled catchment basin | Flow Rest 90% Full | Flow Rest 90% Full |  |  | Statistical Inventory Reconciliation (SIR) | Direct Bury submersible pump | [7 empty] | UST Currently In Use: 5; UST Temp Close: 0; AST Currently In Use: 0; AST Temp Closed: 0 | 5 | 0 | 0 | 13284-093-015057 | H.L. MARTIN DISTRIBUTING CO.
21007 | Permanently Closed | 1989-12-28 | 1969-01-01 | 1989-12-28 | Petroleum | On road diesel | On road diesel |  | Steel | Steel |  | Painted or None | Steel |  | 1901-01-01 | [15 empty] | UST Currently In Use: 0; UST Temp Close: 4; AST Currently In Use: 0; AST Temp Closed: 0 | 0 | 4 | 5 | 13284-133-005507 | H.L. MARTIN DISTRIBUTING CO.
21008 | Permanently Closed | 1989-12-28 | 1969-01-01 | 1989-12-28 | Petroleum | Unleaded gasoline | Unleaded gasoline |  | Steel | Steel |  | Painted or None | Steel |  | 1901-01-01 | [15 empty] | UST Currently In Use: 0; UST Temp Close: 4; AST Currently In Use: 0; AST Temp Closed: 0 | 0 | 4 | 5 | 13284-133-005507 | H.L. MARTIN DISTRIBUTING CO.
21009 | Permanently Closed | 1989-12-28 | 1969-01-01 | 1989-12-28 | Petroleum | Unleaded gasoline | Unleaded gasoline |  | Steel | Steel |  | Painted or None | Steel |  | 1901-01-01 | [15 empty] | UST Currently In Use: 0; UST Temp Close: 4; AST Currently In Use: 0; AST Temp Closed: 0 | 0 | 4 | 5 | 13284-133-005507 | H.L. MARTIN DISTRIBUTING CO.
21010 | Permanently Closed | 1989-12-28 | 1969-01-01 | 1989-12-28 | Petroleum | Unleaded gasoline | Unleaded gasoline |  | Steel | Steel |  | Painted or None | Steel |  | 1901-01-01 | [15 empty] | UST Currently In Use: 0; UST Temp Close: 4; AST Currently In Use: 0; AST Temp Closed: 0 | 0 | 4 | 5 | 13284-133-005507 | H.L. MARTIN DISTRIBUTING CO.
21011 | Permanently Closed | 1989-12-28 | 1969-01-01 | 1989-12-28 | Petroleum | Used oil | Used oil |  | Steel | Steel |  | Painted or None | Steel |  | 1901-01-01 | [15 empty] | UST Currently In Use: 0; UST Temp Close: 4; AST Currently In Use: 0; AST Temp Closed: 0 | 0 | 4 | 5 | 13284-133-005507 | H.L. MARTIN DISTRIBUTING CO.
21012 | Temporary Closed | 2008-10-21 | 1989-01-01 |  | Petroleum | Unleaded gasoline | Unleaded gasoline | Bulk facility, Retail | Single Wall, Steel | Steel | Coated & cathodic protection (sti-P3) |  | Double Wall, Fiberglass reinforced plastic |  |  |  | Catchment Basin, Single walled catchment basin | Automatic shutoff device At 95% full | Automatic shutoff device At 95% full |  |  | Continuous Automatic Tank Gauge |  | Automatic flow restrictor (MLLD) | Automatic flow restrictor (MLLD) | Interstitial Monitoring within Secondary Containment |  |  |  |  | UST Currently In Use: 0; UST Temp Close: 4; AST Currently In Use: 0; AST Temp Closed: 0 | 0 | 4 | 5 | 13284-133-005507 | H.L. MARTIN DISTRIBUTING CO.
21013 | Temporary Closed | 2008-10-21 | 1989-01-01 |  | Petroleum | Mid-grade gasoline | Mid-grade gasoline | Retail | Single Wall, Steel | Steel | Coated & cathodic protection (sti-P3) |  | Fiberglass reinforced plastic, Single Wall |  |  |  |  | Automatic shutoff device At 95% full | Automatic shutoff device At 95% full |  |  | Continuous Automatic Tank Gauge | [8 empty] | UST Currently In Use: 0; UST Temp Close: 4; AST Currently In Use: 0; AST Temp Closed: 0 | 0 | 4 | 5 | 13284-133-005507 | H.L. MARTIN DISTRIBUTING CO.
21014 | Temporary Closed | 2008-10-21 | 1989-01-01 |  | Petroleum | On road diesel | On road diesel | Bulk facility, Retail | Single Wall, Steel | Steel | Coated & cathodic protection (sti-P3) |  | Double Wall, Fiberglass reinforced plastic |  |  |  | Catchment Basin, Single walled catchment basin | Automatic shutoff device At 95% full | Automatic shutoff device At 95% full |  |  | Continuous Automatic Tank Gauge |  | Automatic flow restrictor (MLLD) | Automatic flow restrictor (MLLD) | Interstitial Monitoring within Secondary Containment |  |  |  |  | UST Currently In Use: 0; UST Temp Close: 4; AST Currently In Use: 0; AST Temp Closed: 0 | 0 | 4 | 5 | 13284-133-005507 | H.L. MARTIN DISTRIBUTING CO.
21015 | Temporary Closed | 2005-11-02 | 1989-01-01 |  | Petroleum | Premium gasoline | Premium gasoline | Retail | Single Wall, Steel | Steel | Coated & cathodic protection (sti-P3) |  | Fiberglass reinforced plastic, Single Wall |  |  |  | Catchment Basin, Single walled catchment basin | Automatic shutoff device At 95% full | Automatic shutoff device At 95% full |  |  | Statistical Inventory Reconciliation (SIR) | [8 empty] | UST Currently In Use: 0; UST Temp Close: 4; AST Currently In Use: 0; AST Temp Closed: 0 | 0 | 4 | 5 | 13284-133-005507 | H.L. MARTIN DISTRIBUTING CO.
21016 | Currently in Use |  | 1986-01-05 |  | Petroleum | Unleaded gasoline | Unleaded gasoline | Retail | Single Wall, Steel | Steel | Coated & cathodic protection (sti-P3) |  | Fiberglass reinforced plastic, Single Wall |  |  |  | Catchment Basin, Single walled catchment basin | Automatic shutoff device At 95% full | Automatic shutoff device At 95% full |  |  | Statistical Inventory Reconciliation (SIR) | Direct Bury submersible pump | Automatic flow restrictor (MLLD) | Automatic flow restrictor (MLLD) |  |  | Statistical inventory reconciliation (SIR) | Statistical inventory reconciliation (SIR) |  | UST Currently In Use: 5; UST Temp Close: 0; AST Currently In Use: 0; AST Temp Closed: 0 | 5 | 0 | 0 | 13284-133-006850 | H.L. MARTIN DISTRIBUTING CO.
21017 | Currently in Use |  | 1986-01-05 |  | Petroleum | Premium gasoline | Premium gasoline | Retail | Single Wall, Steel | Steel | Coated & cathodic protection (sti-P3) |  | Fiberglass reinforced plastic, Single Wall |  |  |  | Catchment Basin, Single walled catchment basin | Automatic shutoff device At 95% full | Automatic shutoff device At 95% full |  |  | Statistical Inventory Reconciliation (SIR) | Direct Bury submersible pump | Automatic flow restrictor (MLLD) | Automatic flow restrictor (MLLD) |  |  | Statistical inventory reconciliation (SIR) | Statistical inventory reconciliation (SIR) |  | UST Currently In Use: 5; UST Temp Close: 0; AST Currently In Use: 0; AST Temp Closed: 0 | 5 | 0 | 0 | 13284-133-006850 | H.L. MARTIN DISTRIBUTING CO.
21018 | Currently in Use |  | 1986-01-05 |  | Petroleum | Unleaded gasoline | Unleaded gasoline | Retail | Single Wall, Steel | Steel | Coated & cathodic protection (sti-P3) |  | Fiberglass reinforced plastic, Single Wall |  |  |  | Catchment Basin, Single walled catchment basin | Automatic shutoff device At 95% full | Automatic shutoff device At 95% full |  |  | Statistical Inventory Reconciliation (SIR) | Direct Bury submersible pump | Automatic flow restrictor (MLLD) | Automatic flow restrictor (MLLD) |  |  | Statistical inventory reconciliation (SIR) | Statistical inventory reconciliation (SIR) |  | UST Currently In Use: 5; UST Temp Close: 0; AST Currently In Use: 0; AST Temp Closed: 0 | 5 | 0 | 0 | 13284-133-006850 | H.L. MARTIN DISTRIBUTING CO.
21019 | Currently in Use |  | 1986-01-05 |  | Petroleum | On road diesel | On road diesel | Retail | Single Wall, Steel | Steel | Coated & cathodic protection (sti-P3) |  | Fiberglass reinforced plastic, Single Wall |  |  |  | Catchment Basin, Single walled catchment basin | Automatic shutoff device At 95% full | Automatic shutoff device At 95% full |  |  | Statistical Inventory Reconciliation (SIR) | Direct Bury submersible pump | Automatic flow restrictor (MLLD) | Automatic flow restrictor (MLLD) |  |  | Statistical inventory reconciliation (SIR) | Statistical inventory reconciliation (SIR) |  | UST Currently In Use: 5; UST Temp Close: 0; AST Currently In Use: 0; AST Temp Closed: 0 | 5 | 0 | 0 | 13284-133-006850 | H.L. MARTIN DISTRIBUTING CO.
21020 | Currently in Use |  | 1986-01-05 |  | Petroleum | On road diesel | On road diesel | Retail | Single Wall, Steel | Steel | Coated & cathodic protection (sti-P3) |  | Fiberglass reinforced plastic, Single Wall |  |  |  | Catchment Basin, Single walled catchment basin | Automatic shutoff device At 95% full | Automatic shutoff device At 95% full |  |  | Statistical Inventory Reconciliation (SIR) | Direct Bury submersible pump | [7 empty] | UST Currently In Use: 5; UST Temp Close: 0; AST Currently In Use: 0; AST Temp Closed: 0 | 5 | 0 | 0 | 13284-133-006850 | H.L. MARTIN DISTRIBUTING CO.
21021 | Currently in Use |  | 1976-01-01 |  | Petroleum | Unleaded gasoline | Unleaded gasoline | Retail | Single Wall, Steel | Steel | Field installed cathodic protection |  | Single Wall, Steel |  |  | Field installed cathodic protection | Catchment Basin, Single walled catchment basin | Automatic shutoff device At 95% full | Automatic shutoff device At 95% full |  |  | Statistical Inventory Reconciliation (SIR) | [8 empty] | UST Currently In Use: 3; UST Temp Close: 0; AST Currently In Use: 0; AST Temp Closed: 0 | 3 | 0 | 0 | 13284-133-006857 | H.L. MARTIN DISTRIBUTING CO.
21022 | Currently in Use |  | 1976-01-01 |  | Petroleum | Premium gasoline | Premium gasoline | Retail | Single Wall, Steel | Steel | Field installed cathodic protection |  | Single Wall, Steel |  |  | Field installed cathodic protection | Catchment Basin, Single walled catchment basin | Automatic shutoff device At 95% full | Automatic shutoff device At 95% full |  |  | Statistical Inventory Reconciliation (SIR) | [8 empty] | UST Currently In Use: 3; UST Temp Close: 0; AST Currently In Use: 0; AST Temp Closed: 0 | 3 | 0 | 0 | 13284-133-006857 | H.L. MARTIN DISTRIBUTING CO.
21023 | Currently in Use |  | 1976-01-01 |  | Petroleum | Unleaded gasoline | Unleaded gasoline | Retail | Single Wall, Steel | Steel | Field installed cathodic protection |  | Single Wall, Steel |  |  | Field installed cathodic protection | Catchment Basin, Single walled catchment basin | Automatic shutoff device At 95% full | Automatic shutoff device At 95% full |  |  | Statistical Inventory Reconciliation (SIR) | [8 empty] | UST Currently In Use: 3; UST Temp Close: 0; AST Currently In Use: 0; AST Temp Closed: 0 | 3 | 0 | 0 | 13284-133-006857 | H.L. MARTIN DISTRIBUTING CO.
21024 | Currently in Use |  | 1982-01-01 |  | Petroleum | Unleaded gasoline | Unleaded gasoline | Retail | Single Wall, Steel | Steel | Field installed cathodic protection |  | Single Wall, Steel |  |  | Field installed cathodic protection | Catchment Basin, Single walled catchment basin | Automatic shutoff device At 95% full, Flow Rest 90% Full | Flow Rest 90% Full |  |  | Statistical Inventory Reconciliation (SIR) | Direct Bury submersible pump | [7 empty] | UST Currently In Use: 1; UST Temp Close: 2; AST Currently In Use: 0; AST Temp Closed: 0 | 1 | 2 | 0 | 13284-133-006860 | H.L. MARTIN DISTRIBUTING CO.
21025 | Temporary Closed | 2025-08-31 | 1974-01-01 |  | Petroleum | Unleaded gasoline | Unleaded gasoline | Retail | Single Wall, Steel | Steel | Field installed cathodic protection |  | Single Wall, Steel |  |  | Field installed cathodic protection | Catchment Basin, Single walled catchment basin | Automatic shutoff device At 95% full, Flow Rest 90% Full | Flow Rest 90% Full |  |  | Statistical Inventory Reconciliation (SIR) | Direct Bury submersible pump | [7 empty] | UST Currently In Use: 1; UST Temp Close: 2; AST Currently In Use: 0; AST Temp Closed: 0 | 1 | 2 | 0 | 13284-133-006860 | H.L. MARTIN DISTRIBUTING CO.
21026 | Temporary Closed | 2013-08-20 | 1974-01-01 |  | Petroleum | Premium gasoline | Premium gasoline | Retail | Single Wall, Steel | Steel | Field installed cathodic protection |  | Single Wall, Steel |  |  | Field installed cathodic protection | Catchment Basin, Single walled catchment basin | Automatic shutoff device At 95% full, Flow Rest 90% Full | Flow Rest 90% Full |  |  | Statistical Inventory Reconciliation (SIR) | Direct Bury submersible pump | [7 empty] | UST Currently In Use: 1; UST Temp Close: 2; AST Currently In Use: 0; AST Temp Closed: 0 | 1 | 2 | 0 | 13284-133-006860 | H.L. MARTIN DISTRIBUTING CO.
21027 | Currently in Use |  | 1979-01-01 |  | Petroleum | Unleaded gasoline | Unleaded gasoline | Retail | Single Wall, Steel | Steel | Field installed cathodic protection |  | Single Wall, Steel |  |  | Field installed cathodic protection | Catchment Basin, Single walled catchment basin | Automatic shutoff device At 95% full | Automatic shutoff device At 95% full |  |  | Statistical Inventory Reconciliation (SIR) | Direct Bury submersible pump | Automatic flow restrictor (MLLD) | Automatic flow restrictor (MLLD) |  |  | Statistical inventory reconciliation (SIR) | Statistical inventory reconciliation (SIR) |  | UST Currently In Use: 4; UST Temp Close: 0; AST Currently In Use: 0; AST Temp Closed: 0 | 4 | 0 | 0 | 13284-133-006861 | H.L. MARTIN DISTRIBUTING CO.
21028 | Currently in Use |  | 1979-01-01 |  | Petroleum | Unleaded gasoline | Unleaded gasoline | Retail | Single Wall, Steel | Steel | Field installed cathodic protection |  | Single Wall, Steel |  |  | Field installed cathodic protection | Catchment Basin, Single walled catchment basin | Automatic shutoff device At 95% full | Automatic shutoff device At 95% full |  |  | Statistical Inventory Reconciliation (SIR) | Direct Bury submersible pump | Automatic flow restrictor (MLLD) | Automatic flow restrictor (MLLD) |  |  | Statistical inventory reconciliation (SIR) | Statistical inventory reconciliation (SIR) |  | UST Currently In Use: 4; UST Temp Close: 0; AST Currently In Use: 0; AST Temp Closed: 0 | 4 | 0 | 0 | 13284-133-006861 | H.L. MARTIN DISTRIBUTING CO.
21029 | Currently in Use |  | 1979-01-01 |  | Petroleum | Premium gasoline | Premium gasoline | Retail | Single Wall, Steel | Steel | Field installed cathodic protection |  | Single Wall, Steel |  |  | Field installed cathodic protection | Catchment Basin, Single walled catchment basin | Automatic shutoff device At 95% full | Automatic shutoff device At 95% full |  |  | Statistical Inventory Reconciliation (SIR) | Direct Bury submersible pump | Automatic flow restrictor (MLLD) | Automatic flow restrictor (MLLD) |  |  | Statistical inventory reconciliation (SIR) | Statistical inventory reconciliation (SIR) |  | UST Currently In Use: 4; UST Temp Close: 0; AST Currently In Use: 0; AST Temp Closed: 0 | 4 | 0 | 0 | 13284-133-006861 | H.L. MARTIN DISTRIBUTING CO.
21030 | Currently in Use |  | 1979-01-01 |  | Petroleum | On road diesel | On road diesel | Retail | Single Wall, Steel | Steel | Field installed cathodic protection |  | Fiberglass reinforced plastic, Single Wall |  |  | Other, PER CPTEST | Catchment Basin, Single walled catchment basin | Automatic shutoff device At 95% full | Automatic shutoff device At 95% full |  |  | Statistical Inventory Reconciliation (SIR) | Direct Bury submersible pump | Automatic flow restrictor (MLLD) | Automatic flow restrictor (MLLD) |  |  | Statistical inventory reconciliation (SIR) | Statistical inventory reconciliation (SIR) |  | UST Currently In Use: 4; UST Temp Close: 0; AST Currently In Use: 0; AST Temp Closed: 0 | 4 | 0 | 0 | 13284-133-006861 | H.L. MARTIN DISTRIBUTING CO.
21031 | Permanently Closed | 1991-07-11 | 1971-01-01 | 1991-07-11 | Petroleum | Unleaded gasoline | Unleaded gasoline |  | Steel | Steel |  | Painted or None | Steel |  | 1901-01-01 | [15 empty] | UST Currently In Use: 0; UST Temp Close: 0; AST Currently In Use: 0; AST Temp Closed: 0 | 0 | 0 | 3 | 13284-133-006862 | H.L. MARTIN DISTRIBUTING CO.
21032 | Permanently Closed | 1991-07-11 | 1971-01-01 | 1991-07-11 | Petroleum | Unleaded gasoline | Unleaded gasoline |  | Steel | Steel |  | Painted or None | Steel |  | 1901-01-01 | [15 empty] | UST Currently In Use: 0; UST Temp Close: 0; AST Currently In Use: 0; AST Temp Closed: 0 | 0 | 0 | 3 | 13284-133-006862 | H.L. MARTIN DISTRIBUTING CO.
21033 | Permanently Closed | 1991-07-11 | 1971-01-01 | 1991-07-11 | Petroleum | Unleaded gasoline | Unleaded gasoline |  | Steel | Steel |  | Painted or None | Steel |  | 1901-01-01 | [15 empty] | UST Currently In Use: 0; UST Temp Close: 0; AST Currently In Use: 0; AST Temp Closed: 0 | 0 | 0 | 3 | 13284-133-006862 | H.L. MARTIN DISTRIBUTING CO.
21034 | Permanently Closed | 1901-01-01 | 1980-01-01 | 2011-11-11 | Petroleum | Unleaded gasoline | Unleaded gasoline |  | Steel | Steel |  | Painted or None | Steel |  | 1901-01-01 | [15 empty] | UST Currently In Use: 0; UST Temp Close: 0; AST Currently In Use: 0; AST Temp Closed: 0 | 0 | 0 | 2 | 13284-133-006864 | H.L. MARTIN DISTRIBUTING CO.
21035 | Permanently Closed | 1901-01-01 | 1980-01-01 | 2011-11-11 | Petroleum | Unleaded gasoline | Unleaded gasoline |  | Steel | Steel |  | Painted or None | Steel |  | 1901-01-01 | [15 empty] | UST Currently In Use: 0; UST Temp Close: 0; AST Currently In Use: 0; AST Temp Closed: 0 | 0 | 0 | 2 | 13284-133-006864 | H.L. MARTIN DISTRIBUTING CO.
21036 | Permanently Closed | 1991-04-04 | 1973-01-01 | 1991-04-04 | Petroleum | Unleaded gasoline | Unleaded gasoline |  | Steel | Steel |  | Painted or None | Steel |  | 1901-01-01 | [15 empty] | UST Currently In Use: 4; UST Temp Close: 0; AST Currently In Use: 0; AST Temp Closed: 0 | 4 | 0 | 3 | 13284-093-006865 | H.L. MARTIN DISTRIBUTING CO.
21037 | Permanently Closed | 1991-04-04 | 1973-01-01 | 1991-04-04 | Petroleum | Unleaded gasoline | Unleaded gasoline |  | Steel | Steel |  | Painted or None | Steel |  | 1901-01-01 | [15 empty] | UST Currently In Use: 4; UST Temp Close: 0; AST Currently In Use: 0; AST Temp Closed: 0 | 4 | 0 | 3 | 13284-093-006865 | H.L. MARTIN DISTRIBUTING CO.
21038 | Permanently Closed | 1991-04-04 | 1976-01-01 | 1991-04-04 | Petroleum | Kerosene | Kerosene |  | Steel | Steel |  | Painted or None | Steel |  | 1901-01-01 | [15 empty] | UST Currently In Use: 4; UST Temp Close: 0; AST Currently In Use: 0; AST Temp Closed: 0 | 4 | 0 | 3 | 13284-093-006865 | H.L. MARTIN DISTRIBUTING CO.
21039 | Permanently Closed | 1990-03-13 | 1972-01-01 | 1990-03-13 | Petroleum | Unleaded gasoline | Unleaded gasoline |  | Steel | Steel |  | Painted or None | Steel |  | 1901-01-01 | [15 empty] | UST Currently In Use: 0; UST Temp Close: 0; AST Currently In Use: 0; AST Temp Closed: 0 | 0 | 0 | 3 | 13284-133-006866 | H.L. MARTIN DISTRIBUTING CO.
21040 | Permanently Closed | 1990-03-13 | 1972-01-01 | 1990-03-13 | Petroleum | Unleaded gasoline | Unleaded gasoline |  | Steel | Steel |  | Painted or None | Steel |  | 1901-01-01 | [15 empty] | UST Currently In Use: 0; UST Temp Close: 0; AST Currently In Use: 0; AST Temp Closed: 0 | 0 | 0 | 3 | 13284-133-006866 | H.L. MARTIN DISTRIBUTING CO.
21041 | Permanently Closed | 2006-02-24 | 1975-07-01 | 2006-02-24 | Petroleum | Unleaded gasoline | Unleaded gasoline | Retail | Steel | Steel | Field installed cathodic protection |  | Steel |  | 1901-01-01 | Field installed cathodic protection | Catchment Basin, Single walled catchment basin | Automatic shutoff device At 95% full | Automatic shutoff device At 95% full |  |  | Statistical Inventory Reconciliation (SIR) | [5 empty] | Annual line testing, Statistical inventory reconciliation (SIR) | Statistical inventory reconciliation (SIR) |  | UST Currently In Use: 0; UST Temp Close: 0; AST Currently In Use: 0; AST Temp Closed: 0 | 0 | 0 | 3 | 13284-133-006868 | H.L. MARTIN DISTRIBUTING CO.
21042 | Permanently Closed | 2006-02-24 | 1975-07-01 | 2006-02-24 | Petroleum | Mid-grade gasoline | Mid-grade gasoline | Retail | Steel | Steel | Field installed cathodic protection |  | Steel |  | 1901-01-01 | Field installed cathodic protection | Catchment Basin, Single walled catchment basin | Automatic shutoff device At 95% full | Automatic shutoff device At 95% full |  |  | Statistical Inventory Reconciliation (SIR) | [5 empty] | Annual line testing, Statistical inventory reconciliation (SIR) | Statistical inventory reconciliation (SIR) |  | UST Currently In Use: 0; UST Temp Close: 0; AST Currently In Use: 0; AST Temp Closed: 0 | 0 | 0 | 3 | 13284-133-006868 | H.L. MARTIN DISTRIBUTING CO.
21043 | Permanently Closed | 2006-02-24 | 1980-07-01 | 2006-02-24 | Petroleum | Premium gasoline | Premium gasoline | Retail | Steel | Steel | Field installed cathodic protection |  | Steel |  | 1901-01-01 | Field installed cathodic protection | Catchment Basin, Single walled catchment basin | Automatic shutoff device At 95% full | Automatic shutoff device At 95% full |  |  | Statistical Inventory Reconciliation (SIR) | [5 empty] | Annual line testing, Statistical inventory reconciliation (SIR) | Statistical inventory reconciliation (SIR) |  | UST Currently In Use: 0; UST Temp Close: 0; AST Currently In Use: 0; AST Temp Closed: 0 | 0 | 0 | 3 | 13284-133-006868 | H.L. MARTIN DISTRIBUTING CO.
21044 | Permanently Closed | 1986-03-01 | 1973-01-01 | 1989-06-05 | Petroleum | Unleaded gasoline | Unleaded gasoline |  | Steel | Steel |  | Painted or None | Steel |  | 1901-01-01 | [15 empty] | UST Currently In Use: 0; UST Temp Close: 0; AST Currently In Use: 0; AST Temp Closed: 0 | 0 | 0 | 1 | 13285-089-011036 | MARTIN INDUSTRIES INC
21045 | Permanently Closed | 1979-08-01 | 1977-01-01 | 1990-10-24 | Petroleum | Unleaded gasoline | Unleaded gasoline |  | Steel | Steel |  | Painted or None | Steel |  | 1901-01-01 | [15 empty] | UST Currently In Use: 0; UST Temp Close: 0; AST Currently In Use: 0; AST Temp Closed: 0 | 0 | 0 | 1 | 13286-033-006827 | MARTIN INDUSTRIES INC
21046 | Permanently Closed | 2009-03-11 | 1972-01-01 | 2009-03-11 | Petroleum | Unleaded gasoline | Unleaded gasoline | Retail | Steel | Steel | Field installed cathodic protection |  | Steel |  |  | Field installed cathodic protection | Catchment Basin, Single walled catchment basin | Automatic shutoff device At 95% full | Automatic shutoff device At 95% full |  |  | Statistical Inventory Reconciliation (SIR) | [5 empty] | Statistical inventory reconciliation (SIR) | Statistical inventory reconciliation (SIR) |  | UST Currently In Use: 2; UST Temp Close: 0; AST Currently In Use: 0; AST Temp Closed: 0 | 2 | 0 | 4 | 21106-113-001234 | GRIGGS INC.
21047 | Permanently Closed | 2008-06-18 | 1972-01-01 | 2009-03-11 | Petroleum | Mid-grade gasoline | Mid-grade gasoline | Retail | Steel | Steel | Field installed cathodic protection |  | Steel |  |  | Field installed cathodic protection | Catchment Basin, Single walled catchment basin | Automatic shutoff device At 95% full | Automatic shutoff device At 95% full |  |  | Statistical Inventory Reconciliation (SIR) | [5 empty] | Statistical inventory reconciliation (SIR) | Statistical inventory reconciliation (SIR) |  | UST Currently In Use: 2; UST Temp Close: 0; AST Currently In Use: 0; AST Temp Closed: 0 | 2 | 0 | 4 | 21106-113-001234 | GRIGGS INC.
21048 | Permanently Closed | 2008-06-18 | 1972-01-01 | 2009-03-11 | Petroleum | Premium gasoline | Premium gasoline | Retail | Steel | Steel | Coated & cathodic protection (sti-P3), Field installed cathodic protection |  | Steel |  |  | Field installed cathodic protection | Catchment Basin, Single walled catchment basin | Flow Rest 90% Full | Flow Rest 90% Full |  |  | Statistical Inventory Reconciliation (SIR) | [5 empty] | Statistical inventory reconciliation (SIR) | Statistical inventory reconciliation (SIR) |  | UST Currently In Use: 2; UST Temp Close: 0; AST Currently In Use: 0; AST Temp Closed: 0 | 2 | 0 | 4 | 21106-113-001234 | GRIGGS INC.
21049 | Permanently Closed | 2009-03-11 | 1983-01-01 | 2009-03-11 | Petroleum | Kerosene | Kerosene | Retail | Steel | Steel | Field installed cathodic protection |  | Steel |  |  | Field installed cathodic protection | Catchment Basin, Single walled catchment basin | Flow Rest 90% Full | Flow Rest 90% Full |  |  | Statistical Inventory Reconciliation (SIR) | [8 empty] | UST Currently In Use: 2; UST Temp Close: 0; AST Currently In Use: 0; AST Temp Closed: 0 | 2 | 0 | 4 | 21106-113-001234 | GRIGGS INC.
21050 | Permanently Closed | 1985-11-01 | 1979-01-01 | 1987-12-01 | Petroleum | Used oil | Used oil |  | Steel | Steel |  | Painted or None | Steel |  | 1901-01-01 | [15 empty] | UST Currently In Use: 0; UST Temp Close: 0; AST Currently In Use: 0; AST Temp Closed: 0 | 0 | 0 | 1 | 13288-107-000699 | MARTIN TRUCK AND TRACTOR CO
21051 | Permanently Closed | 1991-07-02 | 1982-01-01 | 1991-07-02 | Petroleum | Unleaded gasoline | Unleaded gasoline |  | Steel | Steel | Interior lined (not allowed as a standalone method of corrosion protection) | Painted or None |  |  | 1901-01-01 | Field installed cathodic protection | [14 empty] | UST Currently In Use: 0; UST Temp Close: 0; AST Currently In Use: 0; AST Temp Closed: 0 | 0 | 0 | 3 | 13290-077-009535 | MARVIN WILLETT
21052 | Permanently Closed | 1991-07-02 | 1982-01-01 | 1991-07-02 | Petroleum | Unleaded gasoline | Unleaded gasoline |  | Steel | Steel | Interior lined (not allowed as a standalone method of corrosion protection) | Painted or None |  |  | 1901-01-01 | Field installed cathodic protection | [14 empty] | UST Currently In Use: 0; UST Temp Close: 0; AST Currently In Use: 0; AST Temp Closed: 0 | 0 | 0 | 3 | 13290-077-009535 | MARVIN WILLETT
21053 | Permanently Closed | 1991-07-02 | 1982-01-01 | 1991-07-02 | Petroleum | Unleaded gasoline | Unleaded gasoline |  | Steel | Steel | Interior lined (not allowed as a standalone method of corrosion protection) | Painted or None |  |  | 1901-01-01 | Field installed cathodic protection | [14 empty] | UST Currently In Use: 0; UST Temp Close: 0; AST Currently In Use: 0; AST Temp Closed: 0 | 0 | 0 | 3 | 13290-077-009535 | MARVIN WILLETT
21055 | Permanently Closed | 1990-10-11 | 1962-01-01 | 1990-10-11 | Petroleum | On road diesel | On road diesel |  | Steel | Steel |  | Painted or None | Steel |  | 1901-01-01 | [15 empty] | UST Currently In Use: 0; UST Temp Close: 0; AST Currently In Use: 0; AST Temp Closed: 0 | 0 | 0 | 1 | 13291-125-006308 | MARY ANNE FINDLEY
21056 | Permanently Closed | 1901-01-01 | 1946-01-01 | 1987-11-01 | Petroleum | Used oil | Used oil |  | Steel | Steel |  | Painted or None | Steel |  | 1901-01-01 | [15 empty] | UST Currently In Use: 0; UST Temp Close: 0; AST Currently In Use: 0; AST Temp Closed: 0 | 0 | 0 | 2 | 13292-097-005976 | MARY ELISABETH LORD
21057 | Permanently Closed | 1901-01-01 | 1946-01-01 | 1987-11-01 | Petroleum | Used oil | Used oil |  | Steel | Steel |  | Painted or None | Steel |  | 1901-01-01 | [15 empty] | UST Currently In Use: 0; UST Temp Close: 0; AST Currently In Use: 0; AST Temp Closed: 0 | 0 | 0 | 2 | 13292-097-005976 | MARY ELISABETH LORD
21058 | Retired | 1988-08-08 | 1977-01-01 |  | Petroleum | On road diesel | On road diesel |  | Steel | Steel |  | Painted or None | Steel |  | 1901-01-01 | [15 empty] | UST Currently In Use: 0; UST Temp Close: 0; AST Currently In Use: 0; AST Temp Closed: 0 | 0 | 0 | 0 | 13293-003-002680 | MARY F UNDERWOOD
21062 | Retired | 1988-08-08 | 1977-01-01 |  | Petroleum | Unleaded gasoline | Unleaded gasoline |  | Steel | Steel |  | Painted or None | Steel |  | 1901-01-01 | [15 empty] | UST Currently In Use: 0; UST Temp Close: 0; AST Currently In Use: 0; AST Temp Closed: 0 | 0 | 0 | 0 | 13293-003-002680 | MARY F UNDERWOOD
21063 | Permanently Closed | 1989-04-08 | 1971-01-01 | 1989-04-08 | Petroleum | Unleaded gasoline | Unleaded gasoline |  | Steel | Steel |  | Painted or None | Steel |  | 1901-01-01 | [15 empty] | UST Currently In Use: 0; UST Temp Close: 0; AST Currently In Use: 0; AST Temp Closed: 0 | 0 | 0 | 2 | 13294-015-006059 | MARY H JOHNSON
21064 | Permanently Closed | 1989-04-08 | 1971-01-01 | 1989-04-08 | Petroleum | Unleaded gasoline | Unleaded gasoline |  | Steel | Steel |  | Painted or None | Steel |  | 1901-01-01 | [15 empty] | UST Currently In Use: 0; UST Temp Close: 0; AST Currently In Use: 0; AST Temp Closed: 0 | 0 | 0 | 2 | 13294-015-006059 | MARY H JOHNSON
21065 | Retired | 1988-05-01 | 1979-01-01 |  | Petroleum | Unleaded gasoline | Unleaded gasoline |  | Steel | Steel |  | Painted or None | Steel |  | 1901-01-01 | [15 empty] | UST Currently In Use: 0; UST Temp Close: 0; AST Currently In Use: 0; AST Temp Closed: 0 | 0 | 0 | 0 | 17707-115-010442 | MARY HARDY
21066 | Retired | 1988-12-21 | 1979-01-01 |  | Petroleum | Unleaded gasoline | Unleaded gasoline |  | Steel | Steel |  | Painted or None | Steel |  | 1901-01-01 | [15 empty] | UST Currently In Use: 0; UST Temp Close: 0; AST Currently In Use: 0; AST Temp Closed: 0 | 0 | 0 | 0 | 17707-115-010442 | MARY HARDY
21067 | Cannot Locate or abandoned | 1991-01-01 | 1976-01-01 |  | Petroleum | Unleaded gasoline | Unleaded gasoline | [7 empty] | 1901-01-01 | [15 empty] | UST Currently In Use: 0; UST Temp Close: 0; AST Currently In Use: 0; AST Temp Closed: 0 | 0 | 0 | 0 | 13296-101-013290 | MARY INGRAM
21068 | Cannot Locate or abandoned | 1991-01-01 | 1979-01-01 |  | Petroleum | Unleaded gasoline | Unleaded gasoline | [7 empty] | 1901-01-01 | [15 empty] | UST Currently In Use: 0; UST Temp Close: 0; AST Currently In Use: 0; AST Temp Closed: 0 | 0 | 0 | 0 | 13296-101-013290 | MARY INGRAM
21069 | Cannot Locate or abandoned | 1990-04-01 | 1979-01-01 |  | Petroleum | Unleaded gasoline | Unleaded gasoline |  | Steel | Steel |  |  | Steel |  | 1901-01-01 | [15 empty] | UST Currently In Use: 0; UST Temp Close: 0; AST Currently In Use: 0; AST Temp Closed: 0 | 0 | 0 | 0 | 13298-051-002691 | MARY LUSTER
21070 | Cannot Locate or abandoned | 1995-10-01 | 1974-01-01 |  | Petroleum | Unleaded gasoline | Unleaded gasoline |  | Steel | Steel |  |  | Steel |  | 1901-01-01 | [15 empty] | UST Currently In Use: 0; UST Temp Close: 0; AST Currently In Use: 0; AST Temp Closed: 0 | 0 | 0 | 0 | 13298-051-002691 | MARY LUSTER
21071 | Permanently Closed | 1994-08-04 | 1983-01-01 | 1994-08-04 | Petroleum | Unleaded gasoline | Unleaded gasoline |  | Steel | Steel |  | Painted or None | Steel |  | 1901-01-01 | [15 empty] | UST Currently In Use: 0; UST Temp Close: 0; AST Currently In Use: 0; AST Temp Closed: 0 | 0 | 0 | 2 | 17618-089-009320 | DAVID W & DIANE HINES
21072 | Permanently Closed | 1994-08-04 | 1983-01-01 | 1994-08-04 | Petroleum | Unleaded gasoline | Unleaded gasoline |  | Steel | Steel |  | Painted or None | Steel |  | 1901-01-01 | [15 empty] | UST Currently In Use: 0; UST Temp Close: 0; AST Currently In Use: 0; AST Temp Closed: 0 | 0 | 0 | 2 | 17618-089-009320 | DAVID W & DIANE HINES
21073 | Currently in Use |  | 1977-01-01 |  | Petroleum | Unleaded gasoline | Unleaded gasoline | Retail | Steel | Steel | Field installed cathodic protection | Painted or None | Steel |  |  | Field installed cathodic protection | Catchment Basin, Single walled catchment basin | Automatic shutoff device At 95% full | Automatic shutoff device At 95% full |  |  | Statistical Inventory Reconciliation (SIR) | [8 empty] | UST Currently In Use: 2; UST Temp Close: 0; AST Currently In Use: 0; AST Temp Closed: 0 | 2 | 0 | 0 | 13300-121-011264 | MARY V TRAMMELL
21074 | Currently in Use |  | 1977-01-01 |  | Petroleum | Premium gasoline | Premium gasoline | Retail | Steel | Steel | Coated & cathodic protection (sti-P3), Field installed cathodic protection |  | Steel |  |  | Field installed cathodic protection | Catchment Basin, Single walled catchment basin | Automatic shutoff device At 95% full | Automatic shutoff device At 95% full |  |  | Statistical Inventory Reconciliation (SIR) | [8 empty] | UST Currently In Use: 2; UST Temp Close: 0; AST Currently In Use: 0; AST Temp Closed: 0 | 2 | 0 | 0 | 13300-121-011264 | MARY V TRAMMELL
21075 | Permanently Closed | 1989-01-16 | 1974-01-01 | 1989-01-16 | Petroleum | Unleaded gasoline | Unleaded gasoline |  | Steel | Steel |  | Painted or None | Steel |  | 1901-01-01 | [15 empty] | UST Currently In Use: 0; UST Temp Close: 0; AST Currently In Use: 0; AST Temp Closed: 0 | 0 | 0 | 5 | 13301-113-002592 | J & M STOP & SHOP
21076 | Permanently Closed | 1989-01-16 | 1974-01-01 | 1989-01-16 | Petroleum | Unleaded gasoline | Unleaded gasoline |  | Steel | Steel |  | Painted or None | Steel |  | 1901-01-01 | [15 empty] | UST Currently In Use: 0; UST Temp Close: 0; AST Currently In Use: 0; AST Temp Closed: 0 | 0 | 0 | 5 | 13301-113-002592 | J & M STOP & SHOP
21077 | Permanently Closed | 1989-01-16 | 1974-01-01 | 1989-01-16 | Petroleum | Unleaded gasoline | Unleaded gasoline |  | Steel | Steel |  | Painted or None | Steel |  | 1901-01-01 | [15 empty] | UST Currently In Use: 0; UST Temp Close: 0; AST Currently In Use: 0; AST Temp Closed: 0 | 0 | 0 | 5 | 13301-113-002592 | J & M STOP & SHOP
21078 | Permanently Closed | 1989-01-16 | 1974-01-01 | 1989-01-16 | Petroleum | Unleaded gasoline | Unleaded gasoline |  | Steel | Steel |  | Painted or None | Steel |  | 1901-01-01 | [15 empty] | UST Currently In Use: 0; UST Temp Close: 0; AST Currently In Use: 0; AST Temp Closed: 0 | 0 | 0 | 5 | 13301-113-002592 | J & M STOP & SHOP
21079 | Permanently Closed | 1989-01-16 | 1974-01-01 | 1989-01-16 | Petroleum | On road diesel | On road diesel |  | Steel | Steel |  | Painted or None | Steel |  | 1901-01-01 | [15 empty] | UST Currently In Use: 0; UST Temp Close: 0; AST Currently In Use: 0; AST Temp Closed: 0 | 0 | 0 | 5 | 13301-113-002592 | J & M STOP & SHOP
21080 | Permanently Closed | 2011-11-11 | 1979-01-01 | 2015-07-09 | Petroleum | Unleaded gasoline | Unleaded gasoline |  | Steel | Steel |  |  |  |  | 1901-01-01 | [15 empty] | UST Currently In Use: 0; UST Temp Close: 0; AST Currently In Use: 0; AST Temp Closed: 0 | 0 | 0 | 1 | 13302-073-000573 | MASON CORP
21081 | Permanently Closed | 1992-09-17 | 1974-01-01 | 1992-09-17 | Petroleum | Unleaded gasoline | Unleaded gasoline |  | Steel | Steel |  | Painted or None | Steel |  | 1901-01-01 | [15 empty] | UST Currently In Use: 0; UST Temp Close: 0; AST Currently In Use: 0; AST Temp Closed: 0 | 0 | 0 | 2 | 13303-073-002285 | MASONRY ARTS INC
21082 | Permanently Closed | 1992-09-17 | 1974-01-01 | 1992-09-17 | Petroleum | On road diesel | On road diesel |  | Steel | Steel |  | Painted or None | Steel |  | 1901-01-01 | [15 empty] | UST Currently In Use: 0; UST Temp Close: 0; AST Currently In Use: 0; AST Temp Closed: 0 | 0 | 0 | 2 | 13303-073-002285 | MASONRY ARTS INC
21083 | Retired | 1985-09-01 | 1963-01-01 |  | Petroleum | Unleaded gasoline | Unleaded gasoline |  | Steel | Steel |  | Painted or None | Steel |  | 1901-01-01 | [15 empty] | UST Currently In Use: 0; UST Temp Close: 0; AST Currently In Use: 0; AST Temp Closed: 0 | 0 | 0 | 2 | 13303-073-002285 | MASONRY ARTS INC
21084 | Retired | 1985-09-01 | 1963-01-01 |  | Petroleum | On road diesel | On road diesel |  | Steel | Steel |  | Painted or None | Steel |  | 1901-01-01 | [15 empty] | UST Currently In Use: 0; UST Temp Close: 0; AST Currently In Use: 0; AST Temp Closed: 0 | 0 | 0 | 2 | 13303-073-002285 | MASONRY ARTS INC
21085 | Permanently Closed | 1995-06-01 | 1978-01-01 | 1995-09-25 | Petroleum | On road diesel | On road diesel | Bulk facility | Steel | Steel |  | Painted or None | Steel |  | 1901-01-01 | [15 empty] | UST Currently In Use: 0; UST Temp Close: 0; AST Currently In Use: 0; AST Temp Closed: 0 | 0 | 0 | 1 | 13304-045-001922 | MILLBROOK DISTRUBUTION SERVICES
21086 | Permanently Closed | 1992-04-15 | 1979-01-01 | 1992-04-15 | Petroleum | On road diesel | On road diesel |  | Steel | Steel |  | Painted or None | Steel |  | 1901-01-01 | [15 empty] | UST Currently In Use: 0; UST Temp Close: 0; AST Currently In Use: 0; AST Temp Closed: 0 | 0 | 0 | 1 | 13305-115-008814 | MASSEY MILLING CO
21088 | Permanently Closed | 1901-01-01 | 1973-01-01 |  | Petroleum | Unleaded gasoline | Unleaded gasoline |  | Steel | Steel |  | Painted or None | Steel |  | 1901-01-01 | [15 empty] | UST Currently In Use: 0; UST Temp Close: 0; AST Currently In Use: 0; AST Temp Closed: 0 | 0 | 0 | 3 | 13307-007-007995 | MATHEWS & MATHEWS INC
21089 | Permanently Closed | 1901-01-01 | 1968-01-01 |  | Petroleum | Unleaded gasoline | Unleaded gasoline |  | Steel | Steel |  | Painted or None | Steel |  | 1901-01-01 | [15 empty] | UST Currently In Use: 0; UST Temp Close: 0; AST Currently In Use: 0; AST Temp Closed: 0 | 0 | 0 | 3 | 13307-007-007995 | MATHEWS & MATHEWS INC
21090 | Permanently Closed | 1901-01-01 | 1968-01-01 |  | Petroleum | Unleaded gasoline | Unleaded gasoline |  | Steel | Steel |  | Painted or None | Steel |  | 1901-01-01 | [15 empty] | UST Currently In Use: 0; UST Temp Close: 0; AST Currently In Use: 0; AST Temp Closed: 0 | 0 | 0 | 3 | 13307-007-007995 | MATHEWS & MATHEWS INC
21091 | Cannot Locate or abandoned | 1993-01-01 | 1976-01-01 |  | Petroleum | Unleaded gasoline | Unleaded gasoline |  | Steel | Steel |  | Painted or None | Steel |  | 1901-01-01 | [15 empty] | UST Currently In Use: 0; UST Temp Close: 0; AST Currently In Use: 0; AST Temp Closed: 0 | 0 | 0 | 0 | 20971-007-007997 | JERRY DEERMAN
21092 | Cannot Locate or abandoned | 1993-01-01 | 1976-01-01 |  | Petroleum | Unleaded gasoline | Unleaded gasoline |  | Steel | Steel |  | Painted or None | Steel |  | 1901-01-01 | [15 empty] | UST Currently In Use: 0; UST Temp Close: 0; AST Currently In Use: 0; AST Temp Closed: 0 | 0 | 0 | 0 | 20971-007-007997 | JERRY DEERMAN
21093 | Cannot Locate or abandoned | 2003-10-01 | 1982-01-01 |  | Petroleum | Unleaded gasoline | Unleaded gasoline |  | Steel | Steel | Coated & cathodic protection (sti-P3) |  | Steel |  | 1901-01-01 | [15 empty] | UST Currently In Use: 0; UST Temp Close: 0; AST Currently In Use: 0; AST Temp Closed: 0 | 0 | 0 | 0 | 20971-007-007997 | JERRY DEERMAN
21094 | Permanently Closed | 1993-12-01 | 1972-01-01 | 1994-04-21 | Petroleum | Unleaded gasoline | Unleaded gasoline |  | Steel | Steel |  | Painted or None | Steel |  | 1901-01-01 | [15 empty] | UST Currently In Use: 0; UST Temp Close: 0; AST Currently In Use: 0; AST Temp Closed: 0 | 0 | 0 | 3 | 13307-075-007993 | MATHEWS & MATHEWS INC
21095 | Permanently Closed | 1993-12-01 | 1972-01-01 | 1994-04-21 | Petroleum | Unleaded gasoline | Unleaded gasoline |  | Steel | Steel |  | Painted or None | Steel |  | 1901-01-01 | [15 empty] | UST Currently In Use: 0; UST Temp Close: 0; AST Currently In Use: 0; AST Temp Closed: 0 | 0 | 0 | 3 | 13307-075-007993 | MATHEWS & MATHEWS INC
21096 | Permanently Closed | 1993-12-01 | 1972-01-01 | 1994-04-21 | Petroleum | Unleaded gasoline | Unleaded gasoline |  | Steel | Steel |  | Painted or None | Steel |  | 1901-01-01 | [15 empty] | UST Currently In Use: 0; UST Temp Close: 0; AST Currently In Use: 0; AST Temp Closed: 0 | 0 | 0 | 3 | 13307-075-007993 | MATHEWS & MATHEWS INC
21097 | Permanently Closed | 1990-01-01 | 1981-01-01 | 2005-02-01 | Petroleum | On road diesel | On road diesel |  | Steel | Steel |  | Painted or None | Steel |  | 1901-01-01 | [15 empty] | UST Currently In Use: 0; UST Temp Close: 0; AST Currently In Use: 0; AST Temp Closed: 0 | 0 | 0 | 1 | 13307-125-007974 | MATHEWS & MATHEWS INC
21098 | Permanently Closed | 1901-01-01 | 1969-01-01 | 1988-12-16 | Petroleum | Unleaded gasoline | Unleaded gasoline |  | Steel | Steel |  | Painted or None | Steel |  | 1901-01-01 | [15 empty] | UST Currently In Use: 0; UST Temp Close: 0; AST Currently In Use: 0; AST Temp Closed: 0 | 0 | 0 | 2 | 13307-125-007985 | MATHEWS & MATHEWS INC
21099 | Permanently Closed | 1901-01-01 | 1969-01-01 | 1988-12-16 | Petroleum | Unleaded gasoline | Unleaded gasoline |  | Steel | Steel |  | Painted or None | Steel |  | 1901-01-01 | [15 empty] | UST Currently In Use: 0; UST Temp Close: 0; AST Currently In Use: 0; AST Temp Closed: 0 | 0 | 0 | 2 | 13307-125-007985 | MATHEWS & MATHEWS INC
21100 | Permanently Closed | 1901-01-01 | 1953-01-01 | 1986-07-17 | Petroleum | Unleaded gasoline | Unleaded gasoline |  | Steel | Steel |  | Painted or None | Steel |  | 1901-01-01 | [15 empty] | UST Currently In Use: 0; UST Temp Close: 0; AST Currently In Use: 0; AST Temp Closed: 0 | 0 | 0 | 3 | 13307-125-007986 | MATHEWS & MATHEWS INC
21101 | Permanently Closed | 1901-01-01 | 1953-01-01 | 1986-07-17 | Petroleum | Unleaded gasoline | Unleaded gasoline |  | Steel | Steel |  | Painted or None | Steel |  | 1901-01-01 | [15 empty] | UST Currently In Use: 0; UST Temp Close: 0; AST Currently In Use: 0; AST Temp Closed: 0 | 0 | 0 | 3 | 13307-125-007986 | MATHEWS & MATHEWS INC
21102 | Permanently Closed | 1901-01-01 | 1953-01-01 | 1986-07-17 | Petroleum | Unleaded gasoline | Unleaded gasoline |  | Steel | Steel |  | Painted or None | Steel |  | 1901-01-01 | [15 empty] | UST Currently In Use: 0; UST Temp Close: 0; AST Currently In Use: 0; AST Temp Closed: 0 | 0 | 0 | 3 | 13307-125-007986 | MATHEWS & MATHEWS INC
21103 | Permanently Closed | 1997-02-01 | 1959-01-01 | 1997-03-14 | Petroleum | Unleaded gasoline | Unleaded gasoline | Retail | Steel | Steel |  | Painted or None | Steel |  | 1901-01-01 | [12 empty] | Annual line testing | Annual line testing |  | UST Currently In Use: 0; UST Temp Close: 0; AST Currently In Use: 0; AST Temp Closed: 0 | 0 | 0 | 3 | 19980-125-007988 | CLARENCE L.SANDERS
21104 | Permanently Closed | 1997-02-01 | 1959-01-01 | 1997-03-14 | Petroleum | Unleaded gasoline | Unleaded gasoline | Retail | Steel | Steel |  | Painted or None | Steel |  | 1901-01-01 | [12 empty] | Annual line testing | Annual line testing |  | UST Currently In Use: 0; UST Temp Close: 0; AST Currently In Use: 0; AST Temp Closed: 0 | 0 | 0 | 3 | 19980-125-007988 | CLARENCE L.SANDERS
21105 | Permanently Closed | 1997-02-01 | 1956-01-01 | 1997-03-14 | Petroleum | Unleaded gasoline | Unleaded gasoline | Retail | Steel | Steel |  | Painted or None | Steel |  | 1901-01-01 | [12 empty] | Annual line testing | Annual line testing |  | UST Currently In Use: 0; UST Temp Close: 0; AST Currently In Use: 0; AST Temp Closed: 0 | 0 | 0 | 3 | 19980-125-007988 | CLARENCE L.SANDERS
21106 | Permanently Closed | 1985-06-01 | 1951-01-01 | 1991-07-25 | Petroleum | Unleaded gasoline | Unleaded gasoline |  | Steel | Steel |  | Painted or None | Steel |  | 1901-01-01 | [15 empty] | UST Currently In Use: 0; UST Temp Close: 0; AST Currently In Use: 0; AST Temp Closed: 0 | 0 | 0 | 4 | 13307-125-007990 | MATHEWS & MATHEWS INC
21107 | Permanently Closed | 1985-06-01 | 1951-01-01 | 1991-07-25 | Petroleum | Unleaded gasoline | Unleaded gasoline |  | Steel | Steel |  | Painted or None | Steel |  | 1901-01-01 | [15 empty] | UST Currently In Use: 0; UST Temp Close: 0; AST Currently In Use: 0; AST Temp Closed: 0 | 0 | 0 | 4 | 13307-125-007990 | MATHEWS & MATHEWS INC
21108 | Permanently Closed | 1985-06-01 | 1951-01-01 | 1991-07-25 | Petroleum | Unleaded gasoline | Unleaded gasoline |  | Steel | Steel |  | Painted or None | Steel |  | 1901-01-01 | [15 empty] | UST Currently In Use: 0; UST Temp Close: 0; AST Currently In Use: 0; AST Temp Closed: 0 | 0 | 0 | 4 | 13307-125-007990 | MATHEWS & MATHEWS INC
21109 | Permanently Closed | 1985-06-01 | 1956-01-01 | 1991-07-25 | Petroleum | Unleaded gasoline | Unleaded gasoline |  | Steel | Steel |  | Painted or None | Steel |  | 1901-01-01 | [15 empty] | UST Currently In Use: 0; UST Temp Close: 0; AST Currently In Use: 0; AST Temp Closed: 0 | 0 | 0 | 4 | 13307-125-007990 | MATHEWS & MATHEWS INC
21110 | Permanently Closed | 1992-03-17 | 1952-01-01 | 1992-03-17 | Petroleum | Unleaded gasoline | Unleaded gasoline |  | Steel | Steel |  | Painted or None | Steel |  | 1901-01-01 | [15 empty] | UST Currently In Use: 0; UST Temp Close: 0; AST Currently In Use: 0; AST Temp Closed: 0 | 0 | 0 | 4 | 13307-125-007991 | MATHEWS & MATHEWS INC
21111 | Permanently Closed | 1992-03-17 | 1957-01-01 | 1992-03-17 | Petroleum | On road diesel | On road diesel |  | Steel | Steel |  | Painted or None | Steel |  | 1901-01-01 | [15 empty] | UST Currently In Use: 0; UST Temp Close: 0; AST Currently In Use: 0; AST Temp Closed: 0 | 0 | 0 | 4 | 13307-125-007991 | MATHEWS & MATHEWS INC
21112 | Permanently Closed | 1992-03-17 | 1966-01-01 | 1992-03-17 | Petroleum | Unleaded gasoline | Unleaded gasoline |  | Steel | Steel |  | Painted or None | Steel |  | 1901-01-01 | [15 empty] | UST Currently In Use: 0; UST Temp Close: 0; AST Currently In Use: 0; AST Temp Closed: 0 | 0 | 0 | 4 | 13307-125-007991 | MATHEWS & MATHEWS INC
21113 | Permanently Closed | 1992-03-17 | 1966-01-01 | 1992-03-17 | Petroleum | Unleaded gasoline | Unleaded gasoline |  | Steel | Steel |  | Painted or None | Steel |  | 1901-01-01 | [15 empty] | UST Currently In Use: 0; UST Temp Close: 0; AST Currently In Use: 0; AST Temp Closed: 0 | 0 | 0 | 4 | 13307-125-007991 | MATHEWS & MATHEWS INC
21114 | Cannot Locate or abandoned | 1994-01-01 | 1969-01-01 |  | Petroleum | On road diesel | On road diesel |  | Steel | Steel |  | Painted or None | Steel |  | 1901-01-01 | [15 empty] | UST Currently In Use: 0; UST Temp Close: 0; AST Currently In Use: 0; AST Temp Closed: 0 | 0 | 0 | 0 | 17515-125-007992 | FOY BOBO
21115 | Cannot Locate or abandoned | 1994-01-01 | 1969-01-01 |  | Petroleum | On road diesel | On road diesel |  | Steel | Steel |  | Painted or None | Steel |  | 1901-01-01 | [15 empty] | UST Currently In Use: 0; UST Temp Close: 0; AST Currently In Use: 0; AST Temp Closed: 0 | 0 | 0 | 0 | 17515-125-007992 | FOY BOBO
21116 | Cannot Locate or abandoned | 1994-01-01 | 1969-01-01 |  | Petroleum | Unleaded gasoline | Unleaded gasoline |  | Steel | Steel |  | Painted or None | Steel |  | 1901-01-01 | [15 empty] | UST Currently In Use: 0; UST Temp Close: 0; AST Currently In Use: 0; AST Temp Closed: 0 | 0 | 0 | 0 | 17515-125-007992 | FOY BOBO
21117 | Cannot Locate or abandoned | 1994-01-01 | 1969-01-01 |  | Petroleum | Unleaded gasoline | Unleaded gasoline |  | Steel | Steel |  | Painted or None | Steel |  | 1901-01-01 | [15 empty] | UST Currently In Use: 0; UST Temp Close: 0; AST Currently In Use: 0; AST Temp Closed: 0 | 0 | 0 | 0 | 17515-125-007992 | FOY BOBO
21118 | Retired | 1978-08-01 | 1968-01-01 |  | Petroleum | Unleaded gasoline | Unleaded gasoline |  | Steel | Steel |  | Painted or None | Steel |  | 1901-01-01 | [15 empty] | UST Currently In Use: 0; UST Temp Close: 0; AST Currently In Use: 0; AST Temp Closed: 0 | 0 | 0 | 1 | 13307-125-007998 | MATHEWS & MATHEWS INC
21119 | Cannot Locate or abandoned | 1998-12-22 | 1974-01-01 |  | Petroleum | On road diesel | On road diesel |  | Steel | Steel |  | Painted or None | Steel |  | 1901-01-01 | [12 empty] | Annual line testing | Annual line testing |  | UST Currently In Use: 0; UST Temp Close: 0; AST Currently In Use: 0; AST Temp Closed: 0 | 0 | 0 | 1 | 13307-125-007998 | MATHEWS & MATHEWS INC
21120 | Permanently Closed | 1995-06-01 | 1974-01-01 | 1995-06-02 | Petroleum | On road diesel | On road diesel |  | Steel | Steel |  | Painted or None | Steel |  | 1901-01-01 | [15 empty] | UST Currently In Use: 0; UST Temp Close: 0; AST Currently In Use: 0; AST Temp Closed: 0 | 0 | 0 | 1 | 13307-125-007998 | MATHEWS & MATHEWS INC
21121 | Cannot Locate or abandoned | 1999-12-22 | 1981-01-01 |  | Petroleum | Kerosene | Kerosene |  | Steel | Steel |  | Painted or None | Steel |  | 1901-01-01 | [12 empty] | Annual line testing | Annual line testing |  | UST Currently In Use: 0; UST Temp Close: 0; AST Currently In Use: 0; AST Temp Closed: 0 | 0 | 0 | 1 | 13307-125-007998 | MATHEWS & MATHEWS INC
21122 | Cannot Locate or abandoned | 1999-12-22 | 1981-01-01 |  | Petroleum | Other, MNRLSPIRIT | Other |  | Steel | Steel |  | Painted or None | Steel |  | 1901-01-01 | [12 empty] | Annual line testing | Annual line testing |  | UST Currently In Use: 0; UST Temp Close: 0; AST Currently In Use: 0; AST Temp Closed: 0 | 0 | 0 | 1 | 13307-125-007998 | MATHEWS & MATHEWS INC
21123 | Permanently Closed | 1991-07-01 | 1974-01-01 | 1991-07-01 | Petroleum | Unleaded gasoline | Unleaded gasoline |  | Steel | Steel |  | Painted or None | Steel |  | 1901-01-01 | [15 empty] | UST Currently In Use: 0; UST Temp Close: 0; AST Currently In Use: 0; AST Temp Closed: 0 | 0 | 0 | 1 | 13307-125-008000 | MATHEWS & MATHEWS INC
21124 | Retired | 1983-06-01 | 1968-01-01 |  | Petroleum | Unleaded gasoline | Unleaded gasoline |  | Steel | Steel |  |  |  |  | 1901-01-01 | [15 empty] | UST Currently In Use: 0; UST Temp Close: 0; AST Currently In Use: 0; AST Temp Closed: 0 | 0 | 0 | 0 | 13307-125-008001 | MATHEWS & MATHEWS INC
21125 | Permanently Closed | 1901-01-01 | 1975-01-01 | 1988-12-22 | Petroleum | Unleaded gasoline | Unleaded gasoline |  | Steel | Steel |  | Painted or None | Steel |  | 1901-01-01 | [15 empty] | UST Currently In Use: 0; UST Temp Close: 0; AST Currently In Use: 0; AST Temp Closed: 0 | 0 | 0 | 1 | 13307-125-008002 | MATHEWS & MATHEWS INC
21126 | Retired | 1984-10-01 | 1964-01-01 |  | Petroleum | Unleaded gasoline | Unleaded gasoline |  | Steel | Steel |  | Painted or None | Steel |  | 1901-01-01 | [15 empty] | UST Currently In Use: 0; UST Temp Close: 0; AST Currently In Use: 0; AST Temp Closed: 0 | 0 | 0 | 0 | 13307-125-008004 | MATHEWS & MATHEWS INC
21127 | Permanently Closed | 1994-02-01 | 1977-01-01 | 1994-05-12 | Petroleum | Unleaded gasoline | Unleaded gasoline |  | Steel | Steel |  | Painted or None | Steel |  | 1901-01-01 | [15 empty] | UST Currently In Use: 0; UST Temp Close: 0; AST Currently In Use: 2; AST Temp Closed: 0 | 0 | 0 | 1 | 13307-125-008006 | MATHEWS & MATHEWS INC
21128 | Permanently Closed | 1993-04-21 | 1970-01-01 | 1993-04-21 | Petroleum | On road diesel | On road diesel |  | Steel | Steel |  |  | Steel |  | 1901-01-01 | [15 empty] | UST Currently In Use: 0; UST Temp Close: 0; AST Currently In Use: 0; AST Temp Closed: 0 | 0 | 0 | 2 | 22495-125-009789 | FORTERRA PIPE & PRECAST, LLC
21129 | Permanently Closed | 1993-04-21 | 1970-01-01 | 1993-04-21 | Petroleum | Unleaded gasoline | Unleaded gasoline |  | Steel | Steel |  |  | Steel |  | 1901-01-01 | [15 empty] | UST Currently In Use: 0; UST Temp Close: 0; AST Currently In Use: 0; AST Temp Closed: 0 | 0 | 0 | 2 | 22495-125-009789 | FORTERRA PIPE & PRECAST, LLC
21130 | Permanently Closed | 2002-12-31 | 1978-01-01 | 2002-11-22 | Petroleum | Unleaded gasoline | Unleaded gasoline | Retail | Steel | Steel | Field installed cathodic protection |  | Steel |  | 1901-01-01 | Field installed cathodic protection | Catchment Basin, Single walled catchment basin | Automatic shutoff device At 95% full | Automatic shutoff device At 95% full |  |  | Statistical Inventory Reconciliation (SIR) | [5 empty] | Annual line testing, Statistical inventory reconciliation (SIR) | Statistical inventory reconciliation (SIR) |  | UST Currently In Use: 0; UST Temp Close: 0; AST Currently In Use: 0; AST Temp Closed: 0 | 0 | 0 | 4 | 13307-125-011195 | MATHEWS & MATHEWS INC
21131 | Permanently Closed | 2002-12-31 | 1978-01-01 | 2002-11-22 | Petroleum | Premium gasoline | Premium gasoline | Retail | Steel | Steel | Field installed cathodic protection |  | Steel |  | 1901-01-01 | Field installed cathodic protection | Catchment Basin, Single walled catchment basin | Automatic shutoff device At 95% full | Automatic shutoff device At 95% full |  |  | Statistical Inventory Reconciliation (SIR) | [5 empty] | Annual line testing, Statistical inventory reconciliation (SIR) | Statistical inventory reconciliation (SIR) |  | UST Currently In Use: 0; UST Temp Close: 0; AST Currently In Use: 0; AST Temp Closed: 0 | 0 | 0 | 4 | 13307-125-011195 | MATHEWS & MATHEWS INC
21132 | Permanently Closed | 2002-12-31 | 1978-01-01 | 2002-11-22 | Petroleum | Mid-grade gasoline | Mid-grade gasoline | Retail | Steel | Steel | Field installed cathodic protection |  | Steel |  | 1901-01-01 | Field installed cathodic protection | Catchment Basin, Single walled catchment basin | Automatic shutoff device At 95% full | Automatic shutoff device At 95% full |  |  | Statistical Inventory Reconciliation (SIR) | [5 empty] | Annual line testing, Statistical inventory reconciliation (SIR) | Statistical inventory reconciliation (SIR) |  | UST Currently In Use: 0; UST Temp Close: 0; AST Currently In Use: 0; AST Temp Closed: 0 | 0 | 0 | 4 | 13307-125-011195 | MATHEWS & MATHEWS INC
21133 | Permanently Closed | 2001-02-26 | 1978-01-01 | 2001-02-26 | Petroleum | Used oil | Used oil |  | Steel | Steel |  | Painted or None | Steel |  | 1901-01-01 |  | Other, EXEMPT | Other, EXEMPT | Other |  |  | Statistical Inventory Reconciliation (SIR) | [8 empty] | UST Currently In Use: 0; UST Temp Close: 0; AST Currently In Use: 0; AST Temp Closed: 0 | 0 | 0 | 4 | 13307-125-011195 | MATHEWS & MATHEWS INC
21135 | Permanently Closed | 2012-09-30 | 1989-10-02 | 2017-10-13 | Petroleum | Unleaded gasoline | Unleaded gasoline | Retail | Single Wall, Steel | Steel | Coated & cathodic protection (sti-P3) |  | Fiberglass reinforced plastic |  |  |  | Catchment Basin, Single walled catchment basin | Automatic shutoff device At 95% full | Automatic shutoff device At 95% full |  |  | Statistical Inventory Reconciliation (SIR) | [5 empty] | Statistical inventory reconciliation (SIR) | Statistical inventory reconciliation (SIR) |  | UST Currently In Use: 0; UST Temp Close: 0; AST Currently In Use: 0; AST Temp Closed: 0 | 0 | 0 | 3 | 13529-127-009427 | MOORE PETROLEUM COMPANY, INC.
21136 | Permanently Closed | 2012-09-30 | 1989-10-02 | 2017-10-13 | Petroleum | On road diesel | On road diesel | Retail | Single Wall, Steel | Steel | Coated & cathodic protection (sti-P3) |  | Fiberglass reinforced plastic |  |  |  | Catchment Basin, Single walled catchment basin | Automatic shutoff device At 95% full | Automatic shutoff device At 95% full |  |  | Statistical Inventory Reconciliation (SIR) | [5 empty] | Statistical inventory reconciliation (SIR) | Statistical inventory reconciliation (SIR) |  | UST Currently In Use: 0; UST Temp Close: 0; AST Currently In Use: 0; AST Temp Closed: 0 | 0 | 0 | 3 | 13529-127-009427 | MOORE PETROLEUM COMPANY, INC.
21137 | Permanently Closed | 2012-09-30 | 1989-10-02 | 2017-10-13 | Petroleum | Premium gasoline | Premium gasoline | Retail | Single Wall, Steel | Steel | Coated & cathodic protection (sti-P3) |  | Fiberglass reinforced plastic |  |  |  | Catchment Basin, Single walled catchment basin | Automatic shutoff device At 95% full | Automatic shutoff device At 95% full |  |  | Statistical Inventory Reconciliation (SIR) | [5 empty] | Statistical inventory reconciliation (SIR) | Statistical inventory reconciliation (SIR) |  | UST Currently In Use: 0; UST Temp Close: 0; AST Currently In Use: 0; AST Temp Closed: 0 | 0 | 0 | 3 | 13529-127-009427 | MOORE PETROLEUM COMPANY, INC.
21138 | Permanently Closed | 1990-04-25 | 1961-01-01 | 1990-04-25 | Petroleum | Unleaded gasoline | Unleaded gasoline |  | Steel | Steel |  | Painted or None | Steel |  | 1901-01-01 | [15 empty] | UST Currently In Use: 4; UST Temp Close: 0; AST Currently In Use: 1; AST Temp Closed: 0 | 4 | 0 | 4 | 22196-127-009428 | RELIANCE, LLC
21139 | Permanently Closed | 1990-04-25 | 1961-01-01 | 1990-04-25 | Petroleum | Unleaded gasoline | Unleaded gasoline |  | Steel | Steel |  | Painted or None | Steel |  | 1901-01-01 | [15 empty] | UST Currently In Use: 4; UST Temp Close: 0; AST Currently In Use: 1; AST Temp Closed: 0 | 4 | 0 | 4 | 22196-127-009428 | RELIANCE, LLC
21140 | Permanently Closed | 1990-04-25 | 1961-01-01 | 1990-04-25 | Petroleum | Unleaded gasoline | Unleaded gasoline |  | Steel | Steel |  | Painted or None | Steel |  | 1901-01-01 | [15 empty] | UST Currently In Use: 4; UST Temp Close: 0; AST Currently In Use: 1; AST Temp Closed: 0 | 4 | 0 | 4 | 22196-127-009428 | RELIANCE, LLC
21141 | Permanently Closed | 1990-04-25 | 1982-01-01 | 1990-04-25 | Petroleum | On road diesel | On road diesel |  | Steel | Steel | Coated & cathodic protection (sti-P3) |  | Steel |  | 1901-01-01 | [15 empty] | UST Currently In Use: 4; UST Temp Close: 0; AST Currently In Use: 1; AST Temp Closed: 0 | 4 | 0 | 4 | 22196-127-009428 | RELIANCE, LLC
21142 | Currently in Use |  | 1990-06-27 |  | Petroleum | Unleaded gasoline | Unleaded gasoline | Retail | Single Wall, Steel | Steel | Coated & cathodic protection (sti-P3) |  | Double Wall, Fiberglass reinforced plastic |  |  |  | Catchment Basin, Single walled catchment basin | Automatic shutoff device At 95% full | Automatic shutoff device At 95% full |  |  | Continuous Automatic Tank Gauge | Single walled submersible pump containment sump | Automatic flow restrictor (MLLD), Containment Sump | Containment Sump |  |  | Annual line testing | Annual line testing |  | UST Currently In Use: 4; UST Temp Close: 0; AST Currently In Use: 1; AST Temp Closed: 0 | 4 | 0 | 4 | 22196-127-009428 | RELIANCE, LLC
21143 | Currently in Use |  | 1989-01-01 |  | Petroleum | Premium gasoline | Premium gasoline | Retail | Single Wall, Steel | Steel | Coated & cathodic protection (sti-P3) |  | Double Wall, Fiberglass reinforced plastic |  |  |  | Catchment Basin, Single walled catchment basin | Automatic shutoff device At 95% full | Automatic shutoff device At 95% full |  |  | Continuous Automatic Tank Gauge | Single walled submersible pump containment sump | Automatic flow restrictor (MLLD), Containment Sump | Containment Sump |  |  | Annual line testing | Annual line testing |  | UST Currently In Use: 4; UST Temp Close: 0; AST Currently In Use: 1; AST Temp Closed: 0 | 4 | 0 | 4 | 22196-127-009428 | RELIANCE, LLC
21144 | Currently in Use |  | 1990-06-27 |  | Petroleum | Unleaded gasoline | Unleaded gasoline | Retail | Single Wall, Steel | Steel | Coated & cathodic protection (sti-P3) |  | Double Wall, Fiberglass reinforced plastic |  |  |  | Catchment Basin, Single walled catchment basin | Automatic shutoff device At 95% full | Automatic shutoff device At 95% full |  |  | Continuous Automatic Tank Gauge | Single walled submersible pump containment sump | Automatic flow restrictor (MLLD), Containment Sump | Containment Sump |  |  | Annual line testing | Annual line testing |  | UST Currently In Use: 4; UST Temp Close: 0; AST Currently In Use: 1; AST Temp Closed: 0 | 4 | 0 | 4 | 22196-127-009428 | RELIANCE, LLC
21145 | Currently in Use |  | 1990-06-27 |  | Petroleum | On road diesel | On road diesel | Retail | Single Wall, Steel | Steel | Coated & cathodic protection (sti-P3) |  | Double Wall, Fiberglass reinforced plastic |  |  |  | Catchment Basin, Single walled catchment basin | Automatic shutoff device At 95% full | Automatic shutoff device At 95% full |  |  | Continuous Automatic Tank Gauge | Single walled submersible pump containment sump | Automatic flow restrictor (MLLD), Containment Sump | Containment Sump |  |  | Annual line testing | Annual line testing |  | UST Currently In Use: 4; UST Temp Close: 0; AST Currently In Use: 1; AST Temp Closed: 0 | 4 | 0 | 4 | 22196-127-009428 | RELIANCE, LLC
21146 | Permanently Closed | 2009-03-16 | 1969-01-01 | 2009-03-16 | Petroleum | Unleaded gasoline | Unleaded gasoline | Retail | Steel | Steel | Field installed cathodic protection |  | Fiberglass reinforced plastic |  |  |  | Catchment Basin, Single walled catchment basin | Automatic shutoff device At 95% full | Automatic shutoff device At 95% full |  |  | Statistical Inventory Reconciliation (SIR) | [5 empty] | Annual line testing, Statistical inventory reconciliation (SIR) | Statistical inventory reconciliation (SIR) |  | UST Currently In Use: 0; UST Temp Close: 0; AST Currently In Use: 0; AST Temp Closed: 0 | 0 | 0 | 4 | 23238-127-009430 | BLISS & BREANA MCMATH
21147 | Permanently Closed | 2009-03-16 | 1969-01-01 | 2009-03-16 | Petroleum | Unleaded gasoline | Unleaded gasoline | Retail | Steel | Steel | Field installed cathodic protection |  | Fiberglass reinforced plastic |  |  |  | Catchment Basin, Single walled catchment basin | Automatic shutoff device At 95% full | Automatic shutoff device At 95% full |  |  | Statistical Inventory Reconciliation (SIR) | [5 empty] | Annual line testing, Statistical inventory reconciliation (SIR) | Statistical inventory reconciliation (SIR) |  | UST Currently In Use: 0; UST Temp Close: 0; AST Currently In Use: 0; AST Temp Closed: 0 | 0 | 0 | 4 | 23238-127-009430 | BLISS & BREANA MCMATH
21148 | Permanently Closed | 2009-03-16 | 1969-01-01 | 2009-03-16 | Petroleum | Unleaded gasoline | Unleaded gasoline | Retail | Steel | Steel | Field installed cathodic protection |  | Fiberglass reinforced plastic |  |  |  | Catchment Basin, Single walled catchment basin | Automatic shutoff device At 95% full | Automatic shutoff device At 95% full |  |  | Statistical Inventory Reconciliation (SIR) | [5 empty] | Annual line testing, Statistical inventory reconciliation (SIR) | Statistical inventory reconciliation (SIR) |  | UST Currently In Use: 0; UST Temp Close: 0; AST Currently In Use: 0; AST Temp Closed: 0 | 0 | 0 | 4 | 23238-127-009430 | BLISS & BREANA MCMATH
21149 | Permanently Closed | 2009-03-16 | 1980-01-01 | 2009-03-16 | Petroleum | On road diesel | On road diesel | Retail | Steel | Steel | Field installed cathodic protection |  | Fiberglass reinforced plastic |  |  |  | Catchment Basin, Single walled catchment basin | Automatic shutoff device At 95% full | Automatic shutoff device At 95% full |  |  | Statistical Inventory Reconciliation (SIR) | [8 empty] | UST Currently In Use: 0; UST Temp Close: 0; AST Currently In Use: 0; AST Temp Closed: 0 | 0 | 0 | 4 | 23238-127-009430 | BLISS & BREANA MCMATH
21150 | Permanently Closed | 1993-12-01 | 1973-01-01 | 1993-12-01 | Petroleum | Unleaded gasoline | Unleaded gasoline | Retail | Steel | Steel |  | Painted or None | Steel |  | 1901-01-01 | [12 empty] | Annual line testing | Annual line testing |  | UST Currently In Use: 0; UST Temp Close: 0; AST Currently In Use: 0; AST Temp Closed: 0 | 0 | 0 | 3 | 13307-127-009431 | MATHEWS & MATHEWS INC
21151 | Permanently Closed | 1993-12-01 | 1963-01-01 | 1993-12-01 | Petroleum | Unleaded gasoline | Unleaded gasoline | Retail | Steel | Steel |  | Painted or None | Steel |  | 1901-01-01 | [12 empty] | Annual line testing | Annual line testing |  | UST Currently In Use: 0; UST Temp Close: 0; AST Currently In Use: 0; AST Temp Closed: 0 | 0 | 0 | 3 | 13307-127-009431 | MATHEWS & MATHEWS INC
21152 | Permanently Closed | 1993-12-01 | 1963-01-01 | 1993-12-01 | Petroleum | Unleaded gasoline | Unleaded gasoline | Retail | Steel | Steel |  | Painted or None | Steel |  | 1901-01-01 | [12 empty] | Annual line testing | Annual line testing |  | UST Currently In Use: 0; UST Temp Close: 0; AST Currently In Use: 0; AST Temp Closed: 0 | 0 | 0 | 3 | 13307-127-009431 | MATHEWS & MATHEWS INC
21153 | Permanently Closed | 1992-10-01 | 1976-01-01 | 1997-06-23 | Petroleum | Unleaded gasoline | Unleaded gasoline |  | Steel | Steel |  | Painted or None | Fiberglass reinforced plastic |  | 1901-01-01 | None | Catchment Basin, Single walled catchment basin | Flow Rest 90% Full | Flow Rest 90% Full |  |  | Statistical Inventory Reconciliation (SIR) |  |  |  | Interstitial Monitoring within Secondary Containment |  | Statistical inventory reconciliation (SIR) | Statistical inventory reconciliation (SIR) |  | UST Currently In Use: 0; UST Temp Close: 0; AST Currently In Use: 0; AST Temp Closed: 0 | 0 | 0 | 3 | 13307-127-009433 | MATHEWS & MATHEWS INC
21154 | Permanently Closed | 1992-10-01 | 1976-01-01 | 1997-06-23 | Petroleum | Unleaded gasoline | Unleaded gasoline |  | Steel | Steel |  | Painted or None | Fiberglass reinforced plastic |  | 1901-01-01 | None | Catchment Basin, Single walled catchment basin | Flow Rest 90% Full | Flow Rest 90% Full |  |  | Statistical Inventory Reconciliation (SIR) |  |  |  | Interstitial Monitoring within Secondary Containment |  | Statistical inventory reconciliation (SIR) | Statistical inventory reconciliation (SIR) |  | UST Currently In Use: 0; UST Temp Close: 0; AST Currently In Use: 0; AST Temp Closed: 0 | 0 | 0 | 3 | 13307-127-009433 | MATHEWS & MATHEWS INC
21155 | Permanently Closed | 1992-10-01 | 1976-01-01 | 1997-06-23 | Petroleum | Unleaded gasoline | Unleaded gasoline |  | Steel | Steel |  | Painted or None | Fiberglass reinforced plastic |  | 1901-01-01 | None | Catchment Basin, Single walled catchment basin | Flow Rest 90% Full | Flow Rest 90% Full |  |  | Statistical Inventory Reconciliation (SIR) |  |  |  | Interstitial Monitoring within Secondary Containment |  | Statistical inventory reconciliation (SIR) | Statistical inventory reconciliation (SIR) |  | UST Currently In Use: 0; UST Temp Close: 0; AST Currently In Use: 0; AST Temp Closed: 0 | 0 | 0 | 3 | 13307-127-009433 | MATHEWS & MATHEWS INC
21156 | Temporary Closed | 2025-02-15 | 1982-01-01 |  | Petroleum | Unleaded gasoline | Unleaded gasoline | Retail | Single Wall, Steel | Steel | Coated & cathodic protection (sti-P3) |  | Double Wall, Fiberglass reinforced plastic |  |  |  | Catchment Basin, Single walled catchment basin | Automatic shutoff device At 95% full, Flow Rest 90% Full | Flow Rest 90% Full |  |  | Statistical Inventory Reconciliation (SIR) | Single walled submersible pump containment sump | Automatic flow restrictor (MLLD), Containment Sump | Containment Sump |  |  | Statistical inventory reconciliation (SIR) | Statistical inventory reconciliation (SIR) |  | UST Currently In Use: 1; UST Temp Close: 1; AST Currently In Use: 0; AST Temp Closed: 0 | 1 | 1 | 0 | 25106-127-009434 | SSG ENTERPRISES LLC
21157 | Currently in Use |  | 1982-01-01 |  | Petroleum | Unleaded gasoline | Unleaded gasoline | Retail | Single Wall, Steel | Steel | Coated & cathodic protection (sti-P3) |  | Double Wall, Fiberglass reinforced plastic |  |  |  | Catchment Basin, Single walled catchment basin | Automatic shutoff device At 95% full, Flow Rest 90% Full | Flow Rest 90% Full |  |  | Statistical Inventory Reconciliation (SIR) | Single walled submersible pump containment sump | Automatic flow restrictor (MLLD), Containment Sump | Containment Sump |  |  | Statistical inventory reconciliation (SIR) | Statistical inventory reconciliation (SIR) |  | UST Currently In Use: 1; UST Temp Close: 1; AST Currently In Use: 0; AST Temp Closed: 0 | 1 | 1 | 0 | 25106-127-009434 | SSG ENTERPRISES LLC
21159 | Permanently Closed | 1995-05-01 | 1978-01-01 | 1996-04-18 | Petroleum | Unleaded gasoline | Unleaded gasoline |  | Steel | Steel |  | Painted or None | Steel |  | 1901-01-01 | [6 empty] | Statistical Inventory Reconciliation (SIR) | [8 empty] | UST Currently In Use: 0; UST Temp Close: 0; AST Currently In Use: 0; AST Temp Closed: 0 | 0 | 0 | 3 | 13307-127-009435 | MATHEWS & MATHEWS INC
21160 | Permanently Closed | 1995-05-01 | 1978-01-01 | 1996-04-18 | Petroleum | Unleaded gasoline | Unleaded gasoline |  | Steel | Steel |  | Painted or None | Steel |  | 1901-01-01 | [6 empty] | Statistical Inventory Reconciliation (SIR) | [8 empty] | UST Currently In Use: 0; UST Temp Close: 0; AST Currently In Use: 0; AST Temp Closed: 0 | 0 | 0 | 3 | 13307-127-009435 | MATHEWS & MATHEWS INC
21161 | Permanently Closed | 1995-05-01 | 1982-01-01 | 1996-04-18 | Petroleum | Unleaded gasoline | Unleaded gasoline |  | Steel | Steel |  | Painted or None | Steel |  | 1901-01-01 | [6 empty] | Statistical Inventory Reconciliation (SIR) | [8 empty] | UST Currently In Use: 0; UST Temp Close: 0; AST Currently In Use: 0; AST Temp Closed: 0 | 0 | 0 | 3 | 13307-127-009435 | MATHEWS & MATHEWS INC
21162 | Retired | 1985-06-01 | 1958-01-01 |  | Petroleum | Unleaded gasoline | Unleaded gasoline |  | Steel | Steel |  | Painted or None | Steel |  | 1901-01-01 | [15 empty] | UST Currently In Use: 0; UST Temp Close: 0; AST Currently In Use: 0; AST Temp Closed: 0 | 0 | 0 | 3 | 13307-127-009435 | MATHEWS & MATHEWS INC
21163 | Retired | 1985-06-01 | 1958-01-01 |  | Petroleum | Unleaded gasoline | Unleaded gasoline |  | Steel | Steel |  | Painted or None | Steel |  | 1901-01-01 | [15 empty] | UST Currently In Use: 0; UST Temp Close: 0; AST Currently In Use: 0; AST Temp Closed: 0 | 0 | 0 | 3 | 13307-127-009435 | MATHEWS & MATHEWS INC
21164 | Permanently Closed | 1991-09-18 | 1973-01-01 | 1991-09-18 | Petroleum | Unleaded gasoline | Unleaded gasoline |  | Steel | Steel |  | Painted or None | Steel |  | 1901-01-01 | [15 empty] | UST Currently In Use: 0; UST Temp Close: 0; AST Currently In Use: 0; AST Temp Closed: 0 | 0 | 0 | 3 | 13307-127-009444 | MATHEWS & MATHEWS INC
21165 | Permanently Closed | 1991-09-18 | 1973-01-01 | 1991-09-18 | Petroleum | Unleaded gasoline | Unleaded gasoline |  | Steel | Steel |  | Painted or None | Steel |  | 1901-01-01 | [15 empty] | UST Currently In Use: 0; UST Temp Close: 0; AST Currently In Use: 0; AST Temp Closed: 0 | 0 | 0 | 3 | 13307-127-009444 | MATHEWS & MATHEWS INC
21166 | Permanently Closed | 1988-10-01 | 1973-01-01 |  | Petroleum | Unleaded gasoline | Unleaded gasoline |  | Steel | Steel |  | Painted or None | Steel |  | 1901-01-01 | [15 empty] | UST Currently In Use: 0; UST Temp Close: 0; AST Currently In Use: 0; AST Temp Closed: 0 | 0 | 0 | 3 | 13307-127-009444 | MATHEWS & MATHEWS INC
21167 | Permanently Closed | 1997-05-17 | 1981-01-01 | 1997-05-22 | Petroleum | Unleaded gasoline | Unleaded gasoline | Retail | Steel | Steel |  | Painted or None | Steel |  | 1901-01-01 | [6 empty] | Statistical Inventory Reconciliation (SIR) | [8 empty] | UST Currently In Use: 0; UST Temp Close: 0; AST Currently In Use: 0; AST Temp Closed: 0 | 0 | 0 | 3 | 13307-127-009448 | MATHEWS & MATHEWS INC
21168 | Permanently Closed | 1997-05-17 | 1981-01-01 | 1997-05-22 | Petroleum | Unleaded gasoline | Unleaded gasoline | Retail | Steel | Steel |  | Painted or None | Steel |  | 1901-01-01 | [6 empty] | Statistical Inventory Reconciliation (SIR) | [8 empty] | UST Currently In Use: 0; UST Temp Close: 0; AST Currently In Use: 0; AST Temp Closed: 0 | 0 | 0 | 3 | 13307-127-009448 | MATHEWS & MATHEWS INC
21169 | Permanently Closed | 1997-05-17 | 1981-01-01 | 1997-05-22 | Petroleum | Unleaded gasoline | Unleaded gasoline | Retail | Steel | Steel |  | Painted or None | Steel |  | 1901-01-01 | [6 empty] | Statistical Inventory Reconciliation (SIR) | [8 empty] | UST Currently In Use: 0; UST Temp Close: 0; AST Currently In Use: 0; AST Temp Closed: 0 | 0 | 0 | 3 | 13307-127-009448 | MATHEWS & MATHEWS INC
21170 | Retired | 1988-07-07 | 1975-01-01 |  | Petroleum | Unleaded gasoline | Unleaded gasoline |  | Steel | Steel |  | Painted or None |  |  | 1901-01-01 | [15 empty] | UST Currently In Use: 0; UST Temp Close: 0; AST Currently In Use: 0; AST Temp Closed: 0 | 0 | 0 | 7 | 22196-127-009450 | RELIANCE, LLC
21171 | Permanently Closed | 2006-12-31 | 1975-01-01 | 2014-07-25 | Petroleum | Kerosene | Kerosene | Bulk facility | Single Wall, Steel | Steel | Field installed cathodic protection |  | Single Wall, Steel |  | 1901-01-01 | Field installed cathodic protection | Catchment Basin, Single walled catchment basin | Audible high level alarm At 90% full | Audible high level alarm At 90% full |  |  | Continuous Automatic Tank Gauge | [5 empty] | Annual line testing | Annual line testing |  | UST Currently In Use: 0; UST Temp Close: 0; AST Currently In Use: 0; AST Temp Closed: 0 | 0 | 0 | 7 | 22196-127-009450 | RELIANCE, LLC
21172 | Permanently Closed | 2003-01-01 | 1975-01-01 | 2014-07-25 | Petroleum | On road diesel | On road diesel | Bulk facility | Single Wall, Steel | Steel | Field installed cathodic protection |  | Single Wall, Steel |  | 1901-01-01 | Field installed cathodic protection | Catchment Basin, Single walled catchment basin | Audible high level alarm At 90% full | Audible high level alarm At 90% full |  |  | Continuous Automatic Tank Gauge | [5 empty] | Annual line testing | Annual line testing |  | UST Currently In Use: 0; UST Temp Close: 0; AST Currently In Use: 0; AST Temp Closed: 0 | 0 | 0 | 7 | 22196-127-009450 | RELIANCE, LLC
21173 | Permanently Closed | 2006-12-31 | 1975-01-01 | 2014-07-25 | Petroleum | Premium gasoline | Premium gasoline | Bulk facility | Single Wall, Steel | Steel | Field installed cathodic protection |  | Single Wall, Steel |  | 1901-01-01 | Field installed cathodic protection | Catchment Basin, Single walled catchment basin | Audible high level alarm At 90% full | Audible high level alarm At 90% full |  |  | Continuous Automatic Tank Gauge | [5 empty] | Annual line testing | Annual line testing |  | UST Currently In Use: 0; UST Temp Close: 0; AST Currently In Use: 0; AST Temp Closed: 0 | 0 | 0 | 7 | 22196-127-009450 | RELIANCE, LLC
21174 | Permanently Closed | 2006-12-31 | 1975-01-01 | 2014-07-25 | Petroleum | Unleaded gasoline | Unleaded gasoline | Bulk facility | Single Wall, Steel | Steel | Field installed cathodic protection |  | Single Wall, Steel |  | 1901-01-01 | Field installed cathodic protection | Catchment Basin, Single walled catchment basin | Audible high level alarm At 90% full | Audible high level alarm At 90% full |  |  | Continuous Automatic Tank Gauge | [5 empty] | Annual line testing | Annual line testing |  | UST Currently In Use: 0; UST Temp Close: 0; AST Currently In Use: 0; AST Temp Closed: 0 | 0 | 0 | 7 | 22196-127-009450 | RELIANCE, LLC
21175 | Permanently Closed | 2001-01-01 | 1975-01-01 | 2014-07-25 | Petroleum | Unleaded gasoline | Unleaded gasoline | Bulk facility | Single Wall, Steel | Steel | Field installed cathodic protection |  | Single Wall, Steel |  | 1901-01-01 | Field installed cathodic protection | Catchment Basin, Single walled catchment basin | Audible high level alarm At 90% full | Audible high level alarm At 90% full |  |  | Continuous Automatic Tank Gauge | [5 empty] | Annual line testing | Annual line testing |  | UST Currently In Use: 0; UST Temp Close: 0; AST Currently In Use: 0; AST Temp Closed: 0 | 0 | 0 | 7 | 22196-127-009450 | RELIANCE, LLC
21176 | Permanently Closed | 2006-12-31 | 1975-01-01 | 2014-07-25 | Petroleum | Mid-grade gasoline | Mid-grade gasoline | Bulk facility | Single Wall, Steel | Steel | Field installed cathodic protection |  | Single Wall, Steel |  | 1901-01-01 | Field installed cathodic protection | Catchment Basin, Single walled catchment basin | Audible high level alarm At 90% full | Audible high level alarm At 90% full |  |  | Continuous Automatic Tank Gauge | [5 empty] | Annual line testing | Annual line testing |  | UST Currently In Use: 0; UST Temp Close: 0; AST Currently In Use: 0; AST Temp Closed: 0 | 0 | 0 | 7 | 22196-127-009450 | RELIANCE, LLC
21177 | Permanently Closed | 2006-12-31 | 1975-01-01 | 2014-07-25 | Petroleum | On road diesel | On road diesel | Bulk facility | Single Wall, Steel | Steel | Field installed cathodic protection |  | Single Wall, Steel |  | 1901-01-01 | Field installed cathodic protection | Catchment Basin, Single walled catchment basin | Audible high level alarm At 90% full | Audible high level alarm At 90% full |  |  | Continuous Automatic Tank Gauge | [5 empty] | Annual line testing | Annual line testing |  | UST Currently In Use: 0; UST Temp Close: 0; AST Currently In Use: 0; AST Temp Closed: 0 | 0 | 0 | 7 | 22196-127-009450 | RELIANCE, LLC
21178 | Permanently Closed | 1994-03-01 | 1975-01-01 | 1997-10-31 | Petroleum | Unleaded gasoline | Unleaded gasoline |  | Steel | Steel |  | Painted or None | Steel |  | 1901-01-01 | [6 empty] | Statistical Inventory Reconciliation (SIR) | [8 empty] | UST Currently In Use: 0; UST Temp Close: 0; AST Currently In Use: 0; AST Temp Closed: 0 | 0 | 0 | 3 | 13307-127-009451 | MATHEWS & MATHEWS INC
21179 | Permanently Closed | 1994-03-01 | 1975-01-01 | 1997-10-31 | Petroleum | Unleaded gasoline | Unleaded gasoline |  | Steel | Steel |  | Painted or None | Steel |  | 1901-01-01 | [6 empty] | Statistical Inventory Reconciliation (SIR) | [8 empty] | UST Currently In Use: 0; UST Temp Close: 0; AST Currently In Use: 0; AST Temp Closed: 0 | 0 | 0 | 3 | 13307-127-009451 | MATHEWS & MATHEWS INC
21180 | Permanently Closed | 1994-03-01 | 1975-01-01 | 1997-10-31 | Petroleum | Unleaded gasoline | Unleaded gasoline |  | Steel | Steel |  | Painted or None | Steel |  | 1901-01-01 | [15 empty] | UST Currently In Use: 0; UST Temp Close: 0; AST Currently In Use: 0; AST Temp Closed: 0 | 0 | 0 | 3 | 13307-127-009451 | MATHEWS & MATHEWS INC
21181 | Permanently Closed | 1991-09-29 | 1963-01-01 | 1991-09-29 | Petroleum | Unleaded gasoline | Unleaded gasoline |  | Steel | Steel |  | Painted or None | Steel |  | 1901-01-01 | [15 empty] | UST Currently In Use: 0; UST Temp Close: 0; AST Currently In Use: 0; AST Temp Closed: 0 | 0 | 0 | 1 | 13307-127-009519 | MATHEWS & MATHEWS INC
21182 | Permanently Closed | 2002-04-12 | 1973-01-01 | 2002-04-12 | Petroleum | Unleaded gasoline | Unleaded gasoline |  | Steel | Steel | Field installed cathodic protection | Painted or None | Steel |  | 1901-01-01 | Field installed cathodic protection | Catchment Basin, Single walled catchment basin | Automatic shutoff device At 95% full | Automatic shutoff device At 95% full | [8 empty] | Annual line testing | Annual line testing |  | UST Currently In Use: 0; UST Temp Close: 0; AST Currently In Use: 0; AST Temp Closed: 0 | 0 | 0 | 2 | 13307-127-009520 | MATHEWS & MATHEWS INC
21183 | Permanently Closed | 1991-09-29 | 1963-01-01 | 1991-09-29 | Petroleum | Unleaded gasoline | Unleaded gasoline |  | Steel | Steel |  | Painted or None | Steel |  | 1901-01-01 | [15 empty] | UST Currently In Use: 0; UST Temp Close: 0; AST Currently In Use: 0; AST Temp Closed: 0 | 0 | 0 | 2 | 13307-127-009520 | MATHEWS & MATHEWS INC
21184 | Permanently Closed | 1991-09-29 | 1963-01-01 | 1991-09-29 | Petroleum | Unleaded gasoline | Unleaded gasoline |  | Steel | Steel |  | Painted or None | Steel |  | 1901-01-01 | [15 empty] | UST Currently In Use: 0; UST Temp Close: 0; AST Currently In Use: 0; AST Temp Closed: 0 | 0 | 0 | 1 | 13307-127-009521 | MATHEWS & MATHEWS INC
21185 | Retired | 1983-04-01 | 1963-01-01 |  | Petroleum | Unleaded gasoline | Unleaded gasoline |  | Steel | Steel |  | Painted or None | Steel |  | 1901-01-01 | [15 empty] | UST Currently In Use: 0; UST Temp Close: 0; AST Currently In Use: 0; AST Temp Closed: 0 | 0 | 0 | 1 | 13307-127-009521 | MATHEWS & MATHEWS INC
21186 | Currently in Use |  | 1994-01-01 |  | Petroleum | Unleaded gasoline | Unleaded gasoline | Retail | Single Wall, Steel | Steel | Coated & cathodic protection (sti-P3) |  | Fiberglass reinforced plastic, Single Wall |  |  | Other, FLXS ISOLA | Catchment Basin, Single walled catchment basin | Automatic shutoff device At 95% full | Automatic shutoff device At 95% full |  |  | Continuous Automatic Tank Gauge | Direct Bury submersible pump | Automatic flow restrictor (MLLD) | Automatic flow restrictor (MLLD) |  |  | Annual line testing | Annual line testing |  | UST Currently In Use: 3; UST Temp Close: 0; AST Currently In Use: 0; AST Temp Closed: 0 | 3 | 0 | 6 | 22196-127-013367 | RELIANCE, LLC
21187 | Currently in Use |  | 1994-01-01 |  | Petroleum | Unleaded gasoline | Unleaded gasoline | Retail | Single Wall, Steel | Steel | Coated & cathodic protection (sti-P3) |  | Fiberglass reinforced plastic, Single Wall |  |  | Other, FLXS ISOLA | Catchment Basin, Single walled catchment basin | Automatic shutoff device At 95% full | Automatic shutoff device At 95% full |  |  | Continuous Automatic Tank Gauge | Direct Bury submersible pump | Automatic flow restrictor (MLLD) | Automatic flow restrictor (MLLD) |  |  | Annual line testing | Annual line testing |  | UST Currently In Use: 3; UST Temp Close: 0; AST Currently In Use: 0; AST Temp Closed: 0 | 3 | 0 | 6 | 22196-127-013367 | RELIANCE, LLC
21188 | Currently in Use |  | 1994-01-01 |  | Petroleum | Premium gasoline | Premium gasoline | Retail | Single Wall, Steel | Steel | Coated & cathodic protection (sti-P3) |  | Fiberglass reinforced plastic, Single Wall |  |  | Other, FLXS ISOLA | Catchment Basin, Single walled catchment basin | Automatic shutoff device At 95% full | Automatic shutoff device At 95% full |  |  | Continuous Automatic Tank Gauge | Direct Bury submersible pump | Automatic flow restrictor (MLLD) | Automatic flow restrictor (MLLD) |  |  | Annual line testing | Annual line testing |  | UST Currently In Use: 3; UST Temp Close: 0; AST Currently In Use: 0; AST Temp Closed: 0 | 3 | 0 | 6 | 22196-127-013367 | RELIANCE, LLC
21189 | Permanently Closed | 1901-01-01 | 1969-01-01 | 1988-11-22 | Petroleum | Unleaded gasoline | Unleaded gasoline |  | Steel | Steel |  | Painted or None | Steel |  | 1901-01-01 | [15 empty] | UST Currently In Use: 3; UST Temp Close: 0; AST Currently In Use: 0; AST Temp Closed: 0 | 3 | 0 | 6 | 22196-127-013367 | RELIANCE, LLC
21190 | Permanently Closed | 1901-01-01 | 1969-01-01 | 1988-11-22 | Petroleum | Unleaded gasoline | Unleaded gasoline |  | Steel | Steel |  | Painted or None | Steel |  | 1901-01-01 | [15 empty] | UST Currently In Use: 3; UST Temp Close: 0; AST Currently In Use: 0; AST Temp Closed: 0 | 3 | 0 | 6 | 22196-127-013367 | RELIANCE, LLC
21191 | Permanently Closed | 1901-01-01 | 1969-01-01 | 1988-11-22 | Petroleum | Unleaded gasoline | Unleaded gasoline |  | Steel | Steel |  | Painted or None | Steel |  | 1901-01-01 | [15 empty] | UST Currently In Use: 3; UST Temp Close: 0; AST Currently In Use: 0; AST Temp Closed: 0 | 3 | 0 | 6 | 22196-127-013367 | RELIANCE, LLC
21192 | Permanently Closed | 1901-01-01 | 1969-01-01 | 1988-11-22 | Petroleum | Unleaded gasoline | Unleaded gasoline |  | Steel | Steel |  | Painted or None | Steel |  | 1901-01-01 | [15 empty] | UST Currently In Use: 3; UST Temp Close: 0; AST Currently In Use: 0; AST Temp Closed: 0 | 3 | 0 | 6 | 22196-127-013367 | RELIANCE, LLC
21193 | Permanently Closed | 1901-01-01 | 1969-01-01 | 1988-11-22 | Petroleum | Unleaded gasoline | Unleaded gasoline |  | Steel | Steel |  | Painted or None | Steel |  | 1901-01-01 | [15 empty] | UST Currently In Use: 3; UST Temp Close: 0; AST Currently In Use: 0; AST Temp Closed: 0 | 3 | 0 | 6 | 22196-127-013367 | RELIANCE, LLC
21194 | Permanently Closed | 1901-01-01 | 1969-01-01 | 1988-11-22 | Petroleum | On road diesel | On road diesel |  | Steel | Steel |  | Painted or None | Steel |  | 1901-01-01 | [15 empty] | UST Currently In Use: 3; UST Temp Close: 0; AST Currently In Use: 0; AST Temp Closed: 0 | 3 | 0 | 6 | 22196-127-013367 | RELIANCE, LLC
21195 | Permanently Closed | 1992-10-28 | 1969-01-01 | 1992-10-28 | Petroleum | Unleaded gasoline | Unleaded gasoline |  | Steel | Steel |  | Painted or None | Steel |  | 1901-01-01 | [15 empty] | UST Currently In Use: 0; UST Temp Close: 0; AST Currently In Use: 0; AST Temp Closed: 0 | 0 | 0 | 1 | 13311-039-002518 | MATHEWS PETROLEUM SUPPLY
21196 | Permanently Closed | 1989-10-14 | 1972-01-01 | 1989-10-14 | Petroleum | On road diesel | On road diesel |  | Steel | Steel |  | Painted or None | Steel |  | 1901-01-01 | [15 empty] | UST Currently In Use: 0; UST Temp Close: 0; AST Currently In Use: 0; AST Temp Closed: 0 | 0 | 0 | 2 | 13311-039-004927 | MATHEWS PETROLEUM SUPPLY
21197 | Permanently Closed | 1989-10-14 | 1972-01-01 | 1989-10-14 | Petroleum | Unleaded gasoline | Unleaded gasoline |  | Steel | Steel |  | Painted or None | Steel |  | 1901-01-01 | [15 empty] | UST Currently In Use: 0; UST Temp Close: 0; AST Currently In Use: 0; AST Temp Closed: 0 | 0 | 0 | 2 | 13311-039-004927 | MATHEWS PETROLEUM SUPPLY
21198 | Permanently Closed | 1992-05-29 | 1972-01-01 | 1992-05-29 | Petroleum | Kerosene | Kerosene |  | Steel | Steel |  | Painted or None | Steel |  | 1901-01-01 | [15 empty] | UST Currently In Use: 0; UST Temp Close: 0; AST Currently In Use: 6; AST Temp Closed: 0 | 0 | 0 | 3 | 13311-039-004928 | MATHEWS PETROLEUM SUPPLY
21199 | Permanently Closed | 1992-05-29 | 1972-01-01 | 1992-05-29 | Petroleum | On road diesel | On road diesel |  | Steel | Steel |  | Painted or None | Steel |  | 1901-01-01 | [15 empty] | UST Currently In Use: 0; UST Temp Close: 0; AST Currently In Use: 6; AST Temp Closed: 0 | 0 | 0 | 3 | 13311-039-004928 | MATHEWS PETROLEUM SUPPLY
21200 | Permanently Closed | 1992-05-29 | 1972-01-01 | 1992-05-29 | Petroleum | Unleaded gasoline | Unleaded gasoline |  | Steel | Steel |  | Painted or None | Steel |  | 1901-01-01 | [15 empty] | UST Currently In Use: 0; UST Temp Close: 0; AST Currently In Use: 6; AST Temp Closed: 0 | 0 | 0 | 3 | 13311-039-004928 | MATHEWS PETROLEUM SUPPLY
21201 |  | 2013-04-10 | 1981-01-01 |  | Petroleum | Unleaded gasoline | Unleaded gasoline | Retail | Steel | Steel | Field installed cathodic protection |  | Steel |  |  | Field installed cathodic protection | Catchment Basin, Single walled catchment basin | Automatic shutoff device At 95% full | Automatic shutoff device At 95% full |  |  | Statistical Inventory Reconciliation (SIR) | [8 empty] | UST Currently In Use: 0; UST Temp Close: 0; AST Currently In Use: 0; AST Temp Closed: 0 | 0 | 0 | 0 | 23636-039-004929 | ROGER UNDERWOOD C/O TAMARA KIM
21202 |  | 2013-01-31 | 1976-01-01 |  | Petroleum | Unleaded gasoline | Unleaded gasoline | Retail | Steel | Steel | Field installed cathodic protection |  | Steel |  |  | Field installed cathodic protection | Catchment Basin, Single walled catchment basin | Automatic shutoff device At 95% full | Automatic shutoff device At 95% full |  |  | Statistical Inventory Reconciliation (SIR) | [8 empty] | UST Currently In Use: 0; UST Temp Close: 0; AST Currently In Use: 0; AST Temp Closed: 0 | 0 | 0 | 0 | 23636-039-004929 | ROGER UNDERWOOD C/O TAMARA KIM
21203 |  | 2010-12-31 | 1979-01-01 |  | Petroleum | Unleaded gasoline | Unleaded gasoline | Retail | Steel | Steel | Field installed cathodic protection |  | Steel |  |  | Field installed cathodic protection | Catchment Basin, Single walled catchment basin | Automatic shutoff device At 95% full | Automatic shutoff device At 95% full |  |  | Statistical Inventory Reconciliation (SIR) | [8 empty] | UST Currently In Use: 0; UST Temp Close: 0; AST Currently In Use: 0; AST Temp Closed: 0 | 0 | 0 | 0 | 23636-039-004929 | ROGER UNDERWOOD C/O TAMARA KIM
21204 |  | 2010-12-31 | 1979-01-01 |  | Petroleum | On road diesel | On road diesel | Retail | Steel | Steel | Field installed cathodic protection |  | Steel |  |  | Field installed cathodic protection | Catchment Basin, Single walled catchment basin | Automatic shutoff device At 95% full | Automatic shutoff device At 95% full |  |  | Statistical Inventory Reconciliation (SIR) | [8 empty] | UST Currently In Use: 0; UST Temp Close: 0; AST Currently In Use: 0; AST Temp Closed: 0 | 0 | 0 | 0 | 23636-039-004929 | ROGER UNDERWOOD C/O TAMARA KIM
21205 | Permanently Closed | 1990-03-14 | 1977-01-01 | 1990-03-14 | Petroleum | Unleaded gasoline | Unleaded gasoline |  | Steel | Steel |  | Painted or None | Steel |  | 1901-01-01 | [15 empty] | UST Currently In Use: 0; UST Temp Close: 0; AST Currently In Use: 0; AST Temp Closed: 0 | 0 | 0 | 5 | 13311-039-004930 | MATHEWS PETROLEUM SUPPLY
21206 | Permanently Closed | 1990-03-14 | 1974-01-01 | 1990-03-14 | Petroleum | Unleaded gasoline | Unleaded gasoline |  | Steel | Steel |  | Painted or None | Steel |  | 1901-01-01 | [15 empty] | UST Currently In Use: 0; UST Temp Close: 0; AST Currently In Use: 0; AST Temp Closed: 0 | 0 | 0 | 5 | 13311-039-004930 | MATHEWS PETROLEUM SUPPLY
21207 | Permanently Closed | 1990-03-14 | 1974-01-01 | 1990-03-14 | Petroleum | Unleaded gasoline | Unleaded gasoline |  | Steel | Steel |  | Painted or None | Steel |  | 1901-01-01 | [15 empty] | UST Currently In Use: 0; UST Temp Close: 0; AST Currently In Use: 0; AST Temp Closed: 0 | 0 | 0 | 5 | 13311-039-004930 | MATHEWS PETROLEUM SUPPLY
21208 | Permanently Closed | 1990-03-14 | 1974-01-01 | 1990-03-14 | Petroleum | Unleaded gasoline | Unleaded gasoline |  | Steel | Steel |  | Painted or None | Steel |  | 1901-01-01 | [15 empty] | UST Currently In Use: 0; UST Temp Close: 0; AST Currently In Use: 0; AST Temp Closed: 0 | 0 | 0 | 5 | 13311-039-004930 | MATHEWS PETROLEUM SUPPLY
21209 | Permanently Closed | 1990-03-14 | 1978-01-01 | 1990-03-14 | Petroleum | On road diesel | On road diesel |  | Steel | Steel |  | Painted or None | Steel |  | 1901-01-01 | [15 empty] | UST Currently In Use: 0; UST Temp Close: 0; AST Currently In Use: 0; AST Temp Closed: 0 | 0 | 0 | 5 | 13311-039-004930 | MATHEWS PETROLEUM SUPPLY
21210 | Permanently Closed | 1990-08-29 | 1958-01-01 | 1990-08-29 | Petroleum | Unleaded gasoline | Unleaded gasoline |  | Steel | Steel |  |  | Steel |  | 1901-01-01 | [15 empty] | UST Currently In Use: 0; UST Temp Close: 0; AST Currently In Use: 0; AST Temp Closed: 0 | 0 | 0 | 4 | 13311-039-006875 | MATHEWS PETROLEUM SUPPLY
21211 | Permanently Closed | 1990-08-29 | 1958-01-01 | 1990-08-29 | Petroleum | Unleaded gasoline | Unleaded gasoline |  | Steel | Steel |  |  | Steel |  | 1901-01-01 | [15 empty] | UST Currently In Use: 0; UST Temp Close: 0; AST Currently In Use: 0; AST Temp Closed: 0 | 0 | 0 | 4 | 13311-039-006875 | MATHEWS PETROLEUM SUPPLY
21212 | Permanently Closed | 1990-08-29 | 1958-01-01 | 1990-08-29 | Petroleum | Unleaded gasoline | Unleaded gasoline |  | Steel | Steel |  |  | Steel |  | 1901-01-01 | [15 empty] | UST Currently In Use: 0; UST Temp Close: 0; AST Currently In Use: 0; AST Temp Closed: 0 | 0 | 0 | 4 | 13311-039-006875 | MATHEWS PETROLEUM SUPPLY
21213 | Permanently Closed | 1990-08-29 | 1958-01-01 | 1990-08-29 | Petroleum | On road diesel | On road diesel |  | Steel | Steel |  |  | Steel |  | 1901-01-01 | [15 empty] | UST Currently In Use: 0; UST Temp Close: 0; AST Currently In Use: 0; AST Temp Closed: 0 | 0 | 0 | 4 | 13311-039-006875 | MATHEWS PETROLEUM SUPPLY
21214 | Permanently Closed | 1995-06-01 | 1980-01-01 | 1996-12-26 | Petroleum | Unleaded gasoline | Unleaded gasoline | Retail | Steel | Steel |  | Painted or None | Steel |  | 1901-01-01 | [6 empty] | Statistical Inventory Reconciliation (SIR) | [8 empty] | UST Currently In Use: 0; UST Temp Close: 0; AST Currently In Use: 1; AST Temp Closed: 0 | 0 | 0 | 4 | 13311-039-010464 | MATHEWS PETROLEUM SUPPLY
21215 | Permanently Closed | 1995-06-01 | 1982-01-01 | 1996-12-26 | Petroleum | Unleaded gasoline | Unleaded gasoline | Retail | Steel | Steel |  | Painted or None | Steel |  | 1901-01-01 | [6 empty] | Statistical Inventory Reconciliation (SIR) | [8 empty] | UST Currently In Use: 0; UST Temp Close: 0; AST Currently In Use: 1; AST Temp Closed: 0 | 0 | 0 | 4 | 13311-039-010464 | MATHEWS PETROLEUM SUPPLY
21216 | Permanently Closed | 1992-07-01 | 1976-01-01 | 1992-07-01 | Petroleum | Unleaded gasoline | Unleaded gasoline |  | Steel | Steel |  | Painted or None | Steel |  | 1901-01-01 | [15 empty] | UST Currently In Use: 0; UST Temp Close: 0; AST Currently In Use: 1; AST Temp Closed: 0 | 0 | 0 | 4 | 13311-039-010464 | MATHEWS PETROLEUM SUPPLY
21217 | Permanently Closed | 1992-07-01 | 1976-01-01 | 1992-07-01 | Petroleum | On road diesel | On road diesel |  | Steel | Steel |  | Painted or None | Steel |  | 1901-01-01 | [6 empty] | Statistical Inventory Reconciliation (SIR) | [8 empty] | UST Currently In Use: 0; UST Temp Close: 0; AST Currently In Use: 1; AST Temp Closed: 0 | 0 | 0 | 4 | 13311-039-010464 | MATHEWS PETROLEUM SUPPLY
21218 | Permanently Closed | 1999-11-11 | 1975-01-01 | 1999-11-11 | Petroleum | Unleaded gasoline | Unleaded gasoline | Retail | Steel | Steel |  | Painted or None | Steel |  | 1901-01-01 | [6 empty] | Statistical Inventory Reconciliation (SIR) | [8 empty] | UST Currently In Use: 0; UST Temp Close: 0; AST Currently In Use: 0; AST Temp Closed: 0 | 0 | 0 | 3 | 13311-039-010465 | MATHEWS PETROLEUM SUPPLY
21219 | Permanently Closed | 2012-01-08 | 1982-01-01 |  | Petroleum | On road diesel | On road diesel | Retail | Steel | Steel | Field installed cathodic protection |  | Fiberglass reinforced plastic |  |  |  | Catchment Basin, Single walled catchment basin | Automatic shutoff device At 95% full | Automatic shutoff device At 95% full |  |  | Statistical Inventory Reconciliation (SIR) | [8 empty] | UST Currently In Use: 0; UST Temp Close: 0; AST Currently In Use: 0; AST Temp Closed: 0 | 0 | 0 | 3 | 13311-039-010465 | MATHEWS PETROLEUM SUPPLY
21220 | Permanently Closed | 2013-01-08 | 1981-01-01 |  | Petroleum | Unleaded gasoline | Unleaded gasoline | Retail | Steel | Steel | Field installed cathodic protection |  | Fiberglass reinforced plastic |  |  |  | Catchment Basin, Single walled catchment basin | Automatic shutoff device At 95% full | Automatic shutoff device At 95% full |  |  | Statistical Inventory Reconciliation (SIR) | [8 empty] | UST Currently In Use: 0; UST Temp Close: 0; AST Currently In Use: 0; AST Temp Closed: 0 | 0 | 0 | 3 | 13311-039-010465 | MATHEWS PETROLEUM SUPPLY
21221 | Retired | 1988-03-01 | 1975-01-01 |  | Petroleum | Unleaded gasoline | Unleaded gasoline |  | Steel | Steel |  | Painted or None | Steel |  | 1901-01-01 | [15 empty] | UST Currently In Use: 0; UST Temp Close: 0; AST Currently In Use: 0; AST Temp Closed: 0 | 0 | 0 | 3 | 13311-039-010465 | MATHEWS PETROLEUM SUPPLY
21222 | Permanently Closed | 1991-09-12 | 1986-01-01 | 1991-09-12 | Petroleum | Unleaded gasoline | Unleaded gasoline |  | Steel | Steel | Coated & cathodic protection (sti-P3) |  | Steel |  | 1901-01-01 | Field installed cathodic protection | [14 empty] | UST Currently In Use: 0; UST Temp Close: 0; AST Currently In Use: 0; AST Temp Closed: 0 | 0 | 0 | 3 | 13311-039-014652 | MATHEWS PETROLEUM SUPPLY
21223 | Permanently Closed | 1991-09-12 | 1986-01-01 | 1991-09-12 | Petroleum | Unleaded gasoline | Unleaded gasoline |  | Steel | Steel | Coated & cathodic protection (sti-P3) |  | Steel |  | 1901-01-01 | Field installed cathodic protection | [14 empty] | UST Currently In Use: 0; UST Temp Close: 0; AST Currently In Use: 0; AST Temp Closed: 0 | 0 | 0 | 3 | 13311-039-014652 | MATHEWS PETROLEUM SUPPLY
21224 | Permanently Closed | 1991-09-12 | 1986-01-01 | 1991-09-12 | Petroleum | Unleaded gasoline | Unleaded gasoline |  | Steel | Steel | Coated & cathodic protection (sti-P3) |  | Steel |  | 1901-01-01 | Field installed cathodic protection | [14 empty] | UST Currently In Use: 0; UST Temp Close: 0; AST Currently In Use: 0; AST Temp Closed: 0 | 0 | 0 | 3 | 13311-039-014652 | MATHEWS PETROLEUM SUPPLY
21225 | Retired | 1983-10-01 | 1970-01-01 |  | Petroleum | Unleaded gasoline | Unleaded gasoline |  | Steel | Steel |  |  | Steel |  | 1901-01-01 | [15 empty] | UST Currently In Use: 0; UST Temp Close: 0; AST Currently In Use: 0; AST Temp Closed: 0 | 0 | 0 | 0 | 13313-101-000641 | KNOX KERSHAW
21226 | Permanently Closed | 1972-06-01 | 1938-01-01 |  | Petroleum | Unleaded gasoline | Unleaded gasoline |  | Steel | Steel |  |  | Steel |  | 1901-01-01 | [15 empty] | UST Currently In Use: 0; UST Temp Close: 0; AST Currently In Use: 0; AST Temp Closed: 0 | 0 | 0 | 2 | 13314-069-009676 | MATTIE SMITH
21227 | Permanently Closed | 1972-06-01 | 1938-01-01 |  | Petroleum | Unleaded gasoline | Unleaded gasoline |  | Steel | Steel |  |  | Steel |  | 1901-01-01 | [15 empty] | UST Currently In Use: 0; UST Temp Close: 0; AST Currently In Use: 0; AST Temp Closed: 0 | 0 | 0 | 2 | 13314-069-009676 | MATTIE SMITH
21228 | Currently in Use |  | 1969-01-01 |  | Petroleum | Unleaded gasoline | Unleaded gasoline |  | Steel | Steel | Field installed cathodic protection |  | Steel |  |  | Field installed cathodic protection | Catchment Basin, Single walled catchment basin | Flow Rest 90% Full | Flow Rest 90% Full |  |  | Automatic Tank Gauge | [8 empty] | UST Currently In Use: 1; UST Temp Close: 1; AST Currently In Use: 0; AST Temp Closed: 0 | 1 | 1 | 0 | 25519-013-001073 | SHIKHA LLC
21229 | Temporary Closed | 2012-02-01 | 1969-01-01 |  | Petroleum | Unleaded gasoline | Unleaded gasoline |  | Steel | Steel | Field installed cathodic protection |  | Steel |  |  | Field installed cathodic protection | Catchment Basin, Single walled catchment basin | Flow Rest 90% Full | Flow Rest 90% Full |  |  | Automatic Tank Gauge | [8 empty] | UST Currently In Use: 1; UST Temp Close: 1; AST Currently In Use: 0; AST Temp Closed: 0 | 1 | 1 | 0 | 25519-013-001073 | SHIKHA LLC
21230 | Permanently Closed | 1998-02-01 | 1977-02-01 | 1998-02-05 | Petroleum | Unleaded gasoline | Unleaded gasoline | Retail | Steel | Steel |  | Painted or None | Steel |  | 1901-01-01 |  |  | Automatic shutoff device At 95% full | Automatic shutoff device At 95% full | [11 empty] | UST Currently In Use: 0; UST Temp Close: 0; AST Currently In Use: 0; AST Temp Closed: 0 | 0 | 0 | 4 | 13319-013-001074 | MAX OIL COMPANY, INC.
21231 | Permanently Closed | 1998-02-01 | 1977-02-01 | 1998-02-05 | Petroleum | Unleaded gasoline | Unleaded gasoline | Retail | Steel | Steel |  | Painted or None | Steel |  | 1901-01-01 |  |  | Automatic shutoff device At 95% full | Automatic shutoff device At 95% full | [11 empty] | UST Currently In Use: 0; UST Temp Close: 0; AST Currently In Use: 0; AST Temp Closed: 0 | 0 | 0 | 4 | 13319-013-001074 | MAX OIL COMPANY, INC.
21232 | Permanently Closed | 1998-02-01 | 1977-02-01 | 1998-02-05 | Petroleum | Unleaded gasoline | Unleaded gasoline | Retail | Steel | Steel |  | Painted or None | Steel |  | 1901-01-01 |  |  | Automatic shutoff device At 95% full | Automatic shutoff device At 95% full | [11 empty] | UST Currently In Use: 0; UST Temp Close: 0; AST Currently In Use: 0; AST Temp Closed: 0 | 0 | 0 | 4 | 13319-013-001074 | MAX OIL COMPANY, INC.
21233 | Permanently Closed | 1998-02-01 | 1977-02-01 | 1998-02-05 | Petroleum | Unleaded gasoline | Unleaded gasoline | Retail | Steel | Steel |  | Painted or None | Steel |  | 1901-01-01 |  |  | Automatic shutoff device At 95% full | Automatic shutoff device At 95% full | [11 empty] | UST Currently In Use: 0; UST Temp Close: 0; AST Currently In Use: 0; AST Temp Closed: 0 | 0 | 0 | 4 | 13319-013-001074 | MAX OIL COMPANY, INC.
21234 | Permanently Closed | 1991-04-02 | 1966-01-01 | 1991-04-02 | Petroleum | Unleaded gasoline | Unleaded gasoline |  | Steel | Steel |  | Painted or None | Steel |  | 1901-01-01 | [15 empty] | UST Currently In Use: 0; UST Temp Close: 0; AST Currently In Use: 0; AST Temp Closed: 0 | 0 | 0 | 6 | 13319-013-001075 | MAX OIL COMPANY, INC.
21235 | Permanently Closed | 1991-04-02 | 1964-01-01 | 1991-04-02 | Petroleum | Unleaded gasoline | Unleaded gasoline |  | Steel | Steel |  | Painted or None | Steel |  | 1901-01-01 | [15 empty] | UST Currently In Use: 0; UST Temp Close: 0; AST Currently In Use: 0; AST Temp Closed: 0 | 0 | 0 | 6 | 13319-013-001075 | MAX OIL COMPANY, INC.
21236 | Permanently Closed | 1991-04-02 | 1966-01-01 | 1991-04-02 | Petroleum | Unleaded gasoline | Unleaded gasoline |  | Steel | Steel |  | Painted or None | Steel |  | 1901-01-01 | [15 empty] | UST Currently In Use: 0; UST Temp Close: 0; AST Currently In Use: 0; AST Temp Closed: 0 | 0 | 0 | 6 | 13319-013-001075 | MAX OIL COMPANY, INC.
21237 | Permanently Closed | 1901-01-01 | 1964-01-01 | 1988-12-14 | Petroleum | Unleaded gasoline | Unleaded gasoline |  | Steel | Steel |  | Painted or None | Steel |  | 1901-01-01 | [6 empty] | Automatic Tank Gauge | [5 empty] | Annual line testing | Annual line testing |  | UST Currently In Use: 0; UST Temp Close: 4; AST Currently In Use: 0; AST Temp Closed: 0 | 0 | 4 | 3 | 25931-013-001076 | F&S TIRE
21238 | Permanently Closed | 1988-12-14 | 1964-01-01 | 1988-12-14 | Petroleum | Unleaded gasoline | Unleaded gasoline |  | Steel | Steel |  | Painted or None | Steel |  | 1901-01-01 | [12 empty] | Annual line testing | Annual line testing |  | UST Currently In Use: 0; UST Temp Close: 4; AST Currently In Use: 0; AST Temp Closed: 0 | 0 | 4 | 3 | 25931-013-001076 | F&S TIRE
21239 | Permanently Closed | 1988-11-14 | 1964-01-01 | 1988-12-14 | Petroleum | Unleaded gasoline | Unleaded gasoline |  | Steel | Steel |  | Painted or None | Steel |  | 1901-01-01 | [12 empty] | Annual line testing | Annual line testing |  | UST Currently In Use: 0; UST Temp Close: 4; AST Currently In Use: 0; AST Temp Closed: 0 | 0 | 4 | 3 | 25931-013-001076 | F&S TIRE
21240 | Temporary Closed | 2011-11-09 | 1987-01-01 |  | Petroleum | Premium gasoline | Premium gasoline | Retail | Steel | Steel | Coated & cathodic protection (sti-P3) |  | Fiberglass reinforced plastic |  |  |  | Catchment Basin, Single walled catchment basin | Flow Rest 90% Full | Flow Rest 90% Full |  |  | Statistical Inventory Reconciliation (SIR) |  | Automatic flow restrictor (MLLD) | Automatic flow restrictor (MLLD) |  |  | Annual line testing, Statistical inventory reconciliation (SIR) | Statistical inventory reconciliation (SIR) |  | UST Currently In Use: 0; UST Temp Close: 4; AST Currently In Use: 0; AST Temp Closed: 0 | 0 | 4 | 3 | 25931-013-001076 | F&S TIRE
21241 | Temporary Closed | 2011-11-09 | 1987-01-01 |  | Petroleum | Unleaded gasoline | Unleaded gasoline | Retail | Steel | Steel | Coated & cathodic protection (sti-P3) |  | Fiberglass reinforced plastic |  |  |  | Catchment Basin, Single walled catchment basin | Flow Rest 90% Full | Flow Rest 90% Full |  |  | Automatic Tank Gauge, Statistical Inventory Reconciliation (SIR) |  | Automatic flow restrictor (MLLD) | Automatic flow restrictor (MLLD) |  |  | Annual line testing, Statistical inventory reconciliation (SIR) | Statistical inventory reconciliation (SIR) |  | UST Currently In Use: 0; UST Temp Close: 4; AST Currently In Use: 0; AST Temp Closed: 0 | 0 | 4 | 3 | 25931-013-001076 | F&S TIRE
21242 | Temporary Closed | 2011-11-09 | 1987-01-01 |  | Petroleum | Mid-grade gasoline | Mid-grade gasoline | Retail | Steel | Steel | Coated & cathodic protection (sti-P3) |  | Fiberglass reinforced plastic |  |  |  | Catchment Basin, Single walled catchment basin | Flow Rest 90% Full | Flow Rest 90% Full |  |  | Statistical Inventory Reconciliation (SIR) |  | Automatic flow restrictor (MLLD) | Automatic flow restrictor (MLLD) |  |  | Annual line testing, Statistical inventory reconciliation (SIR) | Statistical inventory reconciliation (SIR) |  | UST Currently In Use: 0; UST Temp Close: 4; AST Currently In Use: 0; AST Temp Closed: 0 | 0 | 4 | 3 | 25931-013-001076 | F&S TIRE
21243 | Temporary Closed | 2011-11-09 | 1987-01-01 |  | Petroleum | On road diesel | On road diesel | Retail | Steel | Steel | Coated & cathodic protection (sti-P3) |  | Fiberglass reinforced plastic |  |  |  | Catchment Basin, Single walled catchment basin | Flow Rest 90% Full | Flow Rest 90% Full |  |  | Statistical Inventory Reconciliation (SIR) |  | Automatic flow restrictor (MLLD) | Automatic flow restrictor (MLLD) |  |  | Annual line testing, Statistical inventory reconciliation (SIR) | Statistical inventory reconciliation (SIR) |  | UST Currently In Use: 0; UST Temp Close: 4; AST Currently In Use: 0; AST Temp Closed: 0 | 0 | 4 | 3 | 25931-013-001076 | F&S TIRE
21244 | Permanently Closed | 1998-12-01 | 1981-01-01 | 1998-12-01 | Petroleum | On road diesel | On road diesel |  | Steel | Steel |  | Painted or None | Steel |  | 1901-01-01 | [15 empty] | UST Currently In Use: 0; UST Temp Close: 0; AST Currently In Use: 0; AST Temp Closed: 0 | 0 | 0 | 3 | 13319-013-001078 | MAX OIL COMPANY, INC.
21245 | Permanently Closed | 1998-12-01 | 1981-01-01 | 1998-12-01 | Petroleum | On road diesel | On road diesel |  | Steel | Steel |  | Painted or None | Steel |  | 1901-01-01 | [15 empty] | UST Currently In Use: 0; UST Temp Close: 0; AST Currently In Use: 0; AST Temp Closed: 0 | 0 | 0 | 3 | 13319-013-001078 | MAX OIL COMPANY, INC.
21246 | Permanently Closed | 1998-12-01 | 1981-01-01 | 1998-12-01 | Petroleum | On road diesel | On road diesel |  | Steel | Steel |  | Painted or None | Steel |  | 1901-01-01 | [15 empty] | UST Currently In Use: 0; UST Temp Close: 0; AST Currently In Use: 0; AST Temp Closed: 0 | 0 | 0 | 3 | 13319-013-001078 | MAX OIL COMPANY, INC.
21247 | Permanently Closed | 1984-12-01 | 1956-01-01 | 1988-12-01 | Petroleum | Unleaded gasoline | Unleaded gasoline |  | Steel | Steel |  | Painted or None | Steel |  | 1901-01-01 | [15 empty] | UST Currently In Use: 0; UST Temp Close: 0; AST Currently In Use: 0; AST Temp Closed: 0 | 0 | 0 | 3 | 13319-013-001079 | MAX OIL COMPANY, INC.
21248 | Permanently Closed | 1984-12-01 | 1971-01-01 | 1988-12-01 | Petroleum | Unleaded gasoline | Unleaded gasoline |  | Steel | Steel |  | Painted or None | Steel |  | 1901-01-01 | [15 empty] | UST Currently In Use: 0; UST Temp Close: 0; AST Currently In Use: 0; AST Temp Closed: 0 | 0 | 0 | 3 | 13319-013-001079 | MAX OIL COMPANY, INC.
21249 | Permanently Closed | 1984-12-01 | 1956-01-01 | 1988-12-01 | Petroleum | Unleaded gasoline | Unleaded gasoline |  | Steel | Steel |  | Painted or None | Steel |  | 1901-01-01 | [15 empty] | UST Currently In Use: 0; UST Temp Close: 0; AST Currently In Use: 0; AST Temp Closed: 0 | 0 | 0 | 3 | 13319-013-001079 | MAX OIL COMPANY, INC.
21250 | Permanently Closed | 1994-10-01 | 1961-01-01 | 1994-11-30 | Petroleum | On road diesel | On road diesel |  | Steel | Steel |  | Painted or None | Steel |  | 1901-01-01 | [15 empty] | UST Currently In Use: 0; UST Temp Close: 0; AST Currently In Use: 0; AST Temp Closed: 0 | 0 | 0 | 8 | 13319-013-001959 | MAX OIL COMPANY, INC.
21251 | Permanently Closed | 1994-10-01 | 1967-01-01 | 1994-11-30 | Petroleum | Unleaded gasoline | Unleaded gasoline |  | Steel | Steel |  | Painted or None | Steel |  | 1901-01-01 | [15 empty] | UST Currently In Use: 0; UST Temp Close: 0; AST Currently In Use: 0; AST Temp Closed: 0 | 0 | 0 | 8 | 13319-013-001959 | MAX OIL COMPANY, INC.
21252 | Permanently Closed | 1994-10-01 | 1967-01-01 | 1994-11-30 | Petroleum | On road diesel | On road diesel |  | Steel | Steel |  | Painted or None | Steel |  | 1901-01-01 | [15 empty] | UST Currently In Use: 0; UST Temp Close: 0; AST Currently In Use: 0; AST Temp Closed: 0 | 0 | 0 | 8 | 13319-013-001959 | MAX OIL COMPANY, INC.
21253 | Retired | 1986-01-01 | 1967-01-01 |  | Petroleum | Unleaded gasoline | Unleaded gasoline |  | Steel | Steel |  | Painted or None | Steel |  | 1901-01-01 | [15 empty] | UST Currently In Use: 0; UST Temp Close: 0; AST Currently In Use: 0; AST Temp Closed: 0 | 0 | 0 | 8 | 13319-013-001959 | MAX OIL COMPANY, INC.
21254 | Retired | 1986-02-01 | 1978-01-01 |  | Petroleum | On road diesel | On road diesel |  | Steel | Steel |  | Painted or None | Steel |  | 1901-01-01 | [15 empty] | UST Currently In Use: 0; UST Temp Close: 0; AST Currently In Use: 0; AST Temp Closed: 0 | 0 | 0 | 8 | 13319-013-001959 | MAX OIL COMPANY, INC.
21255 | Permanently Closed | 1994-10-01 | 1972-01-01 | 1994-11-30 | Petroleum | On road diesel | On road diesel |  | Steel | Steel |  | Painted or None | Steel |  | 1901-01-01 | [15 empty] | UST Currently In Use: 0; UST Temp Close: 0; AST Currently In Use: 0; AST Temp Closed: 0 | 0 | 0 | 8 | 13319-013-001959 | MAX OIL COMPANY, INC.
21256 | Permanently Closed | 1994-10-01 | 1972-01-01 | 1994-11-30 | Petroleum | On road diesel | On road diesel |  | Steel | Steel |  | Painted or None | Steel |  | 1901-01-01 | [15 empty] | UST Currently In Use: 0; UST Temp Close: 0; AST Currently In Use: 0; AST Temp Closed: 0 | 0 | 0 | 8 | 13319-013-001959 | MAX OIL COMPANY, INC.
21257 | Permanently Closed | 1994-10-01 | 1972-01-01 | 1994-11-30 | Petroleum | On road diesel | On road diesel |  | Steel | Steel |  | Painted or None | Steel |  | 1901-01-01 | [15 empty] | UST Currently In Use: 0; UST Temp Close: 0; AST Currently In Use: 0; AST Temp Closed: 0 | 0 | 0 | 8 | 13319-013-001959 | MAX OIL COMPANY, INC.
21258 | Permanently Closed | 1994-10-01 | 1972-01-01 | 1994-11-30 | Petroleum | On road diesel | On road diesel |  | Steel | Steel |  | Painted or None | Steel |  | 1901-01-01 | [15 empty] | UST Currently In Use: 0; UST Temp Close: 0; AST Currently In Use: 0; AST Temp Closed: 0 | 0 | 0 | 8 | 13319-013-001959 | MAX OIL COMPANY, INC.
21259 | Retired | 1979-01-01 | 1964-01-01 |  | Petroleum | On road diesel | On road diesel |  | Steel | Steel |  | Painted or None | Steel |  | 1901-01-01 | [15 empty] | UST Currently In Use: 0; UST Temp Close: 0; AST Currently In Use: 0; AST Temp Closed: 0 | 0 | 0 | 8 | 13319-013-001959 | MAX OIL COMPANY, INC.
21260 | Permanently Closed | 1994-10-01 | 1965-01-01 | 1994-11-30 | Petroleum | Unleaded gasoline | Unleaded gasoline |  | Steel | Steel |  | Painted or None | Steel |  | 1901-01-01 | [15 empty] | UST Currently In Use: 0; UST Temp Close: 0; AST Currently In Use: 0; AST Temp Closed: 0 | 0 | 0 | 8 | 13319-013-001959 | MAX OIL COMPANY, INC.
21261 | Retired | 1982-01-01 | 1965-01-01 |  | Petroleum | On road diesel | On road diesel |  | Steel | Steel |  | Painted or None | Steel |  | 1901-01-01 | [15 empty] | UST Currently In Use: 0; UST Temp Close: 0; AST Currently In Use: 0; AST Temp Closed: 0 | 0 | 0 | 8 | 13319-013-001959 | MAX OIL COMPANY, INC.
21262 | Permanently Closed | 1901-01-01 | 1967-01-01 | 1989-05-31 | Petroleum | Unleaded gasoline | Unleaded gasoline |  | Steel | Steel |  | Painted or None | Steel |  | 1901-01-01 | [15 empty] | UST Currently In Use: 3; UST Temp Close: 0; AST Currently In Use: 0; AST Temp Closed: 0 | 3 | 0 | 3 | 13319-013-001960 | MAX OIL COMPANY, INC.
21263 | Permanently Closed | 1901-01-01 | 1967-01-01 | 1989-05-31 | Petroleum | Unleaded gasoline | Unleaded gasoline |  | Steel | Steel |  | Painted or None | Steel |  | 1901-01-01 | [15 empty] | UST Currently In Use: 3; UST Temp Close: 0; AST Currently In Use: 0; AST Temp Closed: 0 | 3 | 0 | 3 | 13319-013-001960 | MAX OIL COMPANY, INC.
21264 | Permanently Closed | 1901-01-01 | 1969-01-01 | 1989-05-31 | Petroleum | Unleaded gasoline | Unleaded gasoline |  | Steel | Steel |  | Painted or None | Steel |  | 1901-01-01 | [15 empty] | UST Currently In Use: 3; UST Temp Close: 0; AST Currently In Use: 0; AST Temp Closed: 0 | 3 | 0 | 3 | 13319-013-001960 | MAX OIL COMPANY, INC.
21265 | Currently in Use |  | 1988-01-01 |  | Petroleum | Premium gasoline | Premium gasoline | Retail | Fiberglass reinforced plastic | Fiberglass reinforced plastic |  |  | Fiberglass reinforced plastic |  | 1901-01-01 |  | Catchment Basin, Single walled catchment basin | Flow Rest 90% Full | Flow Rest 90% Full |  |  | Continuous Automatic Tank Gauge |  | Automatic flow restrictor (MLLD) | Automatic flow restrictor (MLLD) |  | MANUAL/VISUAL CHECK | Annual line testing | Annual line testing |  | UST Currently In Use: 3; UST Temp Close: 0; AST Currently In Use: 0; AST Temp Closed: 0 | 3 | 0 | 3 | 13319-013-001960 | MAX OIL COMPANY, INC.
21266 | Currently in Use |  | 1988-01-01 |  | Petroleum | Mid-grade gasoline | Mid-grade gasoline | Retail | Fiberglass reinforced plastic | Fiberglass reinforced plastic |  |  | Fiberglass reinforced plastic |  | 1901-01-01 |  | Catchment Basin, Single walled catchment basin | Flow Rest 90% Full | Flow Rest 90% Full |  |  | Continuous Automatic Tank Gauge |  | Automatic flow restrictor (MLLD) | Automatic flow restrictor (MLLD) |  | MANUAL/VISUAL CHECK | Annual line testing | Annual line testing |  | UST Currently In Use: 3; UST Temp Close: 0; AST Currently In Use: 0; AST Temp Closed: 0 | 3 | 0 | 3 | 13319-013-001960 | MAX OIL COMPANY, INC.
21267 | Currently in Use |  | 1988-01-01 |  | Petroleum | Unleaded gasoline | Unleaded gasoline | Retail | Fiberglass reinforced plastic | Fiberglass reinforced plastic |  |  | Fiberglass reinforced plastic |  | 1901-01-01 |  | Catchment Basin, Single walled catchment basin | Flow Rest 90% Full | Flow Rest 90% Full |  |  | Continuous Automatic Tank Gauge |  | Automatic flow restrictor (MLLD) | Automatic flow restrictor (MLLD) |  | MANUAL/VISUAL CHECK | Annual line testing | Annual line testing |  | UST Currently In Use: 3; UST Temp Close: 0; AST Currently In Use: 0; AST Temp Closed: 0 | 3 | 0 | 3 | 13319-013-001960 | MAX OIL COMPANY, INC.
21268 | Permanently Closed | 1995-02-01 | 1977-07-01 | 1995-02-08 | Petroleum | Unleaded gasoline | Unleaded gasoline | Retail | Steel | Steel |  | Painted or None | Steel |  | 1901-01-01 |  |  | Automatic shutoff device At 95% full | Automatic shutoff device At 95% full | [11 empty] | UST Currently In Use: 2; UST Temp Close: 0; AST Currently In Use: 0; AST Temp Closed: 0 | 2 | 0 | 9 | 13319-013-001962 | MAX OIL COMPANY, INC.
21269 | Permanently Closed | 1995-02-01 | 1977-07-01 | 1995-02-08 | Petroleum | Unleaded gasoline | Unleaded gasoline | Retail | Steel | Steel |  | Painted or None | Steel |  | 1901-01-01 |  |  | Automatic shutoff device At 95% full | Automatic shutoff device At 95% full | [11 empty] | UST Currently In Use: 2; UST Temp Close: 0; AST Currently In Use: 0; AST Temp Closed: 0 | 2 | 0 | 9 | 13319-013-001962 | MAX OIL COMPANY, INC.
21270 | Permanently Closed | 1995-02-01 | 1977-07-01 | 1995-02-08 | Petroleum | Unleaded gasoline | Unleaded gasoline | Retail | Steel | Steel |  | Painted or None | Steel |  | 1901-01-01 |  |  | Automatic shutoff device At 95% full | Automatic shutoff device At 95% full | [11 empty] | UST Currently In Use: 2; UST Temp Close: 0; AST Currently In Use: 0; AST Temp Closed: 0 | 2 | 0 | 9 | 13319-013-001962 | MAX OIL COMPANY, INC.
21271 | Permanently Closed | 1995-02-01 | 1977-07-01 | 1995-02-08 | Petroleum | Unleaded gasoline | Unleaded gasoline | Retail | Steel | Steel |  | Painted or None | Steel |  | 1901-01-01 |  |  | Automatic shutoff device At 95% full | Automatic shutoff device At 95% full | [11 empty] | UST Currently In Use: 2; UST Temp Close: 0; AST Currently In Use: 0; AST Temp Closed: 0 | 2 | 0 | 9 | 13319-013-001962 | MAX OIL COMPANY, INC.
21272 | Permanently Closed | 1995-02-01 | 1977-07-01 | 1995-02-08 | Petroleum | Unleaded gasoline | Unleaded gasoline | Retail | Steel | Steel |  | Painted or None | Steel |  | 1901-01-01 |  |  | Automatic shutoff device At 95% full | Automatic shutoff device At 95% full | [11 empty] | UST Currently In Use: 2; UST Temp Close: 0; AST Currently In Use: 0; AST Temp Closed: 0 | 2 | 0 | 9 | 13319-013-001962 | MAX OIL COMPANY, INC.
21273 | Permanently Closed | 1995-02-01 | 1977-07-01 | 1995-02-08 | Petroleum | Unleaded gasoline | Unleaded gasoline | Retail | Steel | Steel |  | Painted or None | Steel |  | 1901-01-01 |  |  | Automatic shutoff device At 95% full | Automatic shutoff device At 95% full | [11 empty] | UST Currently In Use: 2; UST Temp Close: 0; AST Currently In Use: 0; AST Temp Closed: 0 | 2 | 0 | 9 | 13319-013-001962 | MAX OIL COMPANY, INC.
21274 | Permanently Closed | 1975-01-01 | 1975-01-01 | 1975-01-01 | Petroleum | Unleaded gasoline | Unleaded gasoline |  | Steel | Steel |  | Painted or None | Steel |  | 1901-01-01 | [15 empty] | UST Currently In Use: 2; UST Temp Close: 0; AST Currently In Use: 0; AST Temp Closed: 0 | 2 | 0 | 9 | 13319-013-001962 | MAX OIL COMPANY, INC.
21275 | Permanently Closed | 1995-02-01 | 1977-07-01 | 1995-02-08 | Petroleum | On road diesel | On road diesel | Retail | Steel | Steel |  | Painted or None | Steel |  | 1901-01-01 |  |  | Automatic shutoff device At 95% full | Automatic shutoff device At 95% full | [11 empty] | UST Currently In Use: 2; UST Temp Close: 0; AST Currently In Use: 0; AST Temp Closed: 0 | 2 | 0 | 9 | 13319-013-001962 | MAX OIL COMPANY, INC.
21276 | Permanently Closed | 1995-02-01 | 1977-07-01 | 1995-02-08 | Petroleum | On road diesel | On road diesel | Retail | Steel | Steel |  | Painted or None | Steel |  | 1901-01-01 |  |  | Automatic shutoff device At 95% full | Automatic shutoff device At 95% full | [11 empty] | UST Currently In Use: 2; UST Temp Close: 0; AST Currently In Use: 0; AST Temp Closed: 0 | 2 | 0 | 9 | 13319-013-001962 | MAX OIL COMPANY, INC.
21277 | Permanently Closed | 1988-12-18 | 1967-01-01 | 1988-12-18 | Petroleum | Unleaded gasoline | Unleaded gasoline |  | Steel | Steel |  | Painted or None |  |  | 1901-01-01 | [15 empty] | UST Currently In Use: 0; UST Temp Close: 0; AST Currently In Use: 0; AST Temp Closed: 0 | 0 | 0 | 3 | 13319-013-002110 | MAX OIL COMPANY, INC.
21278 | Permanently Closed | 1988-12-18 | 1967-01-01 | 1988-12-18 | Petroleum | On road diesel | On road diesel |  | Steel | Steel |  | Painted or None |  |  | 1901-01-01 | [15 empty] | UST Currently In Use: 0; UST Temp Close: 0; AST Currently In Use: 0; AST Temp Closed: 0 | 0 | 0 | 3 | 13319-013-002110 | MAX OIL COMPANY, INC.
21279 | Permanently Closed | 1988-12-18 | 1967-01-01 | 1988-12-18 | Petroleum | Unleaded gasoline | Unleaded gasoline |  | Steel | Steel |  | Painted or None |  |  | 1901-01-01 | [15 empty] | UST Currently In Use: 0; UST Temp Close: 0; AST Currently In Use: 0; AST Temp Closed: 0 | 0 | 0 | 3 | 13319-013-002110 | MAX OIL COMPANY, INC.
21280 | Permanently Closed | 1901-01-01 | 1972-01-01 | 1988-12-01 | Petroleum | On road diesel | On road diesel |  | Fiberglass coated steel | Fiberglass coated steel |  |  |  |  | 1901-01-01 | [15 empty] | UST Currently In Use: 0; UST Temp Close: 0; AST Currently In Use: 0; AST Temp Closed: 0 | 0 | 0 | 4 | 13319-013-002120 | MAX OIL COMPANY, INC.
21281 | Permanently Closed | 1901-01-01 | 1972-01-01 | 1988-12-01 | Petroleum | On road diesel | On road diesel |  | Fiberglass coated steel | Fiberglass coated steel |  |  |  |  | 1901-01-01 | [15 empty] | UST Currently In Use: 0; UST Temp Close: 0; AST Currently In Use: 0; AST Temp Closed: 0 | 0 | 0 | 4 | 13319-013-002120 | MAX OIL COMPANY, INC.
21282 | Permanently Closed | 1901-01-01 | 1972-01-01 | 1988-12-01 | Petroleum | On road diesel | On road diesel |  | Fiberglass coated steel | Fiberglass coated steel |  |  |  |  | 1901-01-01 | [15 empty] | UST Currently In Use: 0; UST Temp Close: 0; AST Currently In Use: 0; AST Temp Closed: 0 | 0 | 0 | 4 | 13319-013-002120 | MAX OIL COMPANY, INC.
21283 | Permanently Closed | 1901-01-01 | 1972-01-01 | 1988-12-01 | Petroleum | On road diesel | On road diesel |  | Fiberglass coated steel | Fiberglass coated steel |  |  |  |  | 1901-01-01 | [15 empty] | UST Currently In Use: 0; UST Temp Close: 0; AST Currently In Use: 0; AST Temp Closed: 0 | 0 | 0 | 4 | 13319-013-002120 | MAX OIL COMPANY, INC.
21284 | Currently in Use |  | 1988-01-01 |  | Petroleum | Unleaded gasoline | Unleaded gasoline | Retail | Fiberglass reinforced plastic | Fiberglass reinforced plastic |  |  | Fiberglass reinforced plastic |  | 1901-01-01 |  | Catchment Basin, Single walled catchment basin | Flow Rest 90% Full | Flow Rest 90% Full |  |  | Continuous Automatic Tank Gauge |  | Automatic flow restrictor (MLLD), Containment Sump | Containment Sump |  |  | Annual line testing | Annual line testing |  | UST Currently In Use: 2; UST Temp Close: 0; AST Currently In Use: 0; AST Temp Closed: 0 | 2 | 0 | 0 | 13319-025-013182 | MAX OIL COMPANY, INC.
21285 | Temporary Closed | 2023-12-21 | 1988-01-01 | 1901-01-01 | Petroleum | Unleaded gasoline | Unleaded gasoline | Retail | Fiberglass reinforced plastic | Fiberglass reinforced plastic |  |  | Fiberglass reinforced plastic |  |  |  | Single walled catchment basin | Flow Rest 90% Full | Flow Rest 90% Full |  |  | Continuous Automatic Tank Gauge |  | Automatic flow restrictor (MLLD) | Automatic flow restrictor (MLLD) |  |  | Annual line testing | Annual line testing | Pressurized Piping | UST Currently In Use: 2; UST Temp Close: 1; AST Currently In Use: 0; AST Temp Closed: 0 | 2 | 1 | 0 | 25843-025-013182 | GAS EXPRESS
21286 | Currently in Use |  | 1988-01-01 |  | Petroleum | Premium gasoline | Premium gasoline | Retail | Fiberglass reinforced plastic | Fiberglass reinforced plastic |  |  | Fiberglass reinforced plastic |  | 1901-01-01 |  | Catchment Basin, Single walled catchment basin | Flow Rest 90% Full | Flow Rest 90% Full |  |  | Continuous Automatic Tank Gauge |  | Automatic flow restrictor (MLLD), Containment Sump | Containment Sump |  |  | Annual line testing | Annual line testing |  | UST Currently In Use: 2; UST Temp Close: 0; AST Currently In Use: 0; AST Temp Closed: 0 | 2 | 0 | 0 | 13319-025-013182 | MAX OIL COMPANY, INC.
21287 | Currently in Use |  | 1984-01-01 |  | Petroleum | Unleaded gasoline | Unleaded gasoline | Retail | Steel | Steel | Coated & cathodic protection (sti-P3) |  | Flexible |  |  |  | Catchment Basin, Single walled catchment basin | Flow Rest 90% Full | Flow Rest 90% Full |  |  | Continuous Automatic Tank Gauge |  | Automatic flow restrictor (MLLD), Containment Sump | Containment Sump |  |  | Annual line testing | Annual line testing |  | UST Currently In Use: 3; UST Temp Close: 0; AST Currently In Use: 0; AST Temp Closed: 0 | 3 | 0 | 0 | 13319-035-013193 | MAX OIL COMPANY, INC.
21288 | Currently in Use |  | 1984-01-01 |  | Petroleum | Unleaded gasoline | Unleaded gasoline | Retail | Steel | Steel | Coated & cathodic protection (sti-P3) |  | Flexible |  |  |  | Catchment Basin, Single walled catchment basin | Flow Rest 90% Full | Flow Rest 90% Full |  |  | Continuous Automatic Tank Gauge |  | Containment Sump, MANIFOLDED | Containment Sump |  |  | Other, MANIFOLDED | Other |  | UST Currently In Use: 3; UST Temp Close: 0; AST Currently In Use: 0; AST Temp Closed: 0 | 3 | 0 | 0 | 13319-035-013193 | MAX OIL COMPANY, INC.
21289 | Currently in Use |  | 1984-01-01 |  | Petroleum | Premium gasoline | Premium gasoline | Retail | Steel | Steel | Coated & cathodic protection (sti-P3) |  | Flexible |  |  |  | Catchment Basin, Single walled catchment basin | Flow Rest 90% Full | Flow Rest 90% Full |  |  | Continuous Automatic Tank Gauge |  | Automatic flow restrictor (MLLD), Containment Sump | Containment Sump |  |  | Annual line testing | Annual line testing |  | UST Currently In Use: 3; UST Temp Close: 0; AST Currently In Use: 0; AST Temp Closed: 0 | 3 | 0 | 0 | 13319-035-013193 | MAX OIL COMPANY, INC.
21290 | Cannot Locate or abandoned | 2005-11-30 | 1971-01-01 |  | Petroleum | Unleaded gasoline | Unleaded gasoline | Retail | Steel | Steel | Field installed cathodic protection |  | Steel |  | 1901-01-01 | Field installed cathodic protection | Catchment Basin, Single walled catchment basin | Automatic shutoff device At 95% full | Automatic shutoff device At 95% full | [11 empty] | UST Currently In Use: 0; UST Temp Close: 0; AST Currently In Use: 0; AST Temp Closed: 0 | 0 | 0 | 0 | 13320-117-009484 | MRS MAX R SHULTZ MAXX QUICK STOP
21291 | Cannot Locate or abandoned | 2005-11-30 | 1971-01-01 |  | Petroleum | Premium gasoline | Premium gasoline | Retail | Steel | Steel | Field installed cathodic protection |  | Steel |  | 1901-01-01 | Field installed cathodic protection | Catchment Basin, Single walled catchment basin | Automatic shutoff device At 95% full | Automatic shutoff device At 95% full | [11 empty] | UST Currently In Use: 0; UST Temp Close: 0; AST Currently In Use: 0; AST Temp Closed: 0 | 0 | 0 | 0 | 13320-117-009484 | MRS MAX R SHULTZ MAXX QUICK STOP
21292 | Currently in Use |  | 1979-01-01 |  | Petroleum | Unleaded gasoline | Unleaded gasoline | Retail | Single Wall, Steel | Steel | Field installed cathodic protection |  | Fiberglass reinforced plastic, Single Wall |  |  |  | Catchment Basin, Single walled catchment basin | Flow Rest 90% Full | Flow Rest 90% Full |  |  | Statistical Inventory Reconciliation (SIR) |  | Automatic flow restrictor (MLLD), Containment Sump | Containment Sump |  |  | Statistical inventory reconciliation (SIR) | Statistical inventory reconciliation (SIR) |  | UST Currently In Use: 3; UST Temp Close: 2; AST Currently In Use: 0; AST Temp Closed: 0 | 3 | 2 | 0 | 22017-029-010382 | C&D ENTERPRISES
21293 | Currently in Use |  | 1979-01-01 |  | Petroleum | Unleaded gasoline | Unleaded gasoline | Retail | Single Wall, Steel | Steel | Field installed cathodic protection |  | Fiberglass reinforced plastic, Single Wall |  |  |  | Catchment Basin, Single walled catchment basin | Flow Rest 90% Full | Flow Rest 90% Full |  |  | Statistical Inventory Reconciliation (SIR) |  | Automatic flow restrictor (MLLD), Containment Sump | Containment Sump |  |  | Statistical inventory reconciliation (SIR) | Statistical inventory reconciliation (SIR) |  | UST Currently In Use: 3; UST Temp Close: 2; AST Currently In Use: 0; AST Temp Closed: 0 | 3 | 2 | 0 | 22017-029-010382 | C&D ENTERPRISES
21294 | Currently in Use |  | 1979-01-01 |  | Petroleum | Premium gasoline | Premium gasoline |  | Single Wall, Steel | Steel | Field installed cathodic protection |  | Fiberglass reinforced plastic, Single Wall |  |  |  | Catchment Basin, Single walled catchment basin | Flow Rest 90% Full | Flow Rest 90% Full |  |  | Statistical Inventory Reconciliation (SIR) |  | Automatic flow restrictor (MLLD), Containment Sump | Containment Sump |  |  | Statistical inventory reconciliation (SIR) | Statistical inventory reconciliation (SIR) |  | UST Currently In Use: 3; UST Temp Close: 2; AST Currently In Use: 0; AST Temp Closed: 0 | 3 | 2 | 0 | 22017-029-010382 | C&D ENTERPRISES
21295 | Temporary Closed | 2025-01-01 | 1979-01-01 |  | Petroleum | On road diesel | On road diesel | Retail | Single Wall, Steel | Steel | Field installed cathodic protection |  | Single Wall, Steel |  |  | Field installed cathodic protection | Catchment Basin, Single walled catchment basin | Flow Rest 90% Full | Flow Rest 90% Full |  |  | Statistical Inventory Reconciliation (SIR) | [8 empty] | UST Currently In Use: 3; UST Temp Close: 2; AST Currently In Use: 0; AST Temp Closed: 0 | 3 | 2 | 0 | 22017-029-010382 | C&D ENTERPRISES
21296 | Temporary Closed | 2025-01-01 | 1979-01-01 |  | Petroleum | Kerosene | Kerosene | Retail | Single Wall, Steel | Steel | Field installed cathodic protection |  | Single Wall, Steel |  |  | Field installed cathodic protection | Catchment Basin, Single walled catchment basin | Flow Rest 90% Full | Flow Rest 90% Full |  |  | Statistical Inventory Reconciliation (SIR) | [8 empty] | UST Currently In Use: 3; UST Temp Close: 2; AST Currently In Use: 0; AST Temp Closed: 0 | 3 | 2 | 0 | 22017-029-010382 | C&D ENTERPRISES
21297 | Permanently Closed | 1997-11-14 | 1979-01-01 | 1999-08-09 | Petroleum | Unleaded gasoline | Unleaded gasoline | Retail | Steel | Steel |  |  | Steel |  | 1901-01-01 | [6 empty] | Statistical Inventory Reconciliation (SIR) | [5 empty] | Annual line testing, Statistical inventory reconciliation (SIR) | Statistical inventory reconciliation (SIR) |  | UST Currently In Use: 0; UST Temp Close: 0; AST Currently In Use: 0; AST Temp Closed: 0 | 0 | 0 | 3 | 13322-071-011078 | MACK THOMAS
21298 | Permanently Closed | 1997-11-14 | 1979-01-01 | 1999-08-09 | Petroleum | Unleaded gasoline | Unleaded gasoline | Retail | Steel | Steel |  |  | Steel |  | 1901-01-01 | [6 empty] | Statistical Inventory Reconciliation (SIR) | [5 empty] | Annual line testing, Statistical inventory reconciliation (SIR) | Statistical inventory reconciliation (SIR) |  | UST Currently In Use: 0; UST Temp Close: 0; AST Currently In Use: 0; AST Temp Closed: 0 | 0 | 0 | 3 | 13322-071-011078 | MACK THOMAS
21299 | Permanently Closed | 1997-11-14 | 1979-01-01 | 1999-08-09 | Petroleum | Unleaded gasoline | Unleaded gasoline | Retail | Steel | Steel |  |  | Steel |  | 1901-01-01 | [6 empty] | Statistical Inventory Reconciliation (SIR) | [8 empty] | UST Currently In Use: 0; UST Temp Close: 0; AST Currently In Use: 0; AST Temp Closed: 0 | 0 | 0 | 3 | 13322-071-011078 | MACK THOMAS
21300 | Retired | 1988-08-08 | 1979-01-01 |  | Petroleum | Unleaded gasoline | Unleaded gasoline |  | Steel | Steel |  | Painted or None | Steel |  | 1901-01-01 | [15 empty] | UST Currently In Use: 0; UST Temp Close: 0; AST Currently In Use: 0; AST Temp Closed: 0 | 0 | 0 | 0 | 13323-081-012850 | MAXIN GATE
21301 | Retired | 1988-08-08 | 1979-01-01 |  | Petroleum | Unleaded gasoline | Unleaded gasoline |  | Steel | Steel |  | Painted or None | Steel |  | 1901-01-01 | [15 empty] | UST Currently In Use: 0; UST Temp Close: 0; AST Currently In Use: 0; AST Temp Closed: 0 | 0 | 0 | 0 | 13323-081-012850 | MAXIN GATE
21302 | Permanently Closed | 1998-10-09 | 1982-01-01 | 1998-10-09 | Petroleum | Unleaded gasoline | Unleaded gasoline |  | Steel | Steel | Other, STI-P3 |  | Steel |  | 1901-01-01 | [6 empty] | Statistical Inventory Reconciliation (SIR) | [8 empty] | UST Currently In Use: 0; UST Temp Close: 0; AST Currently In Use: 0; AST Temp Closed: 0 | 0 | 0 | 2 | 13324-077-012441 | MAXINE HALL
21303 | Permanently Closed | 1998-10-09 | 1982-01-01 | 1998-10-09 | Petroleum | Unleaded gasoline | Unleaded gasoline |  | Steel | Steel | Other, STI-P3 |  | Steel |  | 1901-01-01 | [6 empty] | Statistical Inventory Reconciliation (SIR) | [8 empty] | UST Currently In Use: 0; UST Temp Close: 0; AST Currently In Use: 0; AST Temp Closed: 0 | 0 | 0 | 2 | 13324-077-012441 | MAXINE HALL
21304 | Permanently Closed | 1991-09-19 | 1969-01-01 | 1991-09-19 | Petroleum | Unleaded gasoline | Unleaded gasoline |  | Steel | Steel |  | Painted or None | Steel |  | 1901-01-01 | [15 empty] | UST Currently In Use: 0; UST Temp Close: 0; AST Currently In Use: 0; AST Temp Closed: 0 | 0 | 0 | 3 | 13326-097-006648 | MAY CONSTRUCTION CO
21305 | Permanently Closed | 1991-09-19 | 1974-01-01 | 1991-09-19 | Petroleum | On road diesel | On road diesel |  | Steel | Steel |  | Painted or None | Steel |  | 1901-01-01 | [15 empty] | UST Currently In Use: 0; UST Temp Close: 0; AST Currently In Use: 0; AST Temp Closed: 0 | 0 | 0 | 3 | 13326-097-006648 | MAY CONSTRUCTION CO
21306 | Permanently Closed | 1991-09-19 | 1980-01-01 | 1991-09-19 | Petroleum | Unleaded gasoline | Unleaded gasoline |  | Steel | Steel |  | Painted or None | Steel |  | 1901-01-01 | [15 empty] | UST Currently In Use: 0; UST Temp Close: 0; AST Currently In Use: 0; AST Temp Closed: 0 | 0 | 0 | 3 | 13326-097-006648 | MAY CONSTRUCTION CO
21307 | Permanently Closed | 1992-11-05 | 1979-01-01 | 1992-11-05 | Petroleum | Unleaded gasoline | Unleaded gasoline |  | Steel | Steel |  | Painted or None | Steel |  | 1901-01-01 | [15 empty] | UST Currently In Use: 0; UST Temp Close: 0; AST Currently In Use: 0; AST Temp Closed: 0 | 0 | 0 | 1 | 13327-081-000492 | MAY REFRIGERATOR CO INC
21308 | Permanently Closed | 1990-02-19 | 1967-01-01 | 1990-02-20 | Petroleum | Unleaded gasoline | Unleaded gasoline |  | Steel | Steel |  |  | Steel |  | 1901-01-01 | [15 empty] | UST Currently In Use: 0; UST Temp Close: 0; AST Currently In Use: 0; AST Temp Closed: 0 | 0 | 0 | 1 | 13328-073-011882 | MAYER ELECTRIC SUPPLY CO INC
21309 | Permanently Closed | 1990-01-10 | 1964-01-01 | 1990-01-10 | Petroleum | On road diesel | On road diesel |  | Steel | Steel |  |  | Steel |  | 1901-01-01 | [6 empty] | Manual Tank Gauging (only tanks 1000 gal. or less and 48” or 64” in diameter) | [8 empty] | UST Currently In Use: 0; UST Temp Close: 0; AST Currently In Use: 0; AST Temp Closed: 0 | 0 | 0 | 1 | 13328-073-014330 | MAYER ELECTRIC SUPPLY CO INC
21310 | Permanently Closed | 1985-01-01 | 1952-01-01 | 1988-12-14 | Petroleum | Unleaded gasoline | Unleaded gasoline |  | Steel | Steel |  | Painted or None | Steel |  | 1901-01-01 | [15 empty] | UST Currently In Use: 0; UST Temp Close: 0; AST Currently In Use: 0; AST Temp Closed: 0 | 0 | 0 | 2 | 13329-007-003681 | MAYFIELD OIL CO INC
21311 | Permanently Closed | 1985-01-01 | 1952-01-01 | 1988-12-14 | Petroleum | Unleaded gasoline | Unleaded gasoline |  | Steel | Steel |  | Painted or None | Steel |  | 1901-01-01 | [15 empty] | UST Currently In Use: 0; UST Temp Close: 0; AST Currently In Use: 0; AST Temp Closed: 0 | 0 | 0 | 2 | 13329-007-003681 | MAYFIELD OIL CO INC
21312 | Permanently Closed | 1992-09-14 | 1974-01-01 | 1992-09-14 | Petroleum | Unleaded gasoline | Unleaded gasoline |  | Steel | Steel |  | Painted or None | Steel |  | 1901-01-01 | [15 empty] | UST Currently In Use: 0; UST Temp Close: 0; AST Currently In Use: 0; AST Temp Closed: 0 | 0 | 0 | 1 | 13329-007-003682 | MAYFIELD OIL CO INC
21313 | Permanently Closed | 1990-11-16 | 1982-01-01 | 1990-11-16 | Petroleum | Unleaded gasoline | Unleaded gasoline |  | Steel | Steel |  | Painted or None | Steel |  | 1901-01-01 | [15 empty] | UST Currently In Use: 0; UST Temp Close: 0; AST Currently In Use: 0; AST Temp Closed: 0 | 0 | 0 | 2 | 13329-007-003685 | MAYFIELD OIL CO INC
21314 | Permanently Closed | 1990-11-16 | 1982-01-01 | 1990-11-16 | Petroleum | Unleaded gasoline | Unleaded gasoline |  | Steel | Steel |  | Painted or None | Steel |  | 1901-01-01 | [15 empty] | UST Currently In Use: 0; UST Temp Close: 0; AST Currently In Use: 0; AST Temp Closed: 0 | 0 | 0 | 2 | 13329-007-003685 | MAYFIELD OIL CO INC
21315 | Permanently Closed | 1991-09-19 | 1969-01-01 | 1991-09-19 | Petroleum | Unleaded gasoline | Unleaded gasoline |  | Steel | Steel |  | Painted or None | Steel |  | 1901-01-01 | [15 empty] | UST Currently In Use: 0; UST Temp Close: 0; AST Currently In Use: 0; AST Temp Closed: 0 | 0 | 0 | 2 | 13329-007-003686 | MAYFIELD OIL CO INC
21316 | Permanently Closed | 1991-09-19 | 1969-01-01 | 1991-09-19 | Petroleum | Unleaded gasoline | Unleaded gasoline |  | Steel | Steel |  | Painted or None | Steel |  | 1901-01-01 | [15 empty] | UST Currently In Use: 0; UST Temp Close: 0; AST Currently In Use: 0; AST Temp Closed: 0 | 0 | 0 | 2 | 13329-007-003686 | MAYFIELD OIL CO INC
21317 | Permanently Closed | 1990-11-14 | 1964-01-01 | 1990-11-14 | Petroleum | Unleaded gasoline | Unleaded gasoline |  | Steel | Steel |  | Painted or None | Steel |  | 1901-01-01 | [15 empty] | UST Currently In Use: 0; UST Temp Close: 0; AST Currently In Use: 0; AST Temp Closed: 0 | 0 | 0 | 3 | 13329-007-003687 | MAYFIELD OIL CO INC
21318 | Permanently Closed | 1990-11-14 | 1964-01-01 | 1990-11-14 | Petroleum | Unleaded gasoline | Unleaded gasoline |  | Steel | Steel |  | Painted or None | Steel |  | 1901-01-01 | [15 empty] | UST Currently In Use: 0; UST Temp Close: 0; AST Currently In Use: 0; AST Temp Closed: 0 | 0 | 0 | 3 | 13329-007-003687 | MAYFIELD OIL CO INC
21319 | Permanently Closed | 1990-11-14 | 1964-01-01 | 1990-11-14 | Petroleum | Unleaded gasoline | Unleaded gasoline |  | Steel | Steel |  | Painted or None | Steel |  | 1901-01-01 | [15 empty] | UST Currently In Use: 0; UST Temp Close: 0; AST Currently In Use: 0; AST Temp Closed: 0 | 0 | 0 | 3 | 13329-007-003687 | MAYFIELD OIL CO INC
21320 | Currently in Use |  | 1984-06-01 |  | Petroleum | Unleaded gasoline | Unleaded gasoline | Retail | Steel | Steel | Field installed cathodic protection |  | Fiberglass reinforced plastic |  |  |  | Catchment Basin, Single walled catchment basin | Flow Rest 90% Full | Flow Rest 90% Full |  |  | Automatic Tank Gauge |  | Automatic flow restrictor (MLLD), Containment Sump | Containment Sump | Interstitial Monitoring within Secondary Containment |  | Continuous alarm system | Continuous alarm system |  | UST Currently In Use: 4; UST Temp Close: 0; AST Currently In Use: 0; AST Temp Closed: 0 | 4 | 0 | 0 | 20411-007-003688 | DC OIL COMPANY
21321 | Currently in Use |  | 1984-06-01 |  | Petroleum | Mid-grade gasoline | Mid-grade gasoline | Retail | Steel | Steel | Field installed cathodic protection |  | Fiberglass reinforced plastic |  |  |  | Catchment Basin, Single walled catchment basin | Flow Rest 90% Full | Flow Rest 90% Full |  |  | Automatic Tank Gauge |  | Automatic flow restrictor (MLLD), Containment Sump | Containment Sump | Interstitial Monitoring within Secondary Containment |  | Annual line testing, Continuous alarm system | Continuous alarm system |  | UST Currently In Use: 4; UST Temp Close: 0; AST Currently In Use: 0; AST Temp Closed: 0 | 4 | 0 | 0 | 20411-007-003688 | DC OIL COMPANY
21322 | Currently in Use |  | 1984-06-01 |  | Petroleum | Premium gasoline | Premium gasoline | Retail | Steel | Steel | Field installed cathodic protection |  | Fiberglass reinforced plastic |  |  |  | Catchment Basin, Single walled catchment basin | Flow Rest 90% Full | Flow Rest 90% Full |  |  | Automatic Tank Gauge |  | Automatic flow restrictor (MLLD), Containment Sump | Containment Sump | Interstitial Monitoring within Secondary Containment |  | Continuous alarm system | Continuous alarm system |  | UST Currently In Use: 4; UST Temp Close: 0; AST Currently In Use: 0; AST Temp Closed: 0 | 4 | 0 | 0 | 20411-007-003688 | DC OIL COMPANY
21323 | Currently in Use |  | 1984-06-01 |  | Petroleum | On road diesel | On road diesel | Retail | Steel | Steel | Field installed cathodic protection |  | Fiberglass reinforced plastic |  |  |  | Catchment Basin, Single walled catchment basin | Automatic shutoff device At 95% full, Flow Rest 90% Full | Flow Rest 90% Full |  |  | Automatic Tank Gauge | [8 empty] | UST Currently In Use: 4; UST Temp Close: 0; AST Currently In Use: 0; AST Temp Closed: 0 | 4 | 0 | 0 | 20411-007-003688 | DC OIL COMPANY
21324 | Permanently Closed | 1901-01-01 | 1982-01-01 | 1988-11-01 | Petroleum | Unleaded gasoline | Unleaded gasoline |  | Steel | Steel |  | Painted or None | Steel |  | 1901-01-01 | [15 empty] | UST Currently In Use: 0; UST Temp Close: 0; AST Currently In Use: 0; AST Temp Closed: 0 | 0 | 0 | 4 | 13329-007-003690 | MAYFIELD OIL CO INC
21325 | Permanently Closed | 1901-01-01 | 1982-01-01 | 1988-11-01 | Petroleum | Unleaded gasoline | Unleaded gasoline |  | Steel | Steel |  | Painted or None | Steel |  | 1901-01-01 | [15 empty] | UST Currently In Use: 0; UST Temp Close: 0; AST Currently In Use: 0; AST Temp Closed: 0 | 0 | 0 | 4 | 13329-007-003690 | MAYFIELD OIL CO INC
21326 | Permanently Closed | 2007-03-01 | 1988-11-17 | 2008-05-06 | Petroleum | Unleaded gasoline | Unleaded gasoline | Retail | Steel | Steel | Coated & cathodic protection (sti-P3) |  | Fiberglass reinforced plastic |  | 1901-01-01 |  | Catchment Basin, Single walled catchment basin | Flow Rest 90% Full | Flow Rest 90% Full |  |  | Statistical Inventory Reconciliation (SIR) | [8 empty] | UST Currently In Use: 0; UST Temp Close: 0; AST Currently In Use: 0; AST Temp Closed: 0 | 0 | 0 | 4 | 13329-007-003690 | MAYFIELD OIL CO INC
21327 | Permanently Closed | 2007-03-01 | 1988-11-17 | 2008-05-06 | Petroleum | Premium gasoline | Premium gasoline | Retail | Steel | Steel | Coated & cathodic protection (sti-P3) |  | Fiberglass reinforced plastic |  | 1901-01-01 |  | Catchment Basin, Single walled catchment basin | Flow Rest 90% Full | Flow Rest 90% Full |  |  | Statistical Inventory Reconciliation (SIR) | [8 empty] | UST Currently In Use: 0; UST Temp Close: 0; AST Currently In Use: 0; AST Temp Closed: 0 | 0 | 0 | 4 | 13329-007-003690 | MAYFIELD OIL CO INC
21328 | Permanently Closed | 1995-11-01 | 1981-01-01 | 1995-11-27 | Petroleum | Unleaded gasoline | Unleaded gasoline | Retail | Steel | Steel |  | Painted or None | Steel |  | 1901-01-01 | [6 empty] | Statistical Inventory Reconciliation (SIR) | [5 empty] | Annual line testing | Annual line testing |  | UST Currently In Use: 0; UST Temp Close: 0; AST Currently In Use: 0; AST Temp Closed: 0 | 0 | 0 | 4 | 13329-007-003691 | MAYFIELD OIL CO INC
21329 | Permanently Closed | 1995-11-01 | 1981-01-01 | 1995-11-27 | Petroleum | Unleaded gasoline | Unleaded gasoline | Retail | Steel | Steel |  | Painted or None | Steel |  | 1901-01-01 | [6 empty] | Statistical Inventory Reconciliation (SIR) | [5 empty] | Annual line testing | Annual line testing |  | UST Currently In Use: 0; UST Temp Close: 0; AST Currently In Use: 0; AST Temp Closed: 0 | 0 | 0 | 4 | 13329-007-003691 | MAYFIELD OIL CO INC
21330 | Permanently Closed | 1995-11-01 | 1981-01-01 | 1995-11-27 | Petroleum | Unleaded gasoline | Unleaded gasoline | Retail | Steel | Steel |  | Painted or None | Steel |  | 1901-01-01 | [6 empty] | Statistical Inventory Reconciliation (SIR) | [5 empty] | Annual line testing | Annual line testing |  | UST Currently In Use: 0; UST Temp Close: 0; AST Currently In Use: 0; AST Temp Closed: 0 | 0 | 0 | 4 | 13329-007-003691 | MAYFIELD OIL CO INC
21331 | Permanently Closed | 1995-11-01 | 1983-01-01 | 1995-11-27 | Petroleum | On road diesel | On road diesel | Retail | Steel | Steel |  | Painted or None | Steel |  | 1901-01-01 | [6 empty] | Statistical Inventory Reconciliation (SIR) | [5 empty] | Annual line testing | Annual line testing |  | UST Currently In Use: 0; UST Temp Close: 0; AST Currently In Use: 0; AST Temp Closed: 0 | 0 | 0 | 4 | 13329-007-003691 | MAYFIELD OIL CO INC
21332 | Temporary Closed | 2008-10-01 | 1964-01-01 |  | Petroleum | Unleaded gasoline | Unleaded gasoline | Retail | Steel | Steel | Field installed cathodic protection |  | Steel |  |  | Field installed cathodic protection | Catchment Basin, Single walled catchment basin | Automatic shutoff device At 95% full, Flow Rest 90% Full | Flow Rest 90% Full |  |  | Statistical Inventory Reconciliation (SIR) | [8 empty] | UST Currently In Use: 0; UST Temp Close: 3; AST Currently In Use: 0; AST Temp Closed: 0 | 0 | 3 | 0 | 22723-125-003694 | JOHNNY H. GARRISON JR.
21333 | Temporary Closed | 2008-10-01 | 1964-01-01 |  | Petroleum | Mid-grade gasoline | Mid-grade gasoline | Retail | Steel | Steel | Field installed cathodic protection |  | Steel |  |  | Field installed cathodic protection | Catchment Basin, Single walled catchment basin | Automatic shutoff device At 95% full, Flow Rest 90% Full | Flow Rest 90% Full |  |  | Statistical Inventory Reconciliation (SIR) | [8 empty] | UST Currently In Use: 0; UST Temp Close: 3; AST Currently In Use: 0; AST Temp Closed: 0 | 0 | 3 | 0 | 22723-125-003694 | JOHNNY H. GARRISON JR.
21334 | Temporary Closed | 2008-10-01 | 1964-01-01 |  | Petroleum | Premium gasoline | Premium gasoline | Retail | Steel | Steel | Field installed cathodic protection |  | Steel |  |  | Field installed cathodic protection | Catchment Basin, Single walled catchment basin | Automatic shutoff device At 95% full, Flow Rest 90% Full | Flow Rest 90% Full |  |  | Statistical Inventory Reconciliation (SIR) | [8 empty] | UST Currently In Use: 0; UST Temp Close: 3; AST Currently In Use: 0; AST Temp Closed: 0 | 0 | 3 | 0 | 22723-125-003694 | JOHNNY H. GARRISON JR.
21335 | Permanently Closed | 1990-03-01 | 1954-01-01 | 1990-03-01 | Petroleum | Unleaded gasoline | Unleaded gasoline |  | Steel | Steel |  | Painted or None | Steel |  | 1901-01-01 | [15 empty] | UST Currently In Use: 0; UST Temp Close: 0; AST Currently In Use: 0; AST Temp Closed: 0 | 0 | 0 | 4 | 13329-007-003695 | MAYFIELD OIL CO INC
21336 | Permanently Closed | 1990-03-01 | 1954-01-01 | 1990-03-01 | Petroleum | Unleaded gasoline | Unleaded gasoline |  | Steel | Steel |  | Painted or None | Steel |  | 1901-01-01 | [15 empty] | UST Currently In Use: 0; UST Temp Close: 0; AST Currently In Use: 0; AST Temp Closed: 0 | 0 | 0 | 4 | 13329-007-003695 | MAYFIELD OIL CO INC
21337 | Permanently Closed | 1990-03-01 | 1954-01-01 | 1990-03-01 | Petroleum | Unleaded gasoline | Unleaded gasoline |  | Steel | Steel |  | Painted or None | Steel |  | 1901-01-01 | [15 empty] | UST Currently In Use: 0; UST Temp Close: 0; AST Currently In Use: 0; AST Temp Closed: 0 | 0 | 0 | 4 | 13329-007-003695 | MAYFIELD OIL CO INC
21338 | Permanently Closed | 1973-02-01 | 1954-01-01 | 1990-03-01 | Petroleum | On road diesel | On road diesel |  | Steel | Steel |  | Painted or None | Steel |  | 1901-01-01 | [15 empty] | UST Currently In Use: 0; UST Temp Close: 0; AST Currently In Use: 0; AST Temp Closed: 0 | 0 | 0 | 4 | 13329-007-003695 | MAYFIELD OIL CO INC
21339 | Permanently Closed | 1994-05-01 | 1976-01-01 | 1994-11-01 | Petroleum | Unleaded gasoline | Unleaded gasoline | Retail | Steel | Steel |  | Painted or None | Steel |  | 1901-01-01 | [12 empty] | Annual line testing | Annual line testing |  | UST Currently In Use: 0; UST Temp Close: 0; AST Currently In Use: 0; AST Temp Closed: 0 | 0 | 0 | 2 | 13329-007-003696 | MAYFIELD OIL CO INC
21340 | Permanently Closed | 1994-10-01 | 1976-01-01 | 1994-11-01 | Petroleum | On road diesel | On road diesel | Retail | Steel | Steel |  | Painted or None | Steel |  | 1901-01-01 | [12 empty] | Annual line testing | Annual line testing |  | UST Currently In Use: 0; UST Temp Close: 0; AST Currently In Use: 0; AST Temp Closed: 0 | 0 | 0 | 2 | 13329-007-003696 | MAYFIELD OIL CO INC
21342 | Permanently Closed | 1992-09-11 | 1969-01-01 | 1992-09-11 | Petroleum | On road diesel | On road diesel |  | Steel | Steel |  | Painted or None | Steel |  | 1901-01-01 | [15 empty] | UST Currently In Use: 0; UST Temp Close: 0; AST Currently In Use: 0; AST Temp Closed: 0 | 0 | 0 | 2 | 13329-007-003697 | MAYFIELD OIL CO INC
21343 | Permanently Closed | 1992-09-11 | 1969-01-01 | 1992-09-11 | Petroleum | On road diesel | On road diesel |  | Steel | Steel |  | Painted or None | Steel |  | 1901-01-01 | [15 empty] | UST Currently In Use: 0; UST Temp Close: 0; AST Currently In Use: 0; AST Temp Closed: 0 | 0 | 0 | 2 | 13329-007-003697 | MAYFIELD OIL CO INC
21344 | Permanently Closed | 2004-04-01 | 1969-01-01 | 2009-05-15 | Petroleum | On road diesel | On road diesel | Bulk facility, Retail | Steel | Steel | Field installed cathodic protection |  | Fiberglass reinforced plastic |  | 1901-01-01 |  | Catchment Basin, Single walled catchment basin | Flow Rest 90% Full | Flow Rest 90% Full |  |  | Automatic Tank Gauge, Statistical Inventory Reconciliation (SIR) | [5 empty] | Statistical inventory reconciliation (SIR) | Statistical inventory reconciliation (SIR) |  | UST Currently In Use: 0; UST Temp Close: 0; AST Currently In Use: 0; AST Temp Closed: 0 | 0 | 0 | 5 | 13329-007-003700 | MAYFIELD OIL CO INC
21345 | Permanently Closed | 2009-02-11 | 1969-01-01 | 2009-05-15 | Petroleum | On road diesel | On road diesel | Bulk facility, Retail | Steel | Steel | Field installed cathodic protection |  | Fiberglass reinforced plastic |  | 1901-01-01 | Field installed cathodic protection | Catchment Basin, Single walled catchment basin | Flow Rest 90% Full | Flow Rest 90% Full |  |  | Automatic Tank Gauge, Statistical Inventory Reconciliation (SIR) |  |  |  | Interstitial Monitoring within Secondary Containment |  |  |  |  | UST Currently In Use: 0; UST Temp Close: 0; AST Currently In Use: 0; AST Temp Closed: 0 | 0 | 0 | 5 | 13329-007-003700 | MAYFIELD OIL CO INC
21346 | Permanently Closed | 2009-02-11 | 1969-01-01 | 2009-05-15 | Petroleum | Unleaded gasoline | Unleaded gasoline | Bulk facility | Steel | Steel | Field installed cathodic protection |  | Fiberglass reinforced plastic |  | 1901-01-01 |  | Catchment Basin, Single walled catchment basin | Flow Rest 90% Full | Flow Rest 90% Full |  |  | Automatic Tank Gauge, Statistical Inventory Reconciliation (SIR) |  |  |  | Interstitial Monitoring within Secondary Containment |  |  |  |  | UST Currently In Use: 0; UST Temp Close: 0; AST Currently In Use: 0; AST Temp Closed: 0 | 0 | 0 | 5 | 13329-007-003700 | MAYFIELD OIL CO INC
21347 | Permanently Closed | 2009-02-11 | 1969-01-01 | 2009-05-15 | Petroleum | Premium gasoline | Premium gasoline | Bulk facility, Retail | Steel | Steel | Field installed cathodic protection |  | Fiberglass reinforced plastic |  | 1901-01-01 | Field installed cathodic protection | Catchment Basin, Single walled catchment basin | Flow Rest 90% Full | Flow Rest 90% Full |  |  | Automatic Tank Gauge, Statistical Inventory Reconciliation (SIR) |  |  |  | Interstitial Monitoring within Secondary Containment |  |  |  |  | UST Currently In Use: 0; UST Temp Close: 0; AST Currently In Use: 0; AST Temp Closed: 0 | 0 | 0 | 5 | 13329-007-003700 | MAYFIELD OIL CO INC
21348 | Permanently Closed | 2009-02-11 | 1969-01-01 | 2009-05-15 | Petroleum | On road diesel | On road diesel | Bulk facility, Retail | Steel | Steel | Field installed cathodic protection |  | Fiberglass reinforced plastic |  | 1901-01-01 |  | Catchment Basin, Single walled catchment basin | Flow Rest 90% Full | Flow Rest 90% Full |  |  | Statistical Inventory Reconciliation (SIR) |  |  |  | Interstitial Monitoring within Secondary Containment |  | Statistical inventory reconciliation (SIR) | Statistical inventory reconciliation (SIR) |  | UST Currently In Use: 0; UST Temp Close: 0; AST Currently In Use: 0; AST Temp Closed: 0 | 0 | 0 | 5 | 13329-007-003700 | MAYFIELD OIL CO INC
21349 | Permanently Closed | 1901-01-01 | 1969-01-01 | 1987-08-18 | Petroleum | Unleaded gasoline | Unleaded gasoline |  | Steel | Steel |  | Painted or None | Steel |  | 1901-01-01 | [15 empty] | UST Currently In Use: 0; UST Temp Close: 0; AST Currently In Use: 0; AST Temp Closed: 0 | 0 | 0 | 2 | 13329-007-003701 | MAYFIELD OIL CO INC
21350 | Permanently Closed | 1901-01-01 | 1969-01-01 | 1987-08-18 | Petroleum | On road diesel | On road diesel |  | Steel | Steel |  | Painted or None | Steel |  | 1901-01-01 | [15 empty] | UST Currently In Use: 0; UST Temp Close: 0; AST Currently In Use: 0; AST Temp Closed: 0 | 0 | 0 | 2 | 13329-007-003701 | MAYFIELD OIL CO INC
21351 | Permanently Closed | 1998-10-12 | 1985-01-01 | 1998-10-12 | Petroleum | On road diesel | On road diesel | Industrial | Steel | Steel | Coated & cathodic protection (sti-P3) |  | Steel |  | 1901-01-01 | [12 empty] | Annual line testing | Annual line testing |  | UST Currently In Use: 0; UST Temp Close: 0; AST Currently In Use: 0; AST Temp Closed: 0 | 0 | 0 | 2 | 13329-007-006015 | MAYFIELD OIL CO INC
21352 | Permanently Closed | 1998-10-12 | 1985-01-01 | 1998-10-12 | Petroleum | On road diesel | On road diesel | Industrial | Steel | Steel | Coated & cathodic protection (sti-P3) |  | Steel |  | 1901-01-01 | [12 empty] | Annual line testing | Annual line testing |  | UST Currently In Use: 0; UST Temp Close: 0; AST Currently In Use: 0; AST Temp Closed: 0 | 0 | 0 | 2 | 13329-007-006015 | MAYFIELD OIL CO INC
21353 | Permanently Closed | 2018-08-31 | 1987-10-30 |  | Petroleum | Premium gasoline | Premium gasoline | Retail | Steel | Steel | Coated & cathodic protection (sti-P3) |  | Fiberglass reinforced plastic |  |  |  | Catchment Basin, Single walled catchment basin | Automatic shutoff device At 95% full | Automatic shutoff device At 95% full |  |  | Continuous Automatic Tank Gauge |  | Automatic flow restrictor (MLLD), Containment Sump | Containment Sump |  |  | Annual line testing | Annual line testing |  | UST Currently In Use: 0; UST Temp Close: 0; AST Currently In Use: 0; AST Temp Closed: 0 | 0 | 0 | 2 | 20411-007-006531 | DC OIL COMPANY
21354 | Permanently Closed | 2018-08-31 | 1987-10-30 |  | Petroleum | Unleaded gasoline | Unleaded gasoline | Retail | Steel | Steel | Coated & cathodic protection (sti-P3) |  | Fiberglass reinforced plastic |  |  |  | Catchment Basin, Single walled catchment basin | Automatic shutoff device At 95% full | Automatic shutoff device At 95% full |  |  | Continuous Automatic Tank Gauge |  | Automatic flow restrictor (MLLD), Containment Sump | Containment Sump |  |  | Annual line testing | Annual line testing |  | UST Currently In Use: 0; UST Temp Close: 0; AST Currently In Use: 0; AST Temp Closed: 0 | 0 | 0 | 2 | 20411-007-006531 | DC OIL COMPANY
21356 | Permanently Closed | 1992-11-23 | 1982-01-01 | 1992-11-23 | Petroleum | Unleaded gasoline | Unleaded gasoline |  | Steel | Steel |  | Painted or None | Steel |  | 1901-01-01 | [15 empty] | UST Currently In Use: 0; UST Temp Close: 0; AST Currently In Use: 0; AST Temp Closed: 0 | 0 | 0 | 1 | 13329-007-009702 | MAYFIELD OIL CO INC
21357 | Permanently Closed | 2005-03-01 | 1987-07-01 | 2005-12-06 | Petroleum | Premium gasoline | Premium gasoline | Retail | Steel | Steel | Coated & cathodic protection (sti-P3) |  | Fiberglass reinforced plastic |  | 1901-01-01 |  | Catchment Basin, Single walled catchment basin | Automatic shutoff device At 95% full | Automatic shutoff device At 95% full |  |  | Continuous Automatic Tank Gauge, Statistical Inventory Reconciliation (SIR) | [8 empty] | UST Currently In Use: 0; UST Temp Close: 0; AST Currently In Use: 0; AST Temp Closed: 0 | 0 | 0 | 5 | 13329-007-012669 | MAYFIELD OIL CO INC
21358 | Permanently Closed | 2005-03-01 | 1987-07-01 | 2005-12-06 | Petroleum | Unleaded gasoline | Unleaded gasoline | Retail | Steel | Steel | Coated & cathodic protection (sti-P3) |  | Fiberglass reinforced plastic |  | 1901-01-01 |  | Catchment Basin, Single walled catchment basin | Automatic shutoff device At 95% full | Automatic shutoff device At 95% full |  |  | Continuous Automatic Tank Gauge, Statistical Inventory Reconciliation (SIR) | [8 empty] | UST Currently In Use: 0; UST Temp Close: 0; AST Currently In Use: 0; AST Temp Closed: 0 | 0 | 0 | 5 | 13329-007-012669 | MAYFIELD OIL CO INC
21359 | Permanently Closed | 2005-03-01 | 1987-07-01 | 2005-12-06 | Petroleum | Unleaded gasoline | Unleaded gasoline | Retail | Steel | Steel | Coated & cathodic protection (sti-P3) |  | Fiberglass reinforced plastic |  | 1901-01-01 |  | Catchment Basin, Single walled catchment basin | Automatic shutoff device At 95% full | Automatic shutoff device At 95% full |  |  | Continuous Automatic Tank Gauge, Statistical Inventory Reconciliation (SIR) | [8 empty] | UST Currently In Use: 0; UST Temp Close: 0; AST Currently In Use: 0; AST Temp Closed: 0 | 0 | 0 | 5 | 13329-007-012669 | MAYFIELD OIL CO INC
21360 | Permanently Closed | 1985-12-01 | 1955-01-01 | 1987-04-02 | Petroleum | Unleaded gasoline | Unleaded gasoline |  | Steel | Steel |  | Painted or None | Steel |  | 1901-01-01 | [15 empty] | UST Currently In Use: 0; UST Temp Close: 0; AST Currently In Use: 0; AST Temp Closed: 0 | 0 | 0 | 5 | 13329-007-012669 | MAYFIELD OIL CO INC
21361 | Permanently Closed | 1985-12-01 | 1955-01-01 | 1987-04-02 | Petroleum | Unleaded gasoline | Unleaded gasoline |  | Steel | Steel |  | Painted or None | Steel |  | 1901-01-01 | [15 empty] | UST Currently In Use: 0; UST Temp Close: 0; AST Currently In Use: 0; AST Temp Closed: 0 | 0 | 0 | 5 | 13329-007-012669 | MAYFIELD OIL CO INC
21362 | Currently in Use |  | 1988-01-01 |  | Petroleum | On road diesel | On road diesel | Retail | Steel | Steel | Coated & cathodic protection (sti-P3) |  | Fiberglass reinforced plastic |  |  | None | Catchment Basin, Single walled catchment basin | Automatic shutoff device At 95% full | Automatic shutoff device At 95% full |  |  | Continuous Automatic Tank Gauge |  | Automatic flow restrictor (MLLD) | Automatic flow restrictor (MLLD) |  |  | Annual line testing | Annual line testing |  | UST Currently In Use: 4; UST Temp Close: 0; AST Currently In Use: 0; AST Temp Closed: 0 | 4 | 0 | 0 | 20411-007-013253 | DC OIL COMPANY
21363 | Currently in Use |  | 1988-01-01 |  | Petroleum | Unleaded gasoline | Unleaded gasoline | Retail | Steel | Steel | Coated & cathodic protection (sti-P3) |  | Fiberglass reinforced plastic |  |  | None | Catchment Basin, Single walled catchment basin | Flow Rest 90% Full | Flow Rest 90% Full |  |  | Continuous Automatic Tank Gauge |  | Automatic flow restrictor (MLLD) | Automatic flow restrictor (MLLD) |  |  | Annual line testing | Annual line testing |  | UST Currently In Use: 4; UST Temp Close: 0; AST Currently In Use: 0; AST Temp Closed: 0 | 4 | 0 | 0 | 20411-007-013253 | DC OIL COMPANY
21364 | Currently in Use |  | 1988-01-01 |  | Petroleum | Unleaded gasoline | Unleaded gasoline | Retail | Steel | Steel | Coated & cathodic protection (sti-P3) |  | Fiberglass reinforced plastic |  |  | None | Catchment Basin, Single walled catchment basin | Flow Rest 90% Full | Flow Rest 90% Full |  |  | Continuous Automatic Tank Gauge |  | Automatic flow restrictor (MLLD) | Automatic flow restrictor (MLLD) |  |  | Annual line testing | Annual line testing |  | UST Currently In Use: 4; UST Temp Close: 0; AST Currently In Use: 0; AST Temp Closed: 0 | 4 | 0 | 0 | 20411-007-013253 | DC OIL COMPANY
21365 | Currently in Use |  | 1988-01-01 |  | Petroleum | Premium gasoline | Premium gasoline | Retail | Steel | Steel | Coated & cathodic protection (sti-P3) |  | Fiberglass reinforced plastic |  |  | None | Catchment Basin, Single walled catchment basin | Flow Rest 90% Full | Flow Rest 90% Full |  |  | Continuous Automatic Tank Gauge |  | Automatic flow restrictor (MLLD) | Automatic flow restrictor (MLLD) |  |  | Annual line testing | Annual line testing |  | UST Currently In Use: 4; UST Temp Close: 0; AST Currently In Use: 0; AST Temp Closed: 0 | 4 | 0 | 0 | 20411-007-013253 | DC OIL COMPANY
21366 | Currently in Use |  | 1990-02-01 |  | Petroleum | Unleaded gasoline | Unleaded gasoline | Retail | Fiberglass reinforced plastic | Fiberglass reinforced plastic |  |  | Fiberglass reinforced plastic |  | 1901-01-01 |  | Catchment Basin, Single walled catchment basin | Flow Rest 90% Full | Flow Rest 90% Full |  |  | Automatic Tank Gauge |  | Automatic flow restrictor (MLLD), Containment Sump | Containment Sump | Interstitial Monitoring within Secondary Containment |  | Annual line testing | Annual line testing |  | UST Currently In Use: 2; UST Temp Close: 0; AST Currently In Use: 0; AST Temp Closed: 0 | 2 | 0 | 0 | 20411-007-014844 | DC OIL COMPANY
21368 | Currently in Use |  | 1990-02-01 |  | Petroleum | Unleaded gasoline | Unleaded gasoline | Retail | Fiberglass reinforced plastic | Fiberglass reinforced plastic |  |  | Fiberglass reinforced plastic |  | 1901-01-01 |  | Catchment Basin, Single walled catchment basin | Flow Rest 90% Full | Flow Rest 90% Full |  |  | Automatic Tank Gauge |  | Automatic flow restrictor (MLLD), Containment Sump | Containment Sump | Interstitial Monitoring within Secondary Containment |  | Annual line testing | Annual line testing |  | UST Currently In Use: 2; UST Temp Close: 0; AST Currently In Use: 0; AST Temp Closed: 0 | 2 | 0 | 0 | 20411-007-014844 | DC OIL COMPANY
21369 | Currently in Use |  | 1986-01-15 |  | Petroleum | Unleaded gasoline | Unleaded gasoline | Retail | Steel | Steel | Coated & cathodic protection (sti-P3) |  | Fiberglass reinforced plastic |  |  | Galvanic Cathodic, FLEX CONNS | Catchment Basin, Single walled catchment basin | Automatic shutoff device At 95% full | Automatic shutoff device At 95% full |  |  | Statistical Inventory Reconciliation (SIR) | [8 empty] | UST Currently In Use: 3; UST Temp Close: 0; AST Currently In Use: 0; AST Temp Closed: 0 | 3 | 0 | 0 | 22503-065-003693 | RANDY AVERETTE
21370 | Currently in Use |  | 1986-01-15 |  | Petroleum | On road diesel | On road diesel | Retail | Steel | Steel | Coated & cathodic protection (sti-P3) |  | Fiberglass reinforced plastic |  |  | Galvanic Cathodic, FLEX CONNS | Catchment Basin, Single walled catchment basin | Automatic shutoff device At 95% full | Automatic shutoff device At 95% full |  |  | Statistical Inventory Reconciliation (SIR) | [8 empty] | UST Currently In Use: 3; UST Temp Close: 0; AST Currently In Use: 0; AST Temp Closed: 0 | 3 | 0 | 0 | 22503-065-003693 | RANDY AVERETTE
21371 | Currently in Use |  | 1986-01-15 |  | Petroleum | On road diesel | On road diesel | Retail | Steel | Steel | Coated & cathodic protection (sti-P3) |  | Fiberglass reinforced plastic |  |  | Galvanic Cathodic, FLEX CONNS | Catchment Basin, Single walled catchment basin | Automatic shutoff device At 95% full | Automatic shutoff device At 95% full |  |  | Statistical Inventory Reconciliation (SIR) | [8 empty] | UST Currently In Use: 3; UST Temp Close: 0; AST Currently In Use: 0; AST Temp Closed: 0 | 3 | 0 | 0 | 22503-065-003693 | RANDY AVERETTE
21372 | Permanently Closed | 2018-10-01 | 1985-08-15 |  | Petroleum | Unleaded gasoline | Unleaded gasoline | Retail | Steel | Steel | Coated & cathodic protection (sti-P3), Field installed cathodic protection |  | Steel |  |  | Field installed cathodic protection | Catchment Basin, Single walled catchment basin | Automatic shutoff device At 95% full | Automatic shutoff device At 95% full |  |  | Statistical Inventory Reconciliation (SIR) | [8 empty] | UST Currently In Use: 0; UST Temp Close: 0; AST Currently In Use: 0; AST Temp Closed: 0 | 0 | 0 | 4 | 20411-105-003683 | DC OIL COMPANY
21373 | Permanently Closed | 2018-10-01 | 1985-08-15 |  | Petroleum | Premium gasoline | Premium gasoline | Retail | Steel | Steel | Coated & cathodic protection (sti-P3), Field installed cathodic protection |  | Steel |  |  | Field installed cathodic protection | Catchment Basin, Single walled catchment basin | Automatic shutoff device At 95% full | Automatic shutoff device At 95% full |  |  | Statistical Inventory Reconciliation (SIR) | [8 empty] | UST Currently In Use: 0; UST Temp Close: 0; AST Currently In Use: 0; AST Temp Closed: 0 | 0 | 0 | 4 | 20411-105-003683 | DC OIL COMPANY
21374 | Permanently Closed | 2018-10-01 | 1985-08-15 |  | Petroleum | Unleaded gasoline | Unleaded gasoline | Retail | Steel | Steel | Coated & cathodic protection (sti-P3), Field installed cathodic protection |  | Steel |  |  | Field installed cathodic protection | Catchment Basin, Single walled catchment basin | Automatic shutoff device At 95% full | Automatic shutoff device At 95% full |  |  | Statistical Inventory Reconciliation (SIR) | [8 empty] | UST Currently In Use: 0; UST Temp Close: 0; AST Currently In Use: 0; AST Temp Closed: 0 | 0 | 0 | 4 | 20411-105-003683 | DC OIL COMPANY
21375 | Permanently Closed | 2018-10-01 | 1985-08-15 |  | Petroleum | On road diesel | On road diesel | Retail | Steel | Steel | Coated & cathodic protection (sti-P3), Field installed cathodic protection |  | Steel |  |  | Field installed cathodic protection | Catchment Basin, Single walled catchment basin | Automatic shutoff device At 95% full | Automatic shutoff device At 95% full |  |  | Statistical Inventory Reconciliation (SIR) | [8 empty] | UST Currently In Use: 0; UST Temp Close: 0; AST Currently In Use: 0; AST Temp Closed: 0 | 0 | 0 | 4 | 20411-105-003683 | DC OIL COMPANY
21376 | Permanently Closed | 1993-01-01 | 1975-01-01 | 1993-09-29 | Petroleum | Unleaded gasoline | Unleaded gasoline | Industrial | Steel | Steel |  | Painted or None | Steel |  | 1901-01-01 | [12 empty] | Annual line testing | Annual line testing |  | UST Currently In Use: 0; UST Temp Close: 0; AST Currently In Use: 0; AST Temp Closed: 0 | 0 | 0 | 3 | 13329-125-003698 | MAYFIELD OIL CO INC
21377 | Permanently Closed | 1993-01-01 | 1975-01-01 | 1993-09-29 | Petroleum | On road diesel | On road diesel | Industrial | Steel | Steel |  | Painted or None | Steel |  | 1901-01-01 | [12 empty] | Annual line testing | Annual line testing |  | UST Currently In Use: 0; UST Temp Close: 0; AST Currently In Use: 0; AST Temp Closed: 0 | 0 | 0 | 3 | 13329-125-003698 | MAYFIELD OIL CO INC
21378 | Permanently Closed | 1993-01-01 | 1975-01-01 | 1993-09-29 | Petroleum | On road diesel | On road diesel | Industrial | Steel | Steel |  | Painted or None | Steel |  | 1901-01-01 | [12 empty] | Annual line testing | Annual line testing |  | UST Currently In Use: 0; UST Temp Close: 0; AST Currently In Use: 0; AST Temp Closed: 0 | 0 | 0 | 3 | 13329-125-003698 | MAYFIELD OIL CO INC
21379 | Permanently Closed | 1901-01-01 | 1979-01-01 |  | Petroleum | Unleaded gasoline | Unleaded gasoline |  | Steel | Steel |  | Painted or None | Steel |  | 1901-01-01 | [15 empty] | UST Currently In Use: 0; UST Temp Close: 0; AST Currently In Use: 0; AST Temp Closed: 0 | 0 | 0 | 3 | 13333-125-000748 | MCABEE CONSTRUCTION INC
21380 | Permanently Closed | 1901-01-01 | 1979-01-01 |  | Petroleum | Used oil | Used oil |  | Steel | Steel |  | Painted or None | Other, NONE |  | 1901-01-01 | [15 empty] | UST Currently In Use: 0; UST Temp Close: 0; AST Currently In Use: 0; AST Temp Closed: 0 | 0 | 0 | 3 | 13333-125-000748 | MCABEE CONSTRUCTION INC
21381 | Permanently Closed | 1901-01-01 | 1972-01-01 |  | Petroleum | Unleaded gasoline | Unleaded gasoline |  | Steel | Steel |  |  |  |  | 1901-01-01 | [15 empty] | UST Currently In Use: 0; UST Temp Close: 0; AST Currently In Use: 0; AST Temp Closed: 0 | 0 | 0 | 3 | 13333-125-000748 | MCABEE CONSTRUCTION INC
21382 | Permanently Closed | 1989-10-26 | 1901-01-01 | 1989-10-26 | Petroleum | Unleaded gasoline | Unleaded gasoline | [7 empty] | 1901-01-01 | [15 empty] | UST Currently In Use: 0; UST Temp Close: 0; AST Currently In Use: 2; AST Temp Closed: 0 | 0 | 0 | 3 | 13333-125-004407 | MCABEE CONSTRUCTION INC
21383 | Permanently Closed | 1990-01-01 | 1958-01-01 | 1990-01-01 | Petroleum | On road diesel | On road diesel | [7 empty] | 1901-01-01 | [15 empty] | UST Currently In Use: 0; UST Temp Close: 0; AST Currently In Use: 2; AST Temp Closed: 0 | 0 | 0 | 3 | 13333-125-004407 | MCABEE CONSTRUCTION INC
21384 | Permanently Closed | 1990-01-01 | 1958-01-01 | 1990-01-01 | Petroleum | Used oil | Used oil | [7 empty] | 1901-01-01 | [15 empty] | UST Currently In Use: 0; UST Temp Close: 0; AST Currently In Use: 2; AST Temp Closed: 0 | 0 | 0 | 3 | 13333-125-004407 | MCABEE CONSTRUCTION INC
21385 | Permanently Closed | 1901-01-01 | 1968-01-01 | 1989-04-18 | Petroleum | On road diesel | On road diesel |  | Steel | Steel |  |  |  |  | 1901-01-01 | [15 empty] | UST Currently In Use: 0; UST Temp Close: 0; AST Currently In Use: 0; AST Temp Closed: 0 | 0 | 0 | 1 | 13333-125-004728 | MCABEE CONSTRUCTION INC
21386 | Permanently Closed | 1901-01-01 | 1971-01-01 | 1988-11-12 | Petroleum | Unleaded gasoline | Unleaded gasoline |  | Steel | Steel |  | Painted or None | Steel |  | 1901-01-01 | [15 empty] | UST Currently In Use: 0; UST Temp Close: 0; AST Currently In Use: 0; AST Temp Closed: 0 | 0 | 0 | 3 | 13338-063-006505 | MCBRIDE OIL COMPANY, INC.
21387 | Permanently Closed | 1901-01-01 | 1963-01-01 | 1988-11-12 | Petroleum | Unleaded gasoline | Unleaded gasoline |  | Steel | Steel |  | Painted or None | Steel |  | 1901-01-01 | [15 empty] | UST Currently In Use: 0; UST Temp Close: 0; AST Currently In Use: 0; AST Temp Closed: 0 | 0 | 0 | 3 | 13338-063-006505 | MCBRIDE OIL COMPANY, INC.
21388 | Permanently Closed | 1901-01-01 | 1963-01-01 | 1988-11-12 | Petroleum | Unleaded gasoline | Unleaded gasoline |  | Steel | Steel |  | Painted or None | Steel |  | 1901-01-01 | [15 empty] | UST Currently In Use: 0; UST Temp Close: 0; AST Currently In Use: 0; AST Temp Closed: 0 | 0 | 0 | 3 | 13338-063-006505 | MCBRIDE OIL COMPANY, INC.
21389 | Permanently Closed | 1901-01-01 | 1954-01-01 |  | Petroleum | Unleaded gasoline | Unleaded gasoline |  | Steel | Steel |  | Painted or None | Steel |  | 1901-01-01 | [15 empty] | UST Currently In Use: 0; UST Temp Close: 0; AST Currently In Use: 0; AST Temp Closed: 0 | 0 | 0 | 5 | 13338-063-009474 | MCBRIDE OIL COMPANY, INC.
21390 | Permanently Closed | 1901-01-01 | 1954-01-01 |  | Petroleum | Unleaded gasoline | Unleaded gasoline |  | Steel | Steel |  | Painted or None |  |  | 1901-01-01 | [15 empty] | UST Currently In Use: 0; UST Temp Close: 0; AST Currently In Use: 0; AST Temp Closed: 0 | 0 | 0 | 5 | 13338-063-009474 | MCBRIDE OIL COMPANY, INC.
21391 | Permanently Closed | 1901-01-01 | 1954-01-01 |  | Petroleum | Unleaded gasoline | Unleaded gasoline |  | Steel | Steel |  | Painted or None |  |  | 1901-01-01 | [15 empty] | UST Currently In Use: 0; UST Temp Close: 0; AST Currently In Use: 0; AST Temp Closed: 0 | 0 | 0 | 5 | 13338-063-009474 | MCBRIDE OIL COMPANY, INC.
21392 | Permanently Closed | 1901-01-01 | 1974-01-01 |  | Petroleum | Unleaded gasoline | Unleaded gasoline |  | Steel | Steel |  | Painted or None |  |  | 1901-01-01 | [15 empty] | UST Currently In Use: 0; UST Temp Close: 0; AST Currently In Use: 0; AST Temp Closed: 0 | 0 | 0 | 5 | 13338-063-009474 | MCBRIDE OIL COMPANY, INC.
21393 | Permanently Closed | 1975-09-01 | 1964-01-01 |  | Petroleum | Other, X | Other |  | Steel | Steel |  | Painted or None |  |  | 1901-01-01 | [15 empty] | UST Currently In Use: 0; UST Temp Close: 0; AST Currently In Use: 0; AST Temp Closed: 0 | 0 | 0 | 5 | 13338-063-009474 | MCBRIDE OIL COMPANY, INC.
21394 | Permanently Closed | 1986-12-18 | 1969-01-01 | 1986-12-18 | Petroleum | Unleaded gasoline | Unleaded gasoline |  | Steel | Steel |  | Painted or None | Steel |  | 1901-01-01 | [12 empty] | Annual line testing | Annual line testing |  | UST Currently In Use: 3; UST Temp Close: 0; AST Currently In Use: 0; AST Temp Closed: 0 | 3 | 0 | 5 | 13338-063-009475 | MCBRIDE OIL COMPANY, INC.
21395 | Permanently Closed | 1986-12-18 | 1969-01-01 | 1986-12-18 | Petroleum | Unleaded gasoline | Unleaded gasoline |  | Steel | Steel |  | Painted or None | Steel |  | 1901-01-01 | [12 empty] | Annual line testing | Annual line testing |  | UST Currently In Use: 3; UST Temp Close: 0; AST Currently In Use: 0; AST Temp Closed: 0 | 3 | 0 | 5 | 13338-063-009475 | MCBRIDE OIL COMPANY, INC.
21396 | Permanently Closed | 1986-12-18 | 1969-01-01 | 1986-12-18 | Petroleum | Unleaded gasoline | Unleaded gasoline |  | Steel | Steel |  | Painted or None | Steel |  | 1901-01-01 | [12 empty] | Annual line testing | Annual line testing |  | UST Currently In Use: 3; UST Temp Close: 0; AST Currently In Use: 0; AST Temp Closed: 0 | 3 | 0 | 5 | 13338-063-009475 | MCBRIDE OIL COMPANY, INC.
21397 | Permanently Closed | 1986-12-18 | 1969-01-01 | 1986-12-18 | Petroleum | On road diesel | On road diesel |  | Steel | Steel |  | Painted or None | Steel |  | 1901-01-01 | [12 empty] | Annual line testing | Annual line testing |  | UST Currently In Use: 3; UST Temp Close: 0; AST Currently In Use: 0; AST Temp Closed: 0 | 3 | 0 | 5 | 13338-063-009475 | MCBRIDE OIL COMPANY, INC.
21398 | Permanently Closed | 1986-12-18 | 1969-01-01 | 1986-12-18 | Petroleum | Used oil | Used oil |  | Steel | Steel |  | Painted or None | Steel |  | 1901-01-01 | [15 empty] | UST Currently In Use: 3; UST Temp Close: 0; AST Currently In Use: 0; AST Temp Closed: 0 | 3 | 0 | 5 | 13338-063-009475 | MCBRIDE OIL COMPANY, INC.
21399 | Currently in Use |  | 1984-01-01 |  | Petroleum | Unleaded gasoline | Unleaded gasoline | Retail | Steel | Steel | Coated & cathodic protection (sti-P3), Field installed cathodic protection |  | Single Wall, Steel |  |  | Field installed cathodic protection | Catchment Basin, Single walled catchment basin | Automatic shutoff device At 95% full, Flow Rest 90% Full | Flow Rest 90% Full |  |  | Continuous Automatic Tank Gauge | Direct Bury submersible pump | Automatic flow restrictor (MLLD) | Automatic flow restrictor (MLLD) |  |  | Annual line testing | Annual line testing |  | UST Currently In Use: 3; UST Temp Close: 0; AST Currently In Use: 0; AST Temp Closed: 0 | 3 | 0 | 5 | 13338-063-009475 | MCBRIDE OIL COMPANY, INC.
21401 | Currently in Use |  | 1984-01-01 |  | Petroleum | Premium gasoline | Premium gasoline | Retail | Steel | Steel | Coated & cathodic protection (sti-P3), Field installed cathodic protection |  | Single Wall, Steel |  |  | Field installed cathodic protection | Catchment Basin, Single walled catchment basin | Automatic shutoff device At 95% full, Flow Rest 90% Full | Flow Rest 90% Full |  |  | Continuous Automatic Tank Gauge | Direct Bury submersible pump | Automatic flow restrictor (MLLD) | Automatic flow restrictor (MLLD) |  |  | Annual line testing | Annual line testing |  | UST Currently In Use: 3; UST Temp Close: 0; AST Currently In Use: 0; AST Temp Closed: 0 | 3 | 0 | 5 | 13338-063-009475 | MCBRIDE OIL COMPANY, INC.
21402 | Currently in Use |  | 1984-01-01 |  | Petroleum | On road diesel | On road diesel | Retail | Steel | Steel | Coated & cathodic protection (sti-P3), Field installed cathodic protection |  | Single Wall, Steel |  |  | Field installed cathodic protection | Catchment Basin, Single walled catchment basin | Automatic shutoff device At 95% full, Flow Rest 90% Full | Flow Rest 90% Full |  |  | Continuous Automatic Tank Gauge | Direct Bury submersible pump | Automatic flow restrictor (MLLD) | Automatic flow restrictor (MLLD) |  |  | Annual line testing | Annual line testing |  | UST Currently In Use: 3; UST Temp Close: 0; AST Currently In Use: 0; AST Temp Closed: 0 | 3 | 0 | 5 | 13338-063-009475 | MCBRIDE OIL COMPANY, INC.
21404 | Permanently Closed | 1901-01-01 | 1969-01-01 | 1988-12-14 | Petroleum | Unleaded gasoline | Unleaded gasoline |  | Steel | Steel |  | Painted or None | Steel |  | 1901-01-01 | [15 empty] | UST Currently In Use: 0; UST Temp Close: 0; AST Currently In Use: 0; AST Temp Closed: 0 | 0 | 0 | 2 | 13338-107-006494 | MCBRIDE OIL COMPANY, INC.
21405 | Permanently Closed | 1980-01-01 | 1964-01-01 | 1988-12-14 | Petroleum | Unleaded gasoline | Unleaded gasoline |  | Steel | Steel |  | Painted or None | Steel |  | 1901-01-01 | [15 empty] | UST Currently In Use: 0; UST Temp Close: 0; AST Currently In Use: 0; AST Temp Closed: 0 | 0 | 0 | 2 | 13338-107-006494 | MCBRIDE OIL COMPANY, INC.
21406 | Permanently Closed | 1999-03-02 | 1969-01-01 | 1999-03-02 | Petroleum | Unleaded gasoline | Unleaded gasoline | Retail | Steel | Steel |  | Painted or None | Steel |  | 1901-01-01 | [12 empty] | Annual line testing | Annual line testing |  | UST Currently In Use: 0; UST Temp Close: 0; AST Currently In Use: 0; AST Temp Closed: 0 | 0 | 0 | 3 | 13338-107-006495 | MCBRIDE OIL COMPANY, INC.
21407 | Permanently Closed | 1999-03-02 | 1969-01-01 | 1999-03-02 | Petroleum | Unleaded gasoline | Unleaded gasoline | Retail | Steel | Steel |  | Painted or None | Steel |  | 1901-01-01 | [12 empty] | Annual line testing | Annual line testing |  | UST Currently In Use: 0; UST Temp Close: 0; AST Currently In Use: 0; AST Temp Closed: 0 | 0 | 0 | 3 | 13338-107-006495 | MCBRIDE OIL COMPANY, INC.
21408 | Permanently Closed | 1999-03-02 | 1969-01-01 | 1999-03-02 | Petroleum | Unleaded gasoline | Unleaded gasoline | Retail | Steel | Steel |  | Painted or None | Steel |  | 1901-01-01 | [12 empty] | Annual line testing | Annual line testing |  | UST Currently In Use: 0; UST Temp Close: 0; AST Currently In Use: 0; AST Temp Closed: 0 | 0 | 0 | 3 | 13338-107-006495 | MCBRIDE OIL COMPANY, INC.
21409 | Retired | 1966-01-01 | 1959-01-01 |  | Petroleum | Other, X | Other |  | Steel | Steel |  | Painted or None | Steel |  | 1901-01-01 | [15 empty] | UST Currently In Use: 0; UST Temp Close: 0; AST Currently In Use: 0; AST Temp Closed: 0 | 0 | 0 | 3 | 13338-107-006495 | MCBRIDE OIL COMPANY, INC.
21410 | Retired | 1966-01-01 | 1959-01-01 |  | Petroleum | Other, X | Other |  | Steel | Steel |  | Painted or None | Steel |  | 1901-01-01 | [15 empty] | UST Currently In Use: 0; UST Temp Close: 0; AST Currently In Use: 0; AST Temp Closed: 0 | 0 | 0 | 3 | 13338-107-006495 | MCBRIDE OIL COMPANY, INC.
21411 | Permanently Closed | 1990-05-01 | 1978-01-01 | 1990-05-18 | Petroleum | Unleaded gasoline | Unleaded gasoline |  | Steel | Steel |  | Painted or None | Steel |  | 1901-01-01 | [15 empty] | UST Currently In Use: 0; UST Temp Close: 0; AST Currently In Use: 0; AST Temp Closed: 0 | 0 | 0 | 2 | 13338-107-006496 | MCBRIDE OIL COMPANY, INC.
21412 | Permanently Closed | 1990-05-01 | 1978-01-01 | 1990-05-18 | Petroleum | Unleaded gasoline | Unleaded gasoline |  | Steel | Steel |  | Painted or None | Steel |  | 1901-01-01 | [15 empty] | UST Currently In Use: 0; UST Temp Close: 0; AST Currently In Use: 0; AST Temp Closed: 0 | 0 | 0 | 2 | 13338-107-006496 | MCBRIDE OIL COMPANY, INC.
21413 | Permanently Closed | 1990-10-27 | 1964-01-01 | 1990-10-27 | Petroleum | Unleaded gasoline | Unleaded gasoline |  | Steel | Steel |  | Painted or None | Steel |  | 1901-01-01 | [15 empty] | UST Currently In Use: 0; UST Temp Close: 0; AST Currently In Use: 0; AST Temp Closed: 0 | 0 | 0 | 1 | 13338-107-006497 | MCBRIDE OIL COMPANY, INC.
21414 | Permanently Closed | 1983-06-01 | 1963-01-01 | 1988-03-03 | Petroleum | Other, OTHER | Other |  | Steel | Steel |  | Painted or None | Steel |  | 1901-01-01 | [15 empty] | UST Currently In Use: 0; UST Temp Close: 0; AST Currently In Use: 0; AST Temp Closed: 0 | 0 | 0 | 1 | 13338-107-006500 | MCBRIDE OIL COMPANY, INC.
21415 | Permanently Closed | 1998-12-21 | 1972-01-01 | 1999-01-20 | Petroleum | Unleaded gasoline | Unleaded gasoline | Retail | Steel | Steel |  | Painted or None | Steel |  | 1901-01-01 | [12 empty] | Annual line testing | Annual line testing |  | UST Currently In Use: 0; UST Temp Close: 3; AST Currently In Use: 0; AST Temp Closed: 0 | 0 | 3 | 3 | 13338-107-006503 | MCBRIDE OIL COMPANY, INC.
21416 | Permanently Closed | 1998-12-21 | 1972-01-01 | 1999-01-20 | Petroleum | Mid-grade gasoline | Mid-grade gasoline | Retail | Steel | Steel |  | Painted or None | Steel |  | 1901-01-01 | [12 empty] | Annual line testing | Annual line testing |  | UST Currently In Use: 0; UST Temp Close: 3; AST Currently In Use: 0; AST Temp Closed: 0 | 0 | 3 | 3 | 13338-107-006503 | MCBRIDE OIL COMPANY, INC.
21417 | Permanently Closed | 1998-12-21 | 1972-01-01 | 1999-01-20 | Petroleum | Premium gasoline | Premium gasoline | Retail | Steel | Steel |  | Painted or None | Steel |  | 1901-01-01 | [12 empty] | Annual line testing | Annual line testing |  | UST Currently In Use: 0; UST Temp Close: 3; AST Currently In Use: 0; AST Temp Closed: 0 | 0 | 3 | 3 | 13338-107-006503 | MCBRIDE OIL COMPANY, INC.
21418 | Retired | 1970-01-01 | 1901-01-01 |  | Petroleum | Other, X | Other |  | Steel | Steel |  | Painted or None | Steel |  | 1901-01-01 | [15 empty] | UST Currently In Use: 0; UST Temp Close: 3; AST Currently In Use: 0; AST Temp Closed: 0 | 0 | 3 | 3 | 13338-107-006503 | MCBRIDE OIL COMPANY, INC.
21419 | Retired | 1970-01-01 | 1901-01-01 |  | Petroleum | Other, X | Other |  | Steel | Steel |  | Painted or None | Steel |  | 1901-01-01 | [15 empty] | UST Currently In Use: 0; UST Temp Close: 3; AST Currently In Use: 0; AST Temp Closed: 0 | 0 | 3 | 3 | 13338-107-006503 | MCBRIDE OIL COMPANY, INC.
21420 | Permanently Closed | 1998-12-22 | 1968-01-01 | 1999-01-28 | Petroleum | Unleaded gasoline | Unleaded gasoline |  | Steel | Steel |  | Painted or None | Steel |  | 1901-01-01 | [12 empty] | Annual line testing | Annual line testing |  | UST Currently In Use: 0; UST Temp Close: 2; AST Currently In Use: 0; AST Temp Closed: 0 | 0 | 2 | 4 | 13338-107-006504 | MCBRIDE OIL COMPANY, INC.
21421 | Permanently Closed | 1998-12-22 | 1968-01-01 | 1999-01-28 | Petroleum | Unleaded gasoline | Unleaded gasoline |  | Steel | Steel |  | Painted or None | Steel |  | 1901-01-01 | [12 empty] | Annual line testing | Annual line testing |  | UST Currently In Use: 0; UST Temp Close: 2; AST Currently In Use: 0; AST Temp Closed: 0 | 0 | 2 | 4 | 13338-107-006504 | MCBRIDE OIL COMPANY, INC.
21422 | Permanently Closed | 1998-12-22 | 1968-01-01 | 1999-01-28 | Petroleum | Unleaded gasoline | Unleaded gasoline |  | Steel | Steel |  | Painted or None | Steel |  | 1901-01-01 | [12 empty] | Annual line testing | Annual line testing |  | UST Currently In Use: 0; UST Temp Close: 2; AST Currently In Use: 0; AST Temp Closed: 0 | 0 | 2 | 4 | 13338-107-006504 | MCBRIDE OIL COMPANY, INC.
21423 | Permanently Closed | 1998-12-22 | 1968-01-01 | 1999-01-28 | Petroleum | Used oil | Used oil |  | Steel | Steel |  | Painted or None | Steel |  | 1901-01-01 | [15 empty] | UST Currently In Use: 0; UST Temp Close: 2; AST Currently In Use: 0; AST Temp Closed: 0 | 0 | 2 | 4 | 13338-107-006504 | MCBRIDE OIL COMPANY, INC.
21424 | Currently in Use |  | 1983-01-01 |  | Petroleum | Unleaded gasoline | Unleaded gasoline | Retail | Steel | Steel | Coated & cathodic protection (sti-P3), Field installed cathodic protection |  | Steel |  |  | Field installed cathodic protection | Catchment Basin, Single walled catchment basin | Automatic shutoff device At 95% full | Automatic shutoff device At 95% full |  |  | Statistical Inventory Reconciliation (SIR) |  | Automatic flow restrictor (MLLD) | Automatic flow restrictor (MLLD) |  |  | Statistical inventory reconciliation (SIR) | Statistical inventory reconciliation (SIR) |  | UST Currently In Use: 4; UST Temp Close: 0; AST Currently In Use: 0; AST Temp Closed: 0 | 4 | 0 | 1 | 23185-107-006506 | MELBA FAIR
21425 | Currently in Use |  | 1983-01-01 |  | Petroleum | Ethanol free gasoline | Ethanol free gasoline | Retail | Steel | Steel | Coated & cathodic protection (sti-P3), Field installed cathodic protection |  | Steel |  |  | Field installed cathodic protection | Catchment Basin, Single walled catchment basin | Automatic shutoff device At 95% full | Automatic shutoff device At 95% full |  |  | Statistical Inventory Reconciliation (SIR) |  | Automatic flow restrictor (MLLD) | Automatic flow restrictor (MLLD) |  |  | Statistical inventory reconciliation (SIR) | Statistical inventory reconciliation (SIR) |  | UST Currently In Use: 4; UST Temp Close: 0; AST Currently In Use: 0; AST Temp Closed: 0 | 4 | 0 | 1 | 23185-107-006506 | MELBA FAIR
21426 | Currently in Use |  | 1983-01-01 |  | Petroleum | Off road diesel | Off road diesel | Retail | Steel | Steel | Coated & cathodic protection (sti-P3), Field installed cathodic protection |  | Steel |  |  | Field installed cathodic protection | Catchment Basin, Single walled catchment basin | Automatic shutoff device At 95% full | Automatic shutoff device At 95% full |  |  | Statistical Inventory Reconciliation (SIR) |  | Automatic flow restrictor (MLLD) | Automatic flow restrictor (MLLD) |  |  | Annual line testing, Statistical inventory reconciliation (SIR) | Statistical inventory reconciliation (SIR) |  | UST Currently In Use: 4; UST Temp Close: 0; AST Currently In Use: 0; AST Temp Closed: 0 | 4 | 0 | 1 | 23185-107-006506 | MELBA FAIR
21427 | Currently in Use |  | 1983-01-01 |  | Petroleum | On road diesel | On road diesel | Retail | Steel | Steel | Coated & cathodic protection (sti-P3), Field installed cathodic protection |  | Steel |  |  | Field installed cathodic protection | Catchment Basin, Single walled catchment basin | Audible high level alarm At 90% full, Automatic shutoff device At 95% full | Automatic shutoff device At 95% full |  |  | Statistical Inventory Reconciliation (SIR) |  | Automatic flow restrictor (MLLD) | Automatic flow restrictor (MLLD) |  |  | Annual line testing, Statistical inventory reconciliation (SIR) | Statistical inventory reconciliation (SIR) |  | UST Currently In Use: 4; UST Temp Close: 0; AST Currently In Use: 0; AST Temp Closed: 0 | 4 | 0 | 1 | 23185-107-006506 | MELBA FAIR
21428 | Permanently Closed | 1999-01-20 | 1972-01-01 | 1999-01-20 | Petroleum | Used oil | Used oil |  | Steel | Steel |  | Painted or None | Steel |  | 1901-01-01 |  | Other, EXEMPT | Other, EXEMPT | Other | [11 empty] | UST Currently In Use: 4; UST Temp Close: 0; AST Currently In Use: 0; AST Temp Closed: 0 | 4 | 0 | 1 | 23185-107-006506 | MELBA FAIR
21429 | Retired | 1986-04-01 | 1964-01-01 |  | Petroleum | Other, OTHER | Other |  | Steel | Steel |  | Painted or None | Steel |  | 1901-01-01 | [15 empty] | UST Currently In Use: 4; UST Temp Close: 0; AST Currently In Use: 0; AST Temp Closed: 0 | 4 | 0 | 1 | 23185-107-006506 | MELBA FAIR
21430 | Retired | 1986-04-01 | 1964-01-01 |  | Petroleum | Other, OTHER | Other |  | Steel | Steel |  | Painted or None | Steel |  | 1901-01-01 | [15 empty] | UST Currently In Use: 4; UST Temp Close: 0; AST Currently In Use: 0; AST Temp Closed: 0 | 4 | 0 | 1 | 23185-107-006506 | MELBA FAIR
21431 | Retired | 1986-04-01 | 1964-01-01 |  | Petroleum | On road diesel | On road diesel |  | Steel | Steel |  | Painted or None | Steel |  | 1901-01-01 | [15 empty] | UST Currently In Use: 4; UST Temp Close: 0; AST Currently In Use: 0; AST Temp Closed: 0 | 4 | 0 | 1 | 23185-107-006506 | MELBA FAIR
21432 | Permanently Closed | 1998-11-23 | 1985-01-01 | 1998-12-18 | Petroleum | Unleaded gasoline | Unleaded gasoline | Retail | Steel | Steel | Coated & cathodic protection (sti-P3) |  | Steel |  | 1901-01-01 | [12 empty] | Annual line testing | Annual line testing |  | UST Currently In Use: 0; UST Temp Close: 0; AST Currently In Use: 0; AST Temp Closed: 0 | 0 | 0 | 3 | 13338-107-008487 | MCBRIDE OIL COMPANY, INC.
21433 | Permanently Closed | 1998-11-23 | 1985-01-01 | 1998-12-18 | Petroleum | Unleaded gasoline | Unleaded gasoline | Retail | Steel | Steel | Coated & cathodic protection (sti-P3) |  | Steel |  | 1901-01-01 | [12 empty] | Annual line testing | Annual line testing |  | UST Currently In Use: 0; UST Temp Close: 0; AST Currently In Use: 0; AST Temp Closed: 0 | 0 | 0 | 3 | 13338-107-008487 | MCBRIDE OIL COMPANY, INC.
21434 | Permanently Closed | 1998-11-23 | 1985-01-01 | 1998-12-18 | Petroleum | On road diesel | On road diesel | Retail | Steel | Steel | Coated & cathodic protection (sti-P3) |  | Steel |  | 1901-01-01 | [12 empty] | Annual line testing | Annual line testing |  | UST Currently In Use: 0; UST Temp Close: 0; AST Currently In Use: 0; AST Temp Closed: 0 | 0 | 0 | 3 | 13338-107-008487 | MCBRIDE OIL COMPANY, INC.
21435 | Permanently Closed | 1987-08-01 | 1971-01-01 | 1988-03-03 | Petroleum | Unleaded gasoline | Unleaded gasoline |  | Steel | Steel |  | Painted or None | Steel |  | 1901-01-01 | [15 empty] | UST Currently In Use: 0; UST Temp Close: 0; AST Currently In Use: 0; AST Temp Closed: 0 | 0 | 0 | 1 | 13338-107-009466 | MCBRIDE OIL COMPANY, INC.
21436 | Permanently Closed | 1987-09-01 | 1979-01-01 | 1987-09-10 | Petroleum | Unleaded gasoline | Unleaded gasoline |  | Steel | Steel |  |  | Steel |  | 1901-01-01 | [15 empty] | UST Currently In Use: 0; UST Temp Close: 0; AST Currently In Use: 0; AST Temp Closed: 0 | 0 | 0 | 1 | 13338-107-009467 | MCBRIDE OIL COMPANY, INC.
21437 | Permanently Closed | 1987-08-01 | 1972-01-01 | 1987-08-01 | Petroleum | Unleaded gasoline | Unleaded gasoline |  | Steel | Steel |  | Painted or None | Steel |  | 1901-01-01 | [12 empty] | Annual line testing | Annual line testing |  | UST Currently In Use: 0; UST Temp Close: 0; AST Currently In Use: 1; AST Temp Closed: 0 | 0 | 0 | 4 | 13338-107-009469 | MCBRIDE OIL COMPANY, INC.
21438 | Permanently Closed | 1987-08-01 | 1972-01-01 | 1987-08-01 | Petroleum | Unleaded gasoline | Unleaded gasoline |  | Steel | Steel |  | Painted or None | Steel |  | 1901-01-01 | [12 empty] | Annual line testing | Annual line testing |  | UST Currently In Use: 0; UST Temp Close: 0; AST Currently In Use: 1; AST Temp Closed: 0 | 0 | 0 | 4 | 13338-107-009469 | MCBRIDE OIL COMPANY, INC.
21440 | Permanently Closed | 1970-09-01 | 1959-01-01 |  | Petroleum | Other, X | Other |  | Steel | Steel |  | Painted or None | Steel |  | 1901-01-01 | [15 empty] | UST Currently In Use: 0; UST Temp Close: 0; AST Currently In Use: 1; AST Temp Closed: 0 | 0 | 0 | 4 | 13338-107-009469 | MCBRIDE OIL COMPANY, INC.
21441 | Permanently Closed | 1970-01-01 | 1959-01-01 |  | Petroleum | Other, X | Other |  | Steel | Steel |  | Painted or None | Steel |  | 1901-01-01 | [15 empty] | UST Currently In Use: 0; UST Temp Close: 0; AST Currently In Use: 1; AST Temp Closed: 0 | 0 | 0 | 4 | 13338-107-009469 | MCBRIDE OIL COMPANY, INC.
21442 | Cannot Locate or abandoned | 2008-07-01 | 1983-01-01 |  | Petroleum | Unleaded gasoline | Unleaded gasoline | Retail | Steel | Steel | Coated & cathodic protection (sti-P3) |  | Fiberglass reinforced plastic |  | 1901-01-01 | None | Catchment Basin, Single walled catchment basin | Automatic shutoff device At 95% full, Flow Rest 90% Full | Flow Rest 90% Full |  |  | Statistical Inventory Reconciliation (SIR) | [5 empty] | Statistical inventory reconciliation (SIR) | Statistical inventory reconciliation (SIR) |  | UST Currently In Use: 0; UST Temp Close: 0; AST Currently In Use: 1; AST Temp Closed: 0 | 0 | 0 | 4 | 13338-107-009469 | MCBRIDE OIL COMPANY, INC.
21443 | Cannot Locate or abandoned | 2008-07-01 | 1983-01-01 |  | Petroleum | Mid-grade gasoline | Mid-grade gasoline | Retail | Steel | Steel | Coated & cathodic protection (sti-P3) |  | Fiberglass reinforced plastic |  | 1901-01-01 | None | Catchment Basin, Single walled catchment basin | Automatic shutoff device At 95% full, Flow Rest 90% Full | Flow Rest 90% Full |  |  | Statistical Inventory Reconciliation (SIR) | [5 empty] | Statistical inventory reconciliation (SIR) | Statistical inventory reconciliation (SIR) |  | UST Currently In Use: 0; UST Temp Close: 0; AST Currently In Use: 1; AST Temp Closed: 0 | 0 | 0 | 4 | 13338-107-009469 | MCBRIDE OIL COMPANY, INC.
21444 | Cannot Locate or abandoned | 2008-07-01 | 1983-01-01 |  | Petroleum | Premium gasoline | Premium gasoline | Retail | Steel | Steel | Coated & cathodic protection (sti-P3) |  | Fiberglass reinforced plastic |  | 1901-01-01 | None | Catchment Basin, Single walled catchment basin | Automatic shutoff device At 95% full, Flow Rest 90% Full | Flow Rest 90% Full |  |  | Statistical Inventory Reconciliation (SIR) | [5 empty] | Statistical inventory reconciliation (SIR) | Statistical inventory reconciliation (SIR) |  | UST Currently In Use: 0; UST Temp Close: 0; AST Currently In Use: 1; AST Temp Closed: 0 | 0 | 0 | 4 | 13338-107-009469 | MCBRIDE OIL COMPANY, INC.
21445 | Permanently Closed | 1901-01-01 | 1954-01-01 |  | Petroleum | Kerosene | Kerosene |  | Steel | Steel |  | Painted or None | Steel |  | 1901-01-01 | [15 empty] | UST Currently In Use: 0; UST Temp Close: 0; AST Currently In Use: 6; AST Temp Closed: 0 | 0 | 0 | 2 | 25842-107-009476 | JAMES H GENTRY III.
21446 | Permanently Closed | 1983-08-01 | 1969-01-01 |  | Petroleum | Other, OTHER | Other |  | Steel | Steel |  | Painted or None | Steel |  | 1901-01-01 | [15 empty] | UST Currently In Use: 0; UST Temp Close: 0; AST Currently In Use: 6; AST Temp Closed: 0 | 0 | 0 | 2 | 25842-107-009476 | JAMES H GENTRY III.
21447 | Permanently Closed | 1983-06-01 | 1963-01-01 | 1988-11-01 | Petroleum | Other, OTHER | Other |  | Steel | Steel |  | Painted or None | Steel |  | 1901-01-01 | [15 empty] | UST Currently In Use: 0; UST Temp Close: 0; AST Currently In Use: 0; AST Temp Closed: 0 | 0 | 0 | 1 | 13338-107-009734 | MCBRIDE OIL COMPANY, INC.
21448 | Currently in Use |  | 1983-01-01 |  | Petroleum | Unleaded gasoline | Unleaded gasoline | Retail | Steel | Steel | Coated & cathodic protection (sti-P3) |  | Fiberglass reinforced plastic |  | 1901-01-01 | None | Catchment Basin, Single walled catchment basin | Flow Rest 90% Full | Flow Rest 90% Full |  |  | Continuous Automatic Tank Gauge |  | Automatic flow restrictor (MLLD) | Automatic flow restrictor (MLLD) |  |  | Annual line testing | Annual line testing |  | UST Currently In Use: 5; UST Temp Close: 0; AST Currently In Use: 1; AST Temp Closed: 0 | 5 | 0 | 0 | 25842-107-012548 | JAMES H GENTRY III.
21449 | Currently in Use |  | 1983-01-01 |  | Petroleum | Mid-grade gasoline | Mid-grade gasoline | Retail | Steel | Steel | Coated & cathodic protection (sti-P3) |  | Fiberglass reinforced plastic |  | 1901-01-01 | None | Catchment Basin, Single walled catchment basin | Flow Rest 90% Full | Flow Rest 90% Full |  |  | Continuous Automatic Tank Gauge |  | Automatic flow restrictor (MLLD) | Automatic flow restrictor (MLLD) |  |  | Annual line testing | Annual line testing |  | UST Currently In Use: 5; UST Temp Close: 0; AST Currently In Use: 1; AST Temp Closed: 0 | 5 | 0 | 0 | 25842-107-012548 | JAMES H GENTRY III.
21450 | Currently in Use |  | 1983-01-01 |  | Petroleum | Premium gasoline | Premium gasoline | Retail | Steel | Steel | Coated & cathodic protection (sti-P3) |  | Fiberglass reinforced plastic |  | 1901-01-01 | None | Catchment Basin, Single walled catchment basin | Flow Rest 90% Full | Flow Rest 90% Full |  |  | Continuous Automatic Tank Gauge |  | Automatic flow restrictor (MLLD) | Automatic flow restrictor (MLLD) |  |  | Annual line testing | Annual line testing |  | UST Currently In Use: 5; UST Temp Close: 0; AST Currently In Use: 1; AST Temp Closed: 0 | 5 | 0 | 0 | 25842-107-012548 | JAMES H GENTRY III.
21451 | Currently in Use |  | 1990-07-03 |  | Petroleum | On road diesel | On road diesel | Retail | Steel | Steel | Coated & cathodic protection (sti-P3), Interior lined (not allowed as a standalone method of corrosion protection) |  | Fiberglass reinforced plastic |  | 1901-01-01 | None | Catchment Basin, Single walled catchment basin | Flow Rest 90% Full | Flow Rest 90% Full |  |  | Continuous Automatic Tank Gauge |  | Automatic flow restrictor (MLLD) | Automatic flow restrictor (MLLD) |  |  | Annual line testing | Annual line testing |  | UST Currently In Use: 5; UST Temp Close: 0; AST Currently In Use: 1; AST Temp Closed: 0 | 5 | 0 | 0 | 25842-107-012548 | JAMES H GENTRY III.
21452 | Currently in Use |  | 1990-07-03 |  | Petroleum | On road diesel | On road diesel | Retail | Steel | Steel | Coated & cathodic protection (sti-P3), Interior lined (not allowed as a standalone method of corrosion protection) |  | Fiberglass reinforced plastic |  | 1901-01-01 | None | Catchment Basin, Single walled catchment basin | Flow Rest 90% Full | Flow Rest 90% Full |  |  | Continuous Automatic Tank Gauge |  | Automatic flow restrictor (MLLD) | Automatic flow restrictor (MLLD) |  |  | Annual line testing | Annual line testing |  | UST Currently In Use: 5; UST Temp Close: 0; AST Currently In Use: 1; AST Temp Closed: 0 | 5 | 0 | 0 | 25842-107-012548 | JAMES H GENTRY III.
21453 | Permanently Closed | 1998-04-01 | 1980-01-01 | 1998-04-27 | Petroleum | Unleaded gasoline | Unleaded gasoline |  | Steel | Steel |  | Painted or None | Steel |  | 1901-01-01 | [12 empty] | Annual line testing | Annual line testing |  | UST Currently In Use: 0; UST Temp Close: 0; AST Currently In Use: 0; AST Temp Closed: 0 | 0 | 0 | 3 | 13338-107-012549 | MCBRIDE OIL COMPANY, INC.
21454 | Permanently Closed | 1998-04-01 | 1980-01-01 | 1998-04-27 | Petroleum | Unleaded gasoline | Unleaded gasoline |  | Steel | Steel |  | Painted or None | Steel |  | 1901-01-01 | [12 empty] | Annual line testing | Annual line testing |  | UST Currently In Use: 0; UST Temp Close: 0; AST Currently In Use: 0; AST Temp Closed: 0 | 0 | 0 | 3 | 13338-107-012549 | MCBRIDE OIL COMPANY, INC.
21455 | Permanently Closed | 1998-04-01 | 1980-01-01 | 1998-04-27 | Petroleum | On road diesel | On road diesel |  | Steel | Steel |  | Painted or None | Steel |  | 1901-01-01 | [12 empty] | Annual line testing | Annual line testing |  | UST Currently In Use: 0; UST Temp Close: 0; AST Currently In Use: 0; AST Temp Closed: 0 | 0 | 0 | 3 | 13338-107-012549 | MCBRIDE OIL COMPANY, INC.
21456 | Temporary Closed | 2017-12-17 | 1984-01-01 |  | Petroleum | On road diesel | On road diesel | Retail | Steel | Steel | Coated & cathodic protection (sti-P3) |  | Steel |  |  | Galvanic Cathodic | Catchment Basin, Single walled catchment basin | Automatic shutoff device At 95% full | Automatic shutoff device At 95% full |  |  | Continuous Automatic Tank Gauge |  | Automatic flow restrictor (MLLD) | Automatic flow restrictor (MLLD) |  |  | Annual line testing | Annual line testing |  | UST Currently In Use: 0; UST Temp Close: 3; AST Currently In Use: 0; AST Temp Closed: 0 | 0 | 3 | 0 | 25364-119-003815 | E.H. PULPWOOD
21457 | Permanently Closed | 1984-01-01 | 1972-01-01 | 1988-12-20 | Petroleum | On road diesel | On road diesel |  | Steel | Steel |  | Painted or None | Steel |  | 1901-01-01 | [15 empty] | UST Currently In Use: 0; UST Temp Close: 0; AST Currently In Use: 0; AST Temp Closed: 0 | 0 | 0 | 2 | 13338-119-006491 | MCBRIDE OIL COMPANY, INC.
21458 | Permanently Closed | 1984-01-01 | 1972-01-01 | 1988-12-20 | Petroleum | Unleaded gasoline | Unleaded gasoline |  | Steel | Steel |  | Painted or None | Steel |  | 1901-01-01 | [15 empty] | UST Currently In Use: 0; UST Temp Close: 0; AST Currently In Use: 0; AST Temp Closed: 0 | 0 | 0 | 2 | 13338-119-006491 | MCBRIDE OIL COMPANY, INC.
21459 | Temporary Closed | 2016-07-30 | 1981-01-01 |  | Petroleum | Unleaded gasoline | Unleaded gasoline | Retail | Steel | Steel | Field installed cathodic protection |  | Fiberglass reinforced plastic |  |  |  | Catchment Basin, Single walled catchment basin | Automatic shutoff device At 95% full | Automatic shutoff device At 95% full |  |  | Statistical Inventory Reconciliation (SIR) |  | Automatic flow restrictor (MLLD) | Automatic flow restrictor (MLLD) |  |  | Annual line testing, Statistical inventory reconciliation (SIR) | Statistical inventory reconciliation (SIR) |  | UST Currently In Use: 0; UST Temp Close: 3; AST Currently In Use: 0; AST Temp Closed: 0 | 0 | 3 | 0 | 13338-119-006492 | MCBRIDE OIL COMPANY, INC.
21461 | Temporary Closed | 2016-07-30 | 1981-01-01 |  | Petroleum | Mid-grade gasoline | Mid-grade gasoline | Retail | Steel | Steel | Field installed cathodic protection |  | Fiberglass reinforced plastic |  |  |  | Catchment Basin, Single walled catchment basin | Automatic shutoff device At 95% full | Automatic shutoff device At 95% full |  |  | Statistical Inventory Reconciliation (SIR) |  | Automatic flow restrictor (MLLD) | Automatic flow restrictor (MLLD) |  |  | Annual line testing, Statistical inventory reconciliation (SIR) | Statistical inventory reconciliation (SIR) |  | UST Currently In Use: 0; UST Temp Close: 3; AST Currently In Use: 0; AST Temp Closed: 0 | 0 | 3 | 0 | 13338-119-006492 | MCBRIDE OIL COMPANY, INC.
21462 | Temporary Closed | 2016-07-30 | 1981-01-01 |  | Petroleum | On road diesel | On road diesel | Retail | Steel | Steel | Field installed cathodic protection |  | Fiberglass reinforced plastic |  |  |  | Catchment Basin, Single walled catchment basin | Automatic shutoff device At 95% full | Automatic shutoff device At 95% full |  |  | Statistical Inventory Reconciliation (SIR) |  | Automatic flow restrictor (MLLD) | Automatic flow restrictor (MLLD) |  |  | Annual line testing, Statistical inventory reconciliation (SIR) | Statistical inventory reconciliation (SIR) |  | UST Currently In Use: 0; UST Temp Close: 3; AST Currently In Use: 0; AST Temp Closed: 0 | 0 | 3 | 0 | 13338-119-006492 | MCBRIDE OIL COMPANY, INC.
21463 | Permanently Closed | 1901-01-01 | 1975-01-01 | 1988-11-22 | Petroleum | Unleaded gasoline | Unleaded gasoline |  | Steel | Steel |  | Painted or None | Steel |  | 1901-01-01 | [15 empty] | UST Currently In Use: 0; UST Temp Close: 0; AST Currently In Use: 0; AST Temp Closed: 0 | 0 | 0 | 3 | 13338-119-008203 | MCBRIDE OIL COMPANY, INC.
21464 | Permanently Closed | 1901-01-01 | 1975-01-01 | 1988-11-22 | Petroleum | Unleaded gasoline | Unleaded gasoline |  | Steel | Steel |  | Painted or None | Steel |  | 1901-01-01 | [15 empty] | UST Currently In Use: 0; UST Temp Close: 0; AST Currently In Use: 0; AST Temp Closed: 0 | 0 | 0 | 3 | 13338-119-008203 | MCBRIDE OIL COMPANY, INC.
21465 | Permanently Closed | 1901-01-01 | 1975-01-01 | 1988-11-22 | Petroleum | Unleaded gasoline | Unleaded gasoline |  | Steel | Steel |  | Painted or None | Steel |  | 1901-01-01 | [15 empty] | UST Currently In Use: 0; UST Temp Close: 0; AST Currently In Use: 0; AST Temp Closed: 0 | 0 | 0 | 3 | 13338-119-008203 | MCBRIDE OIL COMPANY, INC.
21466 | Permanently Closed | 1999-03-16 | 1978-01-01 | 1999-03-16 | Petroleum | Unleaded gasoline | Unleaded gasoline |  | Steel | Steel |  | Painted or None | Steel |  | 1901-01-01 | [12 empty] | Annual line testing | Annual line testing |  | UST Currently In Use: 0; UST Temp Close: 0; AST Currently In Use: 0; AST Temp Closed: 0 | 0 | 0 | 3 | 13338-119-009468 | MCBRIDE OIL COMPANY, INC.
21467 | Permanently Closed | 1999-03-16 | 1978-01-01 | 1999-03-16 | Petroleum | Mid-grade gasoline | Mid-grade gasoline | Retail | Steel | Steel |  | Painted or None | Steel |  | 1901-01-01 | [12 empty] | Annual line testing | Annual line testing |  | UST Currently In Use: 0; UST Temp Close: 0; AST Currently In Use: 0; AST Temp Closed: 0 | 0 | 0 | 3 | 13338-119-009468 | MCBRIDE OIL COMPANY, INC.
21468 | Permanently Closed | 1999-03-16 | 1978-01-01 | 1999-03-16 | Petroleum | Premium gasoline | Premium gasoline | Retail | Steel | Steel |  | Painted or None | Steel |  | 1901-01-01 | [12 empty] | Annual line testing | Annual line testing |  | UST Currently In Use: 0; UST Temp Close: 0; AST Currently In Use: 0; AST Temp Closed: 0 | 0 | 0 | 3 | 13338-119-009468 | MCBRIDE OIL COMPANY, INC.
21469 | Permanently Closed | 1989-10-02 | 1963-01-01 | 1989-10-02 | Petroleum | Unleaded gasoline | Unleaded gasoline |  | Steel | Steel |  | Painted or None | Steel |  | 1901-01-01 | [15 empty] | UST Currently In Use: 0; UST Temp Close: 0; AST Currently In Use: 3; AST Temp Closed: 0 | 0 | 0 | 3 | 13339-055-007550 | MCCARTNEY CONSTRUCTION INC
21470 | Permanently Closed | 1989-10-02 | 1963-01-01 | 1989-10-02 | Petroleum | Unleaded gasoline | Unleaded gasoline |  | Steel | Steel |  | Painted or None | Steel |  | 1901-01-01 | [15 empty] | UST Currently In Use: 0; UST Temp Close: 0; AST Currently In Use: 3; AST Temp Closed: 0 | 0 | 0 | 3 | 13339-055-007550 | MCCARTNEY CONSTRUCTION INC
21471 | Permanently Closed | 1989-10-06 | 1978-01-01 | 1989-10-02 | Petroleum | Unleaded gasoline | Unleaded gasoline |  | Steel | Steel |  | Painted or None | Steel |  | 1901-01-01 | [15 empty] | UST Currently In Use: 0; UST Temp Close: 0; AST Currently In Use: 3; AST Temp Closed: 0 | 0 | 0 | 3 | 13339-055-007550 | MCCARTNEY CONSTRUCTION INC
21472 | Permanently Closed | 1986-02-01 | 1954-01-01 | 1988-11-25 | Petroleum | Unleaded gasoline | Unleaded gasoline | [7 empty] | 1901-01-01 | [15 empty] | UST Currently In Use: 0; UST Temp Close: 0; AST Currently In Use: 0; AST Temp Closed: 0 | 0 | 0 | 2 | 13340-073-000370 | MCCOMB FREIGHT LINE INC
21473 | Permanently Closed | 1986-02-01 | 1954-01-01 | 1988-11-25 | Petroleum | On road diesel | On road diesel | [7 empty] | 1901-01-01 | [15 empty] | UST Currently In Use: 0; UST Temp Close: 0; AST Currently In Use: 0; AST Temp Closed: 0 | 0 | 0 | 2 | 13340-073-000370 | MCCOMB FREIGHT LINE INC
21474 | Permanently Closed | 1990-10-29 | 1981-01-01 | 1990-10-29 | Petroleum | Used oil | Used oil |  | Steel | Steel |  | Painted or None | Fiberglass reinforced plastic |  | 1901-01-01 | [15 empty] | UST Currently In Use: 0; UST Temp Close: 0; AST Currently In Use: 0; AST Temp Closed: 0 | 0 | 0 | 1 | 13341-097-007228 | MCCONNELL CADILLAC INC
21475 | Permanently Closed | 1993-12-13 | 1982-01-01 | 1993-12-20 | Petroleum | Used oil | Used oil |  | Steel | Steel | Other, RED PRIMER |  | Steel |  | 1901-01-01 | [15 empty] | UST Currently In Use: 0; UST Temp Close: 0; AST Currently In Use: 0; AST Temp Closed: 0 | 0 | 0 | 1 | 13342-101-000267 | MCCONNELL HONDA
21476 | Permanently Closed | 1993-12-13 | 1988-01-01 | 1993-12-20 | Petroleum | Used oil | Used oil |  | Fiberglass coated steel | Fiberglass coated steel |  |  | Other, PVC |  | 1901-01-01 | [15 empty] | UST Currently In Use: 0; UST Temp Close: 0; AST Currently In Use: 0; AST Temp Closed: 0 | 0 | 0 | 1 | 13342-101-013658 | MCCONNELL HONDA
21477 | Permanently Closed | 1901-01-01 | 1901-01-01 | 1986-12-21 | Petroleum | Unleaded gasoline | Unleaded gasoline |  | Steel | Steel |  | Painted or None | Steel |  | 1901-01-01 | [15 empty] | UST Currently In Use: 0; UST Temp Close: 0; AST Currently In Use: 0; AST Temp Closed: 0 | 0 | 0 | 6 | 13343-073-009234 | MCCULLOUGH OIL COMPANY, INC.
21478 | Permanently Closed | 1901-01-01 | 1901-01-01 | 1986-12-21 | Petroleum | Unleaded gasoline | Unleaded gasoline |  | Steel | Steel |  | Painted or None | Steel |  | 1901-01-01 | [15 empty] | UST Currently In Use: 0; UST Temp Close: 0; AST Currently In Use: 0; AST Temp Closed: 0 | 0 | 0 | 6 | 13343-073-009234 | MCCULLOUGH OIL COMPANY, INC.
21479 | Permanently Closed | 1901-01-01 | 1901-01-01 | 1986-12-21 | Petroleum | Unleaded gasoline | Unleaded gasoline |  | Steel | Steel |  | Painted or None | Steel |  | 1901-01-01 | [15 empty] | UST Currently In Use: 0; UST Temp Close: 0; AST Currently In Use: 0; AST Temp Closed: 0 | 0 | 0 | 6 | 13343-073-009234 | MCCULLOUGH OIL COMPANY, INC.
21480 | Permanently Closed | 1901-01-01 | 1901-01-01 | 1986-12-21 | Petroleum | Kerosene | Kerosene |  | Steel | Steel |  | Painted or None | Steel |  | 1901-01-01 | [15 empty] | UST Currently In Use: 0; UST Temp Close: 0; AST Currently In Use: 0; AST Temp Closed: 0 | 0 | 0 | 6 | 13343-073-009234 | MCCULLOUGH OIL COMPANY, INC.
21481 | Permanently Closed | 1901-01-01 | 1901-01-01 | 1986-12-21 | Petroleum | On road diesel | On road diesel |  | Steel | Steel |  | Painted or None | Steel |  | 1901-01-01 | [15 empty] | UST Currently In Use: 0; UST Temp Close: 0; AST Currently In Use: 0; AST Temp Closed: 0 | 0 | 0 | 6 | 13343-073-009234 | MCCULLOUGH OIL COMPANY, INC.
21482 | Permanently Closed | 1901-01-01 | 1901-01-01 | 1986-12-21 | Petroleum | On road diesel | On road diesel |  | Steel | Steel |  | Painted or None | Steel |  | 1901-01-01 | [15 empty] | UST Currently In Use: 0; UST Temp Close: 0; AST Currently In Use: 0; AST Temp Closed: 0 | 0 | 0 | 6 | 13343-073-009234 | MCCULLOUGH OIL COMPANY, INC.
21483 | Permanently Closed | 1901-01-01 | 1901-01-01 |  | Petroleum | Unleaded gasoline | Unleaded gasoline |  | Steel | Steel |  | Painted or None | Steel |  | 1901-01-01 | [15 empty] | UST Currently In Use: 0; UST Temp Close: 0; AST Currently In Use: 0; AST Temp Closed: 0 | 0 | 0 | 1 | 13343-073-009235 | MCCULLOUGH OIL COMPANY, INC.
21484 | Permanently Closed | 1991-08-02 | 1969-01-01 | 1991-08-02 | Petroleum | Unleaded gasoline | Unleaded gasoline |  | Steel | Steel |  | Painted or None | Steel |  | 1901-01-01 | [6 empty] | Statistical Inventory Reconciliation (SIR) | [8 empty] | UST Currently In Use: 2; UST Temp Close: 0; AST Currently In Use: 0; AST Temp Closed: 0 | 2 | 0 | 3 | 13343-073-009240 | MCCULLOUGH OIL COMPANY, INC.
21485 | Permanently Closed | 1991-08-02 | 1969-01-01 | 1991-08-02 | Petroleum | Unleaded gasoline | Unleaded gasoline |  | Steel | Steel |  | Painted or None | Steel |  | 1901-01-01 | [15 empty] | UST Currently In Use: 2; UST Temp Close: 0; AST Currently In Use: 0; AST Temp Closed: 0 | 2 | 0 | 3 | 13343-073-009240 | MCCULLOUGH OIL COMPANY, INC.
21486 | Permanently Closed | 1991-08-02 | 1969-01-01 | 1991-08-02 | Petroleum | Unleaded gasoline | Unleaded gasoline |  | Steel | Steel |  | Painted or None | Steel |  | 1901-01-01 | [15 empty] | UST Currently In Use: 2; UST Temp Close: 0; AST Currently In Use: 0; AST Temp Closed: 0 | 2 | 0 | 3 | 13343-073-009240 | MCCULLOUGH OIL COMPANY, INC.
21487 | Permanently Closed | 1993-04-26 | 1975-01-01 | 1993-04-26 | Petroleum | Unleaded gasoline | Unleaded gasoline |  | Steel | Steel |  | Painted or None | Steel |  | 1901-01-01 | [12 empty] | Annual line testing | Annual line testing |  | UST Currently In Use: 2; UST Temp Close: 0; AST Currently In Use: 0; AST Temp Closed: 0 | 2 | 0 | 4 | 13343-073-009241 | MCCULLOUGH OIL COMPANY, INC.
21488 | Permanently Closed | 1993-04-26 | 1975-01-01 | 1993-04-26 | Petroleum | Unleaded gasoline | Unleaded gasoline |  | Steel | Steel |  | Painted or None | Steel |  | 1901-01-01 | [12 empty] | Annual line testing | Annual line testing |  | UST Currently In Use: 2; UST Temp Close: 0; AST Currently In Use: 0; AST Temp Closed: 0 | 2 | 0 | 4 | 13343-073-009241 | MCCULLOUGH OIL COMPANY, INC.
21489 | Permanently Closed | 1993-04-26 | 1975-01-01 | 1993-04-26 | Petroleum | Unleaded gasoline | Unleaded gasoline |  | Steel | Steel |  | Painted or None | Steel |  | 1901-01-01 | [12 empty] | Annual line testing | Annual line testing |  | UST Currently In Use: 2; UST Temp Close: 0; AST Currently In Use: 0; AST Temp Closed: 0 | 2 | 0 | 4 | 13343-073-009241 | MCCULLOUGH OIL COMPANY, INC.
21490 | Permanently Closed | 1993-04-26 | 1975-01-01 | 1993-04-26 | Petroleum | Unleaded gasoline | Unleaded gasoline |  | Steel | Steel |  | Painted or None | Steel |  | 1901-01-01 | [15 empty] | UST Currently In Use: 2; UST Temp Close: 0; AST Currently In Use: 0; AST Temp Closed: 0 | 2 | 0 | 4 | 13343-073-009241 | MCCULLOUGH OIL COMPANY, INC.
21491 | Permanently Closed | 1998-01-01 | 1974-01-01 | 1998-01-29 | Petroleum | Unleaded gasoline | Unleaded gasoline | Retail | Steel | Steel |  | Painted or None | Steel |  | 1901-01-01 | [6 empty] | Statistical Inventory Reconciliation (SIR) | [5 empty] | Statistical inventory reconciliation (SIR) | Statistical inventory reconciliation (SIR) |  | UST Currently In Use: 2; UST Temp Close: 0; AST Currently In Use: 0; AST Temp Closed: 0 | 2 | 0 | 3 | 13343-073-009242 | MCCULLOUGH OIL COMPANY, INC.
21492 | Permanently Closed | 1998-01-01 | 1974-01-01 | 1998-01-29 | Petroleum | Unleaded gasoline | Unleaded gasoline | Retail | Steel | Steel |  | Painted or None | Steel |  | 1901-01-01 | [6 empty] | Statistical Inventory Reconciliation (SIR) | [5 empty] | Statistical inventory reconciliation (SIR) | Statistical inventory reconciliation (SIR) |  | UST Currently In Use: 2; UST Temp Close: 0; AST Currently In Use: 0; AST Temp Closed: 0 | 2 | 0 | 3 | 13343-073-009242 | MCCULLOUGH OIL COMPANY, INC.
21493 | Permanently Closed | 1998-01-01 | 1974-01-01 | 1998-01-29 | Petroleum | Unleaded gasoline | Unleaded gasoline | Retail | Steel | Steel |  | Painted or None | Steel |  | 1901-01-01 | [6 empty] | Statistical Inventory Reconciliation (SIR) | [5 empty] | Statistical inventory reconciliation (SIR) | Statistical inventory reconciliation (SIR) |  | UST Currently In Use: 2; UST Temp Close: 0; AST Currently In Use: 0; AST Temp Closed: 0 | 2 | 0 | 3 | 13343-073-009242 | MCCULLOUGH OIL COMPANY, INC.
21494 | Permanently Closed | 1992-01-07 | 1972-01-01 | 1992-01-07 | Petroleum | Unleaded gasoline | Unleaded gasoline |  | Steel | Steel |  | Painted or None | Steel |  | 1901-01-01 | [6 empty] | Statistical Inventory Reconciliation (SIR) | [8 empty] | UST Currently In Use: 2; UST Temp Close: 0; AST Currently In Use: 0; AST Temp Closed: 0 | 2 | 0 | 3 | 13343-073-009243 | MCCULLOUGH OIL COMPANY, INC.
21495 | Permanently Closed | 1992-01-07 | 1972-01-01 | 1992-01-07 | Petroleum | Unleaded gasoline | Unleaded gasoline |  | Steel | Steel |  | Painted or None | Steel |  | 1901-01-01 | [15 empty] | UST Currently In Use: 2; UST Temp Close: 0; AST Currently In Use: 0; AST Temp Closed: 0 | 2 | 0 | 3 | 13343-073-009243 | MCCULLOUGH OIL COMPANY, INC.
21496 | Permanently Closed | 1992-01-07 | 1972-01-01 | 1992-01-07 | Petroleum | Unleaded gasoline | Unleaded gasoline |  | Steel | Steel |  | Painted or None | Steel |  | 1901-01-01 | [15 empty] | UST Currently In Use: 2; UST Temp Close: 0; AST Currently In Use: 0; AST Temp Closed: 0 | 2 | 0 | 3 | 13343-073-009243 | MCCULLOUGH OIL COMPANY, INC.
21497 | Permanently Closed | 1990-08-28 | 1901-01-01 | 1990-08-28 | Petroleum | Unleaded gasoline | Unleaded gasoline |  | Steel | Steel |  | Painted or None | Steel |  | 1901-01-01 | [6 empty] | Statistical Inventory Reconciliation (SIR) | [8 empty] | UST Currently In Use: 0; UST Temp Close: 0; AST Currently In Use: 0; AST Temp Closed: 0 | 0 | 0 | 5 | 13343-073-009244 | MCCULLOUGH OIL COMPANY, INC.
21498 | Permanently Closed | 1990-08-28 | 1901-01-01 | 1990-08-28 | Petroleum | Unleaded gasoline | Unleaded gasoline |  | Steel | Steel |  | Painted or None | Steel |  | 1901-01-01 | [6 empty] | Statistical Inventory Reconciliation (SIR) | [8 empty] | UST Currently In Use: 0; UST Temp Close: 0; AST Currently In Use: 0; AST Temp Closed: 0 | 0 | 0 | 5 | 13343-073-009244 | MCCULLOUGH OIL COMPANY, INC.
21499 | Permanently Closed | 1990-08-28 | 1901-01-01 | 1990-08-28 | Petroleum | Unleaded gasoline | Unleaded gasoline |  | Steel | Steel |  | Painted or None | Steel |  | 1901-01-01 | [15 empty] | UST Currently In Use: 0; UST Temp Close: 0; AST Currently In Use: 0; AST Temp Closed: 0 | 0 | 0 | 5 | 13343-073-009244 | MCCULLOUGH OIL COMPANY, INC.
21500 | Permanently Closed | 1990-08-28 | 1982-01-01 | 1990-08-28 | Petroleum | Unleaded gasoline | Unleaded gasoline |  | Steel | Steel |  | Painted or None | Steel |  | 1901-01-01 | [15 empty] | UST Currently In Use: 0; UST Temp Close: 0; AST Currently In Use: 0; AST Temp Closed: 0 | 0 | 0 | 5 | 13343-073-009244 | MCCULLOUGH OIL COMPANY, INC.
21501 | Permanently Closed | 1990-08-28 | 1979-01-01 | 1990-08-28 | Petroleum | On road diesel | On road diesel |  | Steel | Steel |  | Painted or None | Steel |  | 1901-01-01 | [6 empty] | Statistical Inventory Reconciliation (SIR) | [8 empty] | UST Currently In Use: 0; UST Temp Close: 0; AST Currently In Use: 0; AST Temp Closed: 0 | 0 | 0 | 5 | 13343-073-009244 | MCCULLOUGH OIL COMPANY, INC.
21502 | Permanently Closed | 1992-04-01 | 1969-01-01 | 1992-04-01 | Petroleum | Unleaded gasoline | Unleaded gasoline |  | Steel | Steel |  | Painted or None | Steel |  | 1901-01-01 | [15 empty] | UST Currently In Use: 2; UST Temp Close: 0; AST Currently In Use: 0; AST Temp Closed: 0 | 2 | 0 | 3 | 23679-073-009245 | BOCA PROPERTIES LLC
21503 | Permanently Closed | 1992-04-01 | 1969-01-01 | 1992-04-01 | Petroleum | Unleaded gasoline | Unleaded gasoline |  | Steel | Steel |  | Painted or None | Steel |  | 1901-01-01 | [15 empty] | UST Currently In Use: 2; UST Temp Close: 0; AST Currently In Use: 0; AST Temp Closed: 0 | 2 | 0 | 3 | 23679-073-009245 | BOCA PROPERTIES LLC
21504 | Permanently Closed | 1992-04-01 | 1969-01-01 | 1992-04-01 | Petroleum | Unleaded gasoline | Unleaded gasoline |  | Steel | Steel |  | Painted or None | Steel |  | 1901-01-01 | [15 empty] | UST Currently In Use: 2; UST Temp Close: 0; AST Currently In Use: 0; AST Temp Closed: 0 | 2 | 0 | 3 | 23679-073-009245 | BOCA PROPERTIES LLC
21505 | Currently in Use |  | 1985-09-01 |  | Petroleum | Unleaded gasoline | Unleaded gasoline | Retail | Single Wall, Steel | Steel | Coated & cathodic protection (sti-P3) |  | Double Wall, Flexible, POLY-TECH | APT | 2004-03-19 | Other, FLXS ISOLA | Catchment Basin, Single walled catchment basin | Automatic shutoff device At 95% full | Automatic shutoff device At 95% full |  |  | Continuous Automatic Tank Gauge |  | Automatic shutoff device (AELLD) | Automatic shutoff device (AELLD) | [5 empty] | UST Currently In Use: 3; UST Temp Close: 0; AST Currently In Use: 0; AST Temp Closed: 0 | 3 | 0 | 0 | 13343-073-009248 | MCCULLOUGH OIL COMPANY, INC.
21506 | Currently in Use |  | 1985-09-01 |  | Petroleum | Premium gasoline | Premium gasoline | Retail | Single Wall, Steel | Steel | Coated & cathodic protection (sti-P3) |  | Double Wall, Flexible, POLY-TECH | APT | 2004-03-19 | Other, FLXS ISOLA | Catchment Basin, Single walled catchment basin | Automatic shutoff device At 95% full | Automatic shutoff device At 95% full |  |  | Continuous Automatic Tank Gauge |  | Automatic shutoff device (AELLD) | Automatic shutoff device (AELLD) | [5 empty] | UST Currently In Use: 3; UST Temp Close: 0; AST Currently In Use: 0; AST Temp Closed: 0 | 3 | 0 | 0 | 13343-073-009248 | MCCULLOUGH OIL COMPANY, INC.
21507 | Currently in Use |  | 1985-09-01 |  | Petroleum | On road diesel | On road diesel | Retail | Single Wall, Steel | Steel | Coated & cathodic protection (sti-P3) |  | Double Wall, Flexible, POLY-TECH | APT | 2004-03-19 | Other, FLXS ISOLA | Catchment Basin, Single walled catchment basin | Automatic shutoff device At 95% full | Automatic shutoff device At 95% full |  |  | Continuous Automatic Tank Gauge |  | Automatic shutoff device (AELLD) | Automatic shutoff device (AELLD) | [5 empty] | UST Currently In Use: 3; UST Temp Close: 0; AST Currently In Use: 0; AST Temp Closed: 0 | 3 | 0 | 0 | 13343-073-009248 | MCCULLOUGH OIL COMPANY, INC.
21508 | Currently in Use |  | 1985-12-01 |  | Petroleum | Unleaded gasoline | Unleaded gasoline | Retail | Single Wall, Steel | Steel | Coated & cathodic protection (sti-P3), Field installed cathodic protection |  | Double Wall, Flexible | APT |  | Other, FLXS ISOLA | Catchment Basin, Single walled catchment basin | Automatic shutoff device At 95% full | Automatic shutoff device At 95% full |  |  | Continuous Automatic Tank Gauge |  | Automatic shutoff device (AELLD) | Automatic shutoff device (AELLD) | [5 empty] | UST Currently In Use: 2; UST Temp Close: 0; AST Currently In Use: 0; AST Temp Closed: 0 | 2 | 0 | 0 | 13343-073-009253 | MCCULLOUGH OIL COMPANY, INC.
21510 | Currently in Use |  | 1985-12-01 |  | Petroleum | Premium gasoline | Premium gasoline | Retail | Single Wall, Steel | Steel | Coated & cathodic protection (sti-P3), Field installed cathodic protection |  | Double Wall, Flexible | APT |  | Other, FLXS ISOLA | Catchment Basin, Single walled catchment basin | Automatic shutoff device At 95% full | Automatic shutoff device At 95% full |  |  | Continuous Automatic Tank Gauge |  | Automatic shutoff device (AELLD) | Automatic shutoff device (AELLD) | [5 empty] | UST Currently In Use: 2; UST Temp Close: 0; AST Currently In Use: 0; AST Temp Closed: 0 | 2 | 0 | 0 | 13343-073-009253 | MCCULLOUGH OIL COMPANY, INC.
21511 | Permanently Closed | 1999-11-01 | 1982-01-01 | 2001-11-01 | Petroleum | Unleaded gasoline | Unleaded gasoline | Retail | Steel | Steel | Coated & cathodic protection (sti-P3) |  | Fiberglass reinforced plastic |  | 1901-01-01 |  | Catchment Basin, Single walled catchment basin | Automatic shutoff device At 95% full | Automatic shutoff device At 95% full |  |  | Automatic Tank Gauge, Statistical Inventory Reconciliation (SIR) |  |  |  | Interstitial Monitoring within Secondary Containment |  | Statistical inventory reconciliation (SIR) | Statistical inventory reconciliation (SIR) |  | UST Currently In Use: 0; UST Temp Close: 0; AST Currently In Use: 0; AST Temp Closed: 0 | 0 | 0 | 3 | 20511-073-009258 | MAKHIJA INC
21512 | Permanently Closed | 1999-11-01 | 1982-01-01 | 2001-11-01 | Petroleum | Unleaded gasoline | Unleaded gasoline | Retail | Steel | Steel | Coated & cathodic protection (sti-P3) |  | Fiberglass reinforced plastic |  | 1901-01-01 |  | Catchment Basin, Single walled catchment basin | Automatic shutoff device At 95% full | Automatic shutoff device At 95% full |  |  | Automatic Tank Gauge, Statistical Inventory Reconciliation (SIR) |  |  |  | Interstitial Monitoring within Secondary Containment |  | Statistical inventory reconciliation (SIR) | Statistical inventory reconciliation (SIR) |  | UST Currently In Use: 0; UST Temp Close: 0; AST Currently In Use: 0; AST Temp Closed: 0 | 0 | 0 | 3 | 20511-073-009258 | MAKHIJA INC
21513 | Permanently Closed | 1998-06-01 | 1901-01-01 | 1998-06-02 | Petroleum | Unleaded gasoline | Unleaded gasoline | Retail | Steel | Steel |  | Painted or None | Steel |  | 1901-01-01 |  | Catchment Basin, Single walled catchment basin | Automatic shutoff device At 95% full | Automatic shutoff device At 95% full |  |  | Statistical Inventory Reconciliation (SIR) | [8 empty] | UST Currently In Use: 0; UST Temp Close: 0; AST Currently In Use: 0; AST Temp Closed: 0 | 0 | 0 | 3 | 13343-073-009258 | MCCULLOUGH OIL COMPANY, INC.
21514 | Permanently Closed | 1998-06-01 | 1901-01-01 | 1998-06-02 | Petroleum | Kerosene | Kerosene | Retail | Steel | Steel |  | Painted or None | Steel |  | 1901-01-01 |  | Catchment Basin, Single walled catchment basin | Automatic shutoff device At 95% full | Automatic shutoff device At 95% full |  |  | Statistical Inventory Reconciliation (SIR) | [8 empty] | UST Currently In Use: 0; UST Temp Close: 0; AST Currently In Use: 0; AST Temp Closed: 0 | 0 | 0 | 3 | 13343-073-009258 | MCCULLOUGH OIL COMPANY, INC.
21515 | Permanently Closed | 1985-04-01 | 1901-01-01 | 1988-10-28 | Petroleum | Other, EMPTY | Other |  | Steel | Steel |  |  |  |  | 1901-01-01 | [15 empty] | UST Currently In Use: 0; UST Temp Close: 0; AST Currently In Use: 0; AST Temp Closed: 0 | 0 | 0 | 3 | 13343-073-009258 | MCCULLOUGH OIL COMPANY, INC.
21516 | Permanently Closed | 1999-01-05 | 1980-01-01 | 1999-01-05 | Petroleum | Unleaded gasoline | Unleaded gasoline | Retail | Steel | Steel |  | Painted or None | Steel |  | 1901-01-01 | [6 empty] | Statistical Inventory Reconciliation (SIR) | [5 empty] | Statistical inventory reconciliation (SIR) | Statistical inventory reconciliation (SIR) |  | UST Currently In Use: 0; UST Temp Close: 0; AST Currently In Use: 0; AST Temp Closed: 0 | 0 | 0 | 4 | 13343-073-012279 | MCCULLOUGH OIL COMPANY, INC.
21517 | Permanently Closed | 1999-01-05 | 1980-01-01 | 1999-01-05 | Petroleum | Unleaded gasoline | Unleaded gasoline | Retail | Steel | Steel |  | Painted or None | Steel |  | 1901-01-01 | [6 empty] | Statistical Inventory Reconciliation (SIR) | [5 empty] | Statistical inventory reconciliation (SIR) | Statistical inventory reconciliation (SIR) |  | UST Currently In Use: 0; UST Temp Close: 0; AST Currently In Use: 0; AST Temp Closed: 0 | 0 | 0 | 4 | 13343-073-012279 | MCCULLOUGH OIL COMPANY, INC.
21518 | Permanently Closed | 1999-01-05 | 1980-01-01 | 1999-01-05 | Petroleum | Unleaded gasoline | Unleaded gasoline | Retail | Steel | Steel |  | Painted or None | Steel |  | 1901-01-01 | [6 empty] | Statistical Inventory Reconciliation (SIR) | [5 empty] | Statistical inventory reconciliation (SIR) | Statistical inventory reconciliation (SIR) |  | UST Currently In Use: 0; UST Temp Close: 0; AST Currently In Use: 0; AST Temp Closed: 0 | 0 | 0 | 4 | 13343-073-012279 | MCCULLOUGH OIL COMPANY, INC.
21519 | Permanently Closed | 1999-01-05 | 1982-01-01 | 1999-01-05 | Petroleum | On road diesel | On road diesel | Retail | Steel | Steel |  | Painted or None | Steel |  | 1901-01-01 | [6 empty] | Statistical Inventory Reconciliation (SIR) | [5 empty] | Statistical inventory reconciliation (SIR) | Statistical inventory reconciliation (SIR) |  | UST Currently In Use: 0; UST Temp Close: 0; AST Currently In Use: 0; AST Temp Closed: 0 | 0 | 0 | 4 | 13343-073-012279 | MCCULLOUGH OIL COMPANY, INC.
21520 | Permanently Closed | 1998-03-01 | 1979-01-01 | 1998-04-08 | Petroleum | Unleaded gasoline | Unleaded gasoline | Retail | Steel | Steel |  | Painted or None | Fiberglass reinforced plastic |  | 1901-01-01 | None | [5 empty] | Automatic Tank Gauge, Statistical Inventory Reconciliation (SIR) | [5 empty] | Annual line testing, Statistical inventory reconciliation (SIR) | Statistical inventory reconciliation (SIR) |  | UST Currently In Use: 2; UST Temp Close: 0; AST Currently In Use: 0; AST Temp Closed: 0 | 2 | 0 | 5 | 25155-073-013697 | NATHAN ENTERPRISES, INC
21521 | Permanently Closed | 1998-03-01 | 1979-01-01 | 1998-04-08 | Petroleum | Unleaded gasoline | Unleaded gasoline | Retail | Steel | Steel |  | Painted or None | Fiberglass reinforced plastic |  | 1901-01-01 | None | [5 empty] | Automatic Tank Gauge, Statistical Inventory Reconciliation (SIR) | [5 empty] | Statistical inventory reconciliation (SIR) | Statistical inventory reconciliation (SIR) |  | UST Currently In Use: 2; UST Temp Close: 0; AST Currently In Use: 0; AST Temp Closed: 0 | 2 | 0 | 5 | 25155-073-013697 | NATHAN ENTERPRISES, INC
21522 | Permanently Closed | 1998-03-01 | 1979-01-01 | 1998-04-08 | Petroleum | Unleaded gasoline | Unleaded gasoline | Retail | Steel | Steel |  | Painted or None | Fiberglass reinforced plastic |  | 1901-01-01 | None | [5 empty] | Automatic Tank Gauge, Statistical Inventory Reconciliation (SIR) | [5 empty] | Statistical inventory reconciliation (SIR) | Statistical inventory reconciliation (SIR) |  | UST Currently In Use: 2; UST Temp Close: 0; AST Currently In Use: 0; AST Temp Closed: 0 | 2 | 0 | 5 | 25155-073-013697 | NATHAN ENTERPRISES, INC
21523 | Permanently Closed | 1998-03-01 | 1979-01-01 | 1998-04-08 | Petroleum | Unleaded gasoline | Unleaded gasoline | Retail | Steel | Steel |  | Painted or None | Fiberglass reinforced plastic |  | 1901-01-01 | None | [5 empty] | Automatic Tank Gauge, Statistical Inventory Reconciliation (SIR) | [5 empty] | Statistical inventory reconciliation (SIR) | Statistical inventory reconciliation (SIR) |  | UST Currently In Use: 2; UST Temp Close: 0; AST Currently In Use: 0; AST Temp Closed: 0 | 2 | 0 | 5 | 25155-073-013697 | NATHAN ENTERPRISES, INC
21524 | Permanently Closed | 1998-03-01 | 1979-01-01 | 1998-04-08 | Petroleum | Unleaded gasoline | Unleaded gasoline | Retail | Steel | Steel |  | Painted or None | Fiberglass reinforced plastic |  | 1901-01-01 | None | [5 empty] | Automatic Tank Gauge, Statistical Inventory Reconciliation (SIR) | [5 empty] | Statistical inventory reconciliation (SIR) | Statistical inventory reconciliation (SIR) |  | UST Currently In Use: 2; UST Temp Close: 0; AST Currently In Use: 0; AST Temp Closed: 0 | 2 | 0 | 5 | 25155-073-013697 | NATHAN ENTERPRISES, INC
21525 | Permanently Closed | 1991-08-22 | 1979-01-01 | 1991-08-22 | Petroleum | Unleaded gasoline | Unleaded gasoline |  | Steel | Steel |  | Painted or None | Steel |  | 1901-01-01 | [15 empty] | UST Currently In Use: 3; UST Temp Close: 0; AST Currently In Use: 0; AST Temp Closed: 0 | 3 | 0 | 3 | 22176-117-009247 | Circle K Stores, Inc.
21526 | Permanently Closed | 1991-08-22 | 1979-01-01 | 1991-08-22 | Petroleum | Unleaded gasoline | Unleaded gasoline |  | Steel | Steel |  | Painted or None | Steel |  | 1901-01-01 | [15 empty] | UST Currently In Use: 3; UST Temp Close: 0; AST Currently In Use: 0; AST Temp Closed: 0 | 3 | 0 | 3 | 22176-117-009247 | Circle K Stores, Inc.
21527 | Permanently Closed | 1991-08-22 | 1979-01-01 | 1991-08-22 | Petroleum | Unleaded gasoline | Unleaded gasoline |  | Steel | Steel |  | Painted or None | Steel |  | 1901-01-01 | [15 empty] | UST Currently In Use: 3; UST Temp Close: 0; AST Currently In Use: 0; AST Temp Closed: 0 | 3 | 0 | 3 | 22176-117-009247 | Circle K Stores, Inc.
21530 | Permanently Closed | 1993-09-30 | 1969-01-01 | 1993-09-30 | Petroleum | Unleaded gasoline | Unleaded gasoline |  | Steel | Steel |  |  | Steel |  | 1901-01-01 | [15 empty] | UST Currently In Use: 0; UST Temp Close: 0; AST Currently In Use: 0; AST Temp Closed: 0 | 0 | 0 | 1 | 13345-095-001871 | MCDANIEL TOMS SALES INC
21531 | Permanently Closed | 2007-08-01 | 1985-01-01 |  | Petroleum | Unleaded gasoline | Unleaded gasoline | Industrial | Steel | Steel | Coated & cathodic protection (sti-P3), Field installed cathodic protection |  | Steel |  | 1901-01-01 | Field installed cathodic protection | Catchment Basin, Single walled catchment basin | Automatic shutoff device At 95% full | Automatic shutoff device At 95% full | [11 empty] | UST Currently In Use: 0; UST Temp Close: 0; AST Currently In Use: 0; AST Temp Closed: 0 | 0 | 0 | 2 | 13345-095-009222 | MCDANIEL TOMS SALES INC
21532 | Permanently Closed | 2007-08-01 | 1985-01-01 |  | Petroleum | On road diesel | On road diesel | Industrial | Steel | Steel | Coated & cathodic protection (sti-P3), Field installed cathodic protection |  | Steel |  | 1901-01-01 | Field installed cathodic protection | Catchment Basin, Single walled catchment basin | Automatic shutoff device At 95% full | Automatic shutoff device At 95% full | [11 empty] | UST Currently In Use: 0; UST Temp Close: 0; AST Currently In Use: 0; AST Temp Closed: 0 | 0 | 0 | 2 | 13345-095-009222 | MCDANIEL TOMS SALES INC
21533 | Permanently Closed | 1987-08-01 | 1981-01-01 | 1987-08-01 | Petroleum | On road diesel | On road diesel |  | Steel | Steel |  | Painted or None | Steel |  | 1901-01-01 | [15 empty] | UST Currently In Use: 0; UST Temp Close: 0; AST Currently In Use: 0; AST Temp Closed: 0 | 0 | 0 | 1 | 13346-089-003668 | FRANCIS MCDONALD
21534 | Currently in Use |  | 1986-01-01 |  | Petroleum | Unleaded gasoline | Unleaded gasoline | Retail | Fiberglass reinforced plastic, Single Wall | Single Wall |  |  | Double Wall, Fiberglass reinforced plastic |  |  |  | Catchment Basin, Single walled catchment basin | Automatic shutoff device At 95% full | Automatic shutoff device At 95% full |  |  | Continuous Automatic Tank Gauge |  | Automatic flow restrictor (MLLD), Containment Sump | Containment Sump |  |  | Annual line testing | Annual line testing |  | UST Currently In Use: 3; UST Temp Close: 0; AST Currently In Use: 0; AST Temp Closed: 0 | 3 | 0 | 0 | 25950-033-013320 | MUSCLE FOOD MART
21535 | Currently in Use |  | 1986-01-01 |  | Petroleum | On road diesel | On road diesel | Retail | Fiberglass reinforced plastic, Single Wall | Single Wall |  |  | Double Wall, Fiberglass reinforced plastic |  |  |  | Catchment Basin, Single walled catchment basin | Automatic shutoff device At 95% full | Automatic shutoff device At 95% full |  |  | Continuous Automatic Tank Gauge |  | Automatic flow restrictor (MLLD), Containment Sump | Containment Sump |  |  | Annual line testing | Annual line testing |  | UST Currently In Use: 3; UST Temp Close: 0; AST Currently In Use: 0; AST Temp Closed: 0 | 3 | 0 | 0 | 25950-033-013320 | MUSCLE FOOD MART
21536 | Currently in Use |  | 1986-01-01 |  | Petroleum | Premium gasoline | Premium gasoline | Retail | Fiberglass reinforced plastic, Single Wall | Single Wall |  |  | Double Wall, Fiberglass reinforced plastic |  |  |  | Catchment Basin, Single walled catchment basin | Automatic shutoff device At 95% full | Automatic shutoff device At 95% full |  |  | Continuous Automatic Tank Gauge |  | Automatic flow restrictor (MLLD), Containment Sump | Containment Sump |  |  | Annual line testing | Annual line testing |  | UST Currently In Use: 3; UST Temp Close: 0; AST Currently In Use: 0; AST Temp Closed: 0 | 3 | 0 | 0 | 25950-033-013320 | MUSCLE FOOD MART
21537 | Permanently Closed | 2008-02-14 | 1974-01-01 | 2008-02-14 | Petroleum | Unleaded gasoline | Unleaded gasoline | Retail | Steel | Steel | Field installed cathodic protection, Interior lined (not allowed as a standalone method of corrosion protection) |  | Fiberglass reinforced plastic |  | 1901-01-01 |  | Catchment Basin, Single walled catchment basin | Automatic shutoff device At 95% full | Automatic shutoff device At 95% full |  |  | Continuous Automatic Tank Gauge | [5 empty] | Annual line testing | Annual line testing |  | UST Currently In Use: 3; UST Temp Close: 0; AST Currently In Use: 0; AST Temp Closed: 0 | 3 | 0 | 4 | 13526-077-013681 | MOORE OIL COMPANY, INC.
21538 | Permanently Closed | 2008-02-14 | 1974-01-01 | 2008-02-14 | Petroleum | Premium gasoline | Premium gasoline | Retail | Steel | Steel | Field installed cathodic protection, Interior lined (not allowed as a standalone method of corrosion protection) |  | Fiberglass reinforced plastic |  | 1901-01-01 |  | Catchment Basin, Single walled catchment basin | Automatic shutoff device At 95% full | Automatic shutoff device At 95% full |  |  | Continuous Automatic Tank Gauge | [5 empty] | Annual line testing | Annual line testing |  | UST Currently In Use: 3; UST Temp Close: 0; AST Currently In Use: 0; AST Temp Closed: 0 | 3 | 0 | 4 | 13526-077-013681 | MOORE OIL COMPANY, INC.
21539 | Permanently Closed | 2008-02-14 | 1974-01-01 | 2008-02-14 | Petroleum | Mid-grade gasoline | Mid-grade gasoline | Retail | Steel | Steel | Field installed cathodic protection, Interior lined (not allowed as a standalone method of corrosion protection) |  | Fiberglass reinforced plastic |  | 1901-01-01 |  | Catchment Basin, Single walled catchment basin | Automatic shutoff device At 95% full | Automatic shutoff device At 95% full |  |  | Continuous Automatic Tank Gauge | [5 empty] | Annual line testing | Annual line testing |  | UST Currently In Use: 3; UST Temp Close: 0; AST Currently In Use: 0; AST Temp Closed: 0 | 3 | 0 | 4 | 13526-077-013681 | MOORE OIL COMPANY, INC.
21540 | Permanently Closed | 2008-02-26 | 1986-01-01 | 2008-02-26 | Petroleum | Kerosene | Kerosene | Retail | Steel | Steel | Coated & cathodic protection (sti-P3), Field installed cathodic protection |  | Steel |  | 1901-01-01 | Field installed cathodic protection | Catchment Basin, Single walled catchment basin | Flow Rest 90% Full | Flow Rest 90% Full |  |  | Continuous Automatic Tank Gauge | [5 empty] | Annual line testing | Annual line testing |  | UST Currently In Use: 3; UST Temp Close: 0; AST Currently In Use: 0; AST Temp Closed: 0 | 3 | 0 | 4 | 13526-077-013681 | MOORE OIL COMPANY, INC.
21541 | Currently in Use |  | 1979-01-01 |  | Petroleum | Unleaded gasoline | Unleaded gasoline | Retail | Single Wall, Steel | Steel | Field installed cathodic protection |  | Double Wall, Fiberglass reinforced plastic |  |  |  | Catchment Basin, Single walled catchment basin | Automatic shutoff device At 95% full | Automatic shutoff device At 95% full |  |  | Automatic Tank Gauge |  | Automatic flow restrictor (MLLD), Containment Sump | Containment Sump |  |  | Annual line testing | Annual line testing |  | UST Currently In Use: 3; UST Temp Close: 0; AST Currently In Use: 0; AST Temp Closed: 0 | 3 | 0 | 0 | 24691-077-013692 | MAHENDRA PATEL
21542 | Currently in Use |  | 1979-01-01 |  | Petroleum | Premium gasoline | Premium gasoline | Retail | Single Wall, Steel | Steel | Field installed cathodic protection |  | Double Wall, Fiberglass reinforced plastic |  |  |  | Catchment Basin, Single walled catchment basin | Automatic shutoff device At 95% full | Automatic shutoff device At 95% full |  |  | Automatic Tank Gauge |  | Automatic flow restrictor (MLLD), Containment Sump | Containment Sump |  |  | Annual line testing | Annual line testing |  | UST Currently In Use: 3; UST Temp Close: 0; AST Currently In Use: 0; AST Temp Closed: 0 | 3 | 0 | 0 | 24691-077-013692 | MAHENDRA PATEL
21543 | Currently in Use |  | 1986-01-01 |  | Petroleum | Ethanol free gasoline | Ethanol free gasoline | Retail | Steel | Steel | Coated & cathodic protection (sti-P3), Field installed cathodic protection |  | Double Wall, Fiberglass reinforced plastic |  |  |  | Catchment Basin, Single walled catchment basin | Automatic shutoff device At 95% full | Automatic shutoff device At 95% full |  |  | Automatic Tank Gauge |  | Automatic flow restrictor (MLLD), Containment Sump | Containment Sump |  |  | Annual line testing | Annual line testing |  | UST Currently In Use: 3; UST Temp Close: 0; AST Currently In Use: 0; AST Temp Closed: 0 | 3 | 0 | 0 | 24691-077-013692 | MAHENDRA PATEL
21544 | Currently in Use |  | 1986-06-01 |  | Petroleum | Unleaded gasoline | Unleaded gasoline | Retail | Steel | Steel | Coated & cathodic protection (sti-P3) |  | Fiberglass reinforced plastic |  |  |  | Catchment Basin, Single walled catchment basin | Flow Rest 90% Full | Flow Rest 90% Full |  |  | Statistical Inventory Reconciliation (SIR) |  | Automatic flow restrictor (MLLD) | Automatic flow restrictor (MLLD) |  |  | Annual line testing, Statistical inventory reconciliation (SIR) | Statistical inventory reconciliation (SIR) |  | UST Currently In Use: 3; UST Temp Close: 0; AST Currently In Use: 0; AST Temp Closed: 0 | 3 | 0 | 0 | 25300-131-003766 | BENJAMIN L GAVIN
21545 | Currently in Use |  | 1986-06-01 |  | Petroleum | Mid-grade gasoline | Mid-grade gasoline | Retail | Steel | Steel | Coated & cathodic protection (sti-P3) |  | Fiberglass reinforced plastic |  |  |  | Catchment Basin, Single walled catchment basin | Flow Rest 90% Full | Flow Rest 90% Full |  |  | Statistical Inventory Reconciliation (SIR) |  | Automatic flow restrictor (MLLD) | Automatic flow restrictor (MLLD) |  |  | Annual line testing, Statistical inventory reconciliation (SIR) | Statistical inventory reconciliation (SIR) |  | UST Currently In Use: 3; UST Temp Close: 0; AST Currently In Use: 0; AST Temp Closed: 0 | 3 | 0 | 0 | 25300-131-003766 | BENJAMIN L GAVIN
21546 | Currently in Use |  | 1986-06-01 |  | Petroleum | Premium gasoline | Premium gasoline | Retail | Steel | Steel | Coated & cathodic protection (sti-P3) |  | Fiberglass reinforced plastic |  |  |  | Catchment Basin, Single walled catchment basin | Flow Rest 90% Full | Flow Rest 90% Full |  |  | Statistical Inventory Reconciliation (SIR) |  | Automatic flow restrictor (MLLD) | Automatic flow restrictor (MLLD) |  |  | Annual line testing, Statistical inventory reconciliation (SIR) | Statistical inventory reconciliation (SIR) |  | UST Currently In Use: 3; UST Temp Close: 0; AST Currently In Use: 0; AST Temp Closed: 0 | 3 | 0 | 0 | 25300-131-003766 | BENJAMIN L GAVIN
21548 | Permanently Closed | 1992-08-31 | 1977-01-01 | 1992-08-31 | Petroleum | On road diesel | On road diesel |  | Steel | Steel |  | Painted or None | Steel |  | 1901-01-01 | [15 empty] | UST Currently In Use: 0; UST Temp Close: 0; AST Currently In Use: 3; AST Temp Closed: 0 | 0 | 0 | 4 | 13349-119-006159 | MCELROY TRUCK LINES
21549 | Permanently Closed | 1992-08-31 | 1977-01-01 | 1992-08-31 | Petroleum | On road diesel | On road diesel |  | Steel | Steel |  | Painted or None | Steel |  | 1901-01-01 | [15 empty] | UST Currently In Use: 0; UST Temp Close: 0; AST Currently In Use: 3; AST Temp Closed: 0 | 0 | 0 | 4 | 13349-119-006159 | MCELROY TRUCK LINES
21550 | Permanently Closed | 1992-08-31 | 1982-01-01 | 1992-08-31 | Petroleum | Unleaded gasoline | Unleaded gasoline |  | Steel | Steel |  | Painted or None | Steel |  | 1901-01-01 | [15 empty] | UST Currently In Use: 0; UST Temp Close: 0; AST Currently In Use: 3; AST Temp Closed: 0 | 0 | 0 | 4 | 13349-119-006159 | MCELROY TRUCK LINES
21551 | Permanently Closed | 1992-08-31 | 1983-01-01 | 1992-08-31 | Petroleum | Used oil | Used oil |  | Steel | Steel |  | Painted or None | Steel |  | 1901-01-01 | [15 empty] | UST Currently In Use: 0; UST Temp Close: 0; AST Currently In Use: 3; AST Temp Closed: 0 | 0 | 0 | 4 | 13349-119-006159 | MCELROY TRUCK LINES
21552 | Permanently Closed | 1994-04-21 | 1979-01-01 | 1994-04-21 | Petroleum | On road diesel | On road diesel |  | Steel | Steel |  | Painted or None | Steel |  | 1901-01-01 | [15 empty] | UST Currently In Use: 0; UST Temp Close: 0; AST Currently In Use: 0; AST Temp Closed: 0 | 0 | 0 | 1 | 13350-055-006723 | MCENTYRE LUMBER CO
21553 | Permanently Closed | 1998-12-22 | 1979-01-01 | 1999-03-08 | Petroleum | Unleaded gasoline | Unleaded gasoline | Industrial | Steel | Steel |  | Painted or None | Steel |  | 1901-01-01 | [6 empty] | Statistical Inventory Reconciliation (SIR) | [5 empty] | Annual line testing | Annual line testing |  | UST Currently In Use: 1; UST Temp Close: 0; AST Currently In Use: 0; AST Temp Closed: 0 | 1 | 0 | 1 | 13353-125-006640 | MCGIFFERT AND ASSOCIATES INC
21554 | Permanently Closed | 1985-08-01 | 1964-01-01 | 1988-01-05 | Petroleum | On road diesel | On road diesel |  | Steel | Steel |  |  |  |  | 1901-01-01 | [15 empty] | UST Currently In Use: 0; UST Temp Close: 0; AST Currently In Use: 0; AST Temp Closed: 0 | 0 | 0 | 3 | 13354-073-006647 | L & N PARTNERSHOP & JOHN DARNELL III
21555 | Permanently Closed | 1985-08-01 | 1964-01-01 | 1988-01-05 | Petroleum | On road diesel | On road diesel |  | Steel | Steel |  |  |  |  | 1901-01-01 | [15 empty] | UST Currently In Use: 0; UST Temp Close: 0; AST Currently In Use: 0; AST Temp Closed: 0 | 0 | 0 | 3 | 13354-073-006647 | L & N PARTNERSHOP & JOHN DARNELL III
21556 | Permanently Closed | 1985-08-01 | 1964-01-01 | 1988-01-05 | Petroleum | On road diesel | On road diesel |  | Steel | Steel |  |  |  |  | 1901-01-01 | [15 empty] | UST Currently In Use: 0; UST Temp Close: 0; AST Currently In Use: 0; AST Temp Closed: 0 | 0 | 0 | 3 | 13354-073-006647 | L & N PARTNERSHOP & JOHN DARNELL III
21557 | Permanently Closed | 1975-10-01 | 1964-01-01 | 1991-01-16 | Petroleum | Unleaded gasoline | Unleaded gasoline |  | Steel | Steel |  | Painted or None | Steel |  | 1901-01-01 | [15 empty] | UST Currently In Use: 0; UST Temp Close: 0; AST Currently In Use: 0; AST Temp Closed: 0 | 0 | 0 | 2 | 13355-025-000158 | MCGOWIN OIL CO INC
21558 | Permanently Closed | 1975-10-01 | 1964-01-01 | 1991-01-16 | Petroleum | Unleaded gasoline | Unleaded gasoline |  | Steel | Steel |  | Painted or None | Steel |  | 1901-01-01 | [15 empty] | UST Currently In Use: 0; UST Temp Close: 0; AST Currently In Use: 0; AST Temp Closed: 0 | 0 | 0 | 2 | 13355-025-000158 | MCGOWIN OIL CO INC
21559 | Permanently Closed | 1990-11-19 | 1959-01-01 | 1990-11-19 | Petroleum | Unleaded gasoline | Unleaded gasoline |  | Steel | Steel |  | Painted or None | Steel |  | 1901-01-01 | [15 empty] | UST Currently In Use: 0; UST Temp Close: 0; AST Currently In Use: 0; AST Temp Closed: 0 | 0 | 0 | 2 | 13356-099-010222 | MCGRAW'S H A GROCERY
21560 | Permanently Closed | 1901-01-01 | 1959-01-01 |  | Petroleum | Unleaded gasoline | Unleaded gasoline |  | Steel | Steel |  | Painted or None | Steel |  | 1901-01-01 | [15 empty] | UST Currently In Use: 0; UST Temp Close: 0; AST Currently In Use: 0; AST Temp Closed: 0 | 0 | 0 | 2 | 13356-099-010222 | MCGRAW'S H A GROCERY
21561 | Permanently Closed | 1988-12-07 | 1969-01-01 | 1988-12-07 | Petroleum | Unleaded gasoline | Unleaded gasoline |  | Steel | Steel |  | Painted or None | Steel |  | 1901-01-01 | [15 empty] | UST Currently In Use: 0; UST Temp Close: 4; AST Currently In Use: 0; AST Temp Closed: 0 | 0 | 4 | 5 | 24804-003-002304 | PRA PROPERTIES, LLC
21562 | Permanently Closed | 1988-12-07 | 1969-01-01 | 1988-12-07 | Petroleum | Unleaded gasoline | Unleaded gasoline |  | Steel | Steel |  | Painted or None | Steel |  | 1901-01-01 | [15 empty] | UST Currently In Use: 0; UST Temp Close: 4; AST Currently In Use: 0; AST Temp Closed: 0 | 0 | 4 | 5 | 24804-003-002304 | PRA PROPERTIES, LLC
21563 | Permanently Closed | 1987-08-01 | 1969-01-01 | 1987-12-07 | Petroleum | Unleaded gasoline | Unleaded gasoline |  | Steel | Steel |  | Painted or None | Steel |  | 1901-01-01 | [15 empty] | UST Currently In Use: 0; UST Temp Close: 4; AST Currently In Use: 0; AST Temp Closed: 0 | 0 | 4 | 5 | 24804-003-002304 | PRA PROPERTIES, LLC
21564 | Permanently Closed | 1987-07-01 | 1969-01-01 | 1988-12-07 | Petroleum | Unleaded gasoline | Unleaded gasoline |  | Steel | Steel | Coated & cathodic protection (sti-P3) |  | Steel |  | 1901-01-01 | [15 empty] | UST Currently In Use: 0; UST Temp Close: 4; AST Currently In Use: 0; AST Temp Closed: 0 | 0 | 4 | 5 | 24804-003-002304 | PRA PROPERTIES, LLC
21565 | Permanently Closed | 1988-12-07 | 1985-01-01 | 1988-12-07 | Petroleum | Unleaded gasoline | Unleaded gasoline |  | Steel | Steel | Coated & cathodic protection (sti-P3) |  | Steel |  | 1901-01-01 | Field installed cathodic protection | [14 empty] | UST Currently In Use: 0; UST Temp Close: 4; AST Currently In Use: 0; AST Temp Closed: 0 | 0 | 4 | 5 | 24804-003-002304 | PRA PROPERTIES, LLC
21566 | Temporary Closed | 2020-07-27 | 1989-01-01 |  | Petroleum | Unleaded gasoline | Unleaded gasoline | Retail | Steel | Steel | Coated & cathodic protection (sti-P3) |  | Fiberglass reinforced plastic |  |  |  | Catchment Basin, Single walled catchment basin | Flow Rest 90% Full | Flow Rest 90% Full |  |  | Continuous Automatic Tank Gauge |  | Automatic flow restrictor (MLLD) | Automatic flow restrictor (MLLD) |  |  | Annual line testing | Annual line testing |  | UST Currently In Use: 0; UST Temp Close: 4; AST Currently In Use: 0; AST Temp Closed: 0 | 0 | 4 | 5 | 24804-003-002304 | PRA PROPERTIES, LLC
21567 | Temporary Closed | 2020-07-27 | 1989-01-01 |  | Petroleum | Premium gasoline | Premium gasoline | Retail | Steel | Steel | Coated & cathodic protection (sti-P3) |  | Fiberglass reinforced plastic |  |  |  | Catchment Basin, Single walled catchment basin | Flow Rest 90% Full | Flow Rest 90% Full |  |  | Continuous Automatic Tank Gauge |  | Automatic flow restrictor (MLLD) | Automatic flow restrictor (MLLD) |  |  | Annual line testing | Annual line testing |  | UST Currently In Use: 0; UST Temp Close: 4; AST Currently In Use: 0; AST Temp Closed: 0 | 0 | 4 | 5 | 24804-003-002304 | PRA PROPERTIES, LLC
21568 | Temporary Closed | 2020-07-27 | 1989-01-01 |  | Petroleum | On road diesel | On road diesel | Retail | Steel | Steel | Coated & cathodic protection (sti-P3) |  | Fiberglass reinforced plastic |  |  |  | Catchment Basin, Single walled catchment basin | Flow Rest 90% Full | Flow Rest 90% Full |  |  | Continuous Automatic Tank Gauge |  | Automatic flow restrictor (MLLD) | Automatic flow restrictor (MLLD) |  |  | Annual line testing | Annual line testing |  | UST Currently In Use: 0; UST Temp Close: 4; AST Currently In Use: 0; AST Temp Closed: 0 | 0 | 4 | 5 | 24804-003-002304 | PRA PROPERTIES, LLC
21569 | Temporary Closed | 2007-01-17 | 1989-01-01 |  | Petroleum | On road diesel | On road diesel | Retail | Steel | Steel | Coated & cathodic protection (sti-P3) |  | Fiberglass reinforced plastic |  |  |  | Catchment Basin, Single walled catchment basin | Flow Rest 90% Full | Flow Rest 90% Full |  |  | Statistical Inventory Reconciliation (SIR) | [8 empty] | UST Currently In Use: 0; UST Temp Close: 4; AST Currently In Use: 0; AST Temp Closed: 0 | 0 | 4 | 5 | 24804-003-002304 | PRA PROPERTIES, LLC
21570 | Permanently Closed | 1995-09-15 | 1976-01-01 | 1995-09-15 | Petroleum | Unleaded gasoline | Unleaded gasoline |  | Steel | Steel |  | Painted or None | Steel |  | 1901-01-01 | [6 empty] | Statistical Inventory Reconciliation (SIR) | [8 empty] | UST Currently In Use: 2; UST Temp Close: 0; AST Currently In Use: 0; AST Temp Closed: 0 | 2 | 0 | 4 | 23413-003-008666 | CIRCLE K STORES, INC.
21571 | Permanently Closed | 1995-09-15 | 1976-01-01 | 1995-09-15 | Petroleum | Unleaded gasoline | Unleaded gasoline |  | Steel | Steel |  | Painted or None | Steel |  | 1901-01-01 | [6 empty] | Statistical Inventory Reconciliation (SIR) | [8 empty] | UST Currently In Use: 2; UST Temp Close: 0; AST Currently In Use: 0; AST Temp Closed: 0 | 2 | 0 | 4 | 23413-003-008666 | CIRCLE K STORES, INC.
21572 | Permanently Closed | 1995-09-15 | 1976-01-01 | 1995-09-15 | Petroleum | Unleaded gasoline | Unleaded gasoline |  | Steel | Steel |  | Painted or None | Steel |  | 1901-01-01 | [6 empty] | Statistical Inventory Reconciliation (SIR) | [8 empty] | UST Currently In Use: 2; UST Temp Close: 0; AST Currently In Use: 0; AST Temp Closed: 0 | 2 | 0 | 4 | 23413-003-008666 | CIRCLE K STORES, INC.
21573 | Permanently Closed | 1995-09-15 | 1983-01-01 | 1995-09-15 | Petroleum | Unleaded gasoline | Unleaded gasoline |  | Steel | Steel | Coated & cathodic protection (sti-P3) |  | Steel |  | 1901-01-01 | [6 empty] | Statistical Inventory Reconciliation (SIR) | [8 empty] | UST Currently In Use: 2; UST Temp Close: 0; AST Currently In Use: 0; AST Temp Closed: 0 | 2 | 0 | 4 | 23413-003-008666 | CIRCLE K STORES, INC.
21574 | Permanently Closed | 1987-08-01 | 1978-01-01 | 1987-08-01 | Petroleum | Unleaded gasoline | Unleaded gasoline |  | Steel | Steel |  | Painted or None | Steel |  | 1901-01-01 | [15 empty] | UST Currently In Use: 3; UST Temp Close: 0; AST Currently In Use: 0; AST Temp Closed: 0 | 3 | 0 | 4 | 25724-003-008667 | SHRIJI 2019 LLC
21575 | Permanently Closed | 1987-08-01 | 1978-01-01 | 1987-08-01 | Petroleum | Unleaded gasoline | Unleaded gasoline |  | Steel | Steel |  | Painted or None | Steel |  | 1901-01-01 | [15 empty] | UST Currently In Use: 3; UST Temp Close: 0; AST Currently In Use: 0; AST Temp Closed: 0 | 3 | 0 | 4 | 25724-003-008667 | SHRIJI 2019 LLC
21576 | Permanently Closed | 1987-08-01 | 1972-01-01 | 1987-08-01 | Petroleum | Unleaded gasoline | Unleaded gasoline |  | Steel | Steel |  | Painted or None | Steel |  | 1901-01-01 | [15 empty] | UST Currently In Use: 3; UST Temp Close: 0; AST Currently In Use: 0; AST Temp Closed: 0 | 3 | 0 | 4 | 25724-003-008667 | SHRIJI 2019 LLC
21577 | Permanently Closed | 1987-08-01 | 1972-01-01 | 1987-08-01 | Petroleum | Unleaded gasoline | Unleaded gasoline |  | Steel | Steel |  | Painted or None | Steel |  | 1901-01-01 | [15 empty] | UST Currently In Use: 3; UST Temp Close: 0; AST Currently In Use: 0; AST Temp Closed: 0 | 3 | 0 | 4 | 25724-003-008667 | SHRIJI 2019 LLC
21578 | Currently in Use |  | 1989-01-01 |  | Petroleum | Unleaded gasoline | Unleaded gasoline | Retail | Steel | Steel | Coated & cathodic protection (sti-P3) |  | Fiberglass reinforced plastic |  |  |  | Catchment Basin, Single walled catchment basin | Flow Rest 90% Full | Flow Rest 90% Full |  |  | Continuous Automatic Tank Gauge |  | Automatic flow restrictor (MLLD) | Automatic flow restrictor (MLLD) |  |  | Annual line testing | Annual line testing |  | UST Currently In Use: 3; UST Temp Close: 0; AST Currently In Use: 0; AST Temp Closed: 0 | 3 | 0 | 4 | 25724-003-008667 | SHRIJI 2019 LLC
21579 | Currently in Use |  | 1989-01-01 |  | Petroleum | Premium gasoline | Premium gasoline | Retail | Steel | Steel | Coated & cathodic protection (sti-P3) |  | Fiberglass reinforced plastic |  |  |  | Catchment Basin, Single walled catchment basin | Flow Rest 90% Full | Flow Rest 90% Full |  |  | Continuous Automatic Tank Gauge |  | Automatic flow restrictor (MLLD) | Automatic flow restrictor (MLLD) |  |  | Annual line testing | Annual line testing |  | UST Currently In Use: 3; UST Temp Close: 0; AST Currently In Use: 0; AST Temp Closed: 0 | 3 | 0 | 4 | 25724-003-008667 | SHRIJI 2019 LLC
21580 | Currently in Use |  | 1989-01-01 |  | Petroleum | On road diesel | On road diesel | Retail | Steel | Steel | Coated & cathodic protection (sti-P3) |  | Fiberglass reinforced plastic |  |  |  | Catchment Basin, Single walled catchment basin | Flow Rest 90% Full | Flow Rest 90% Full |  |  | Continuous Automatic Tank Gauge |  | Automatic flow restrictor (MLLD) | Automatic flow restrictor (MLLD) |  |  | Annual line testing | Annual line testing |  | UST Currently In Use: 3; UST Temp Close: 0; AST Currently In Use: 0; AST Temp Closed: 0 | 3 | 0 | 4 | 25724-003-008667 | SHRIJI 2019 LLC
21581 | Permanently Closed | 2004-07-15 | 1975-01-01 |  | Petroleum | Premium gasoline | Premium gasoline | Retail | Steel | Steel | Field installed cathodic protection |  | Flexible, FLEX PIPE |  | 1901-01-01 | Field installed cathodic protection, None | Catchment Basin, Single walled catchment basin | Automatic shutoff device At 95% full | Automatic shutoff device At 95% full |  |  | Statistical Inventory Reconciliation (SIR) | [5 empty] | Annual line testing, Statistical inventory reconciliation (SIR) | Statistical inventory reconciliation (SIR) |  | UST Currently In Use: 0; UST Temp Close: 0; AST Currently In Use: 0; AST Temp Closed: 0 | 0 | 0 | 3 | 20167-003-008668 | MCGUIRE FOOD MARTS, INC.
21582 | Permanently Closed | 2004-07-15 | 1975-01-01 |  | Petroleum | Mid-grade gasoline | Mid-grade gasoline | Retail | Steel | Steel | Field installed cathodic protection |  | Flexible, FLEX PIPE |  | 1901-01-01 | Field installed cathodic protection | Catchment Basin, Single walled catchment basin | Automatic shutoff device At 95% full | Automatic shutoff device At 95% full |  |  | Statistical Inventory Reconciliation (SIR) | [5 empty] | Annual line testing, Statistical inventory reconciliation (SIR) | Statistical inventory reconciliation (SIR) |  | UST Currently In Use: 0; UST Temp Close: 0; AST Currently In Use: 0; AST Temp Closed: 0 | 0 | 0 | 3 | 20167-003-008668 | MCGUIRE FOOD MARTS, INC.
21583 | Permanently Closed | 2004-07-15 | 1975-01-01 |  | Petroleum | Unleaded gasoline | Unleaded gasoline | Retail | Steel | Steel | Field installed cathodic protection |  | Flexible, FLEX PIPE |  | 1901-01-01 | Field installed cathodic protection | Catchment Basin, Single walled catchment basin | Automatic shutoff device At 95% full | Automatic shutoff device At 95% full |  |  | Statistical Inventory Reconciliation (SIR) | [5 empty] | Annual line testing, Statistical inventory reconciliation (SIR) | Statistical inventory reconciliation (SIR) |  | UST Currently In Use: 0; UST Temp Close: 0; AST Currently In Use: 0; AST Temp Closed: 0 | 0 | 0 | 3 | 20167-003-008668 | MCGUIRE FOOD MARTS, INC.
21584 | Permanently Closed | 1995-12-21 | 1971-01-01 | 1995-12-21 | Petroleum | Unleaded gasoline | Unleaded gasoline |  | Steel | Steel |  | Painted or None | Steel |  | 1901-01-01 | [6 empty] | Statistical Inventory Reconciliation (SIR) | [8 empty] | UST Currently In Use: 0; UST Temp Close: 0; AST Currently In Use: 0; AST Temp Closed: 0 | 0 | 0 | 4 | 13357-097-005657 | MCGUIRE OIL CO INC
21585 | Permanently Closed | 1995-12-21 | 1971-01-01 | 1995-12-21 | Petroleum | Unleaded gasoline | Unleaded gasoline |  | Steel | Steel |  | Painted or None | Steel |  | 1901-01-01 | [6 empty] | Statistical Inventory Reconciliation (SIR) | [8 empty] | UST Currently In Use: 0; UST Temp Close: 0; AST Currently In Use: 0; AST Temp Closed: 0 | 0 | 0 | 4 | 13357-097-005657 | MCGUIRE OIL CO INC
21586 | Permanently Closed | 1995-12-21 | 1971-01-01 | 1995-12-21 | Petroleum | Unleaded gasoline | Unleaded gasoline |  | Steel | Steel |  | Painted or None | Steel |  | 1901-01-01 | [6 empty] | Statistical Inventory Reconciliation (SIR) | [8 empty] | UST Currently In Use: 0; UST Temp Close: 0; AST Currently In Use: 0; AST Temp Closed: 0 | 0 | 0 | 4 | 13357-097-005657 | MCGUIRE OIL CO INC
21587 | Permanently Closed | 1995-12-21 | 1971-01-01 | 1995-12-21 | Petroleum | On road diesel | On road diesel |  | Steel | Steel |  | Painted or None | Steel |  | 1901-01-01 | [6 empty] | Statistical Inventory Reconciliation (SIR) | [8 empty] | UST Currently In Use: 0; UST Temp Close: 0; AST Currently In Use: 0; AST Temp Closed: 0 | 0 | 0 | 4 | 13357-097-005657 | MCGUIRE OIL CO INC
21588 | Currently in Use |  | 1982-01-01 |  | Petroleum | Unleaded gasoline | Unleaded gasoline | Retail | Steel | Steel | Field installed cathodic protection |  | Fiberglass reinforced plastic |  |  |  | Catchment Basin, Single walled catchment basin | Automatic shutoff device At 95% full, Flow Rest 90% Full | Flow Rest 90% Full |  |  | Continuous Automatic Tank Gauge |  | Automatic flow restrictor (MLLD) | Automatic flow restrictor (MLLD) |  |  | Annual line testing | Annual line testing |  | UST Currently In Use: 3; UST Temp Close: 0; AST Currently In Use: 0; AST Temp Closed: 0 | 3 | 0 | 0 | 25494-097-005658 | BOMWAL LLC
21589 | Currently in Use |  | 1982-01-01 |  | Petroleum | Premium gasoline | Premium gasoline | Retail | Steel | Steel | Field installed cathodic protection |  | Fiberglass reinforced plastic |  |  |  | Catchment Basin, Single walled catchment basin | Automatic shutoff device At 95% full, Flow Rest 90% Full | Flow Rest 90% Full |  |  | Continuous Automatic Tank Gauge |  | Automatic flow restrictor (MLLD) | Automatic flow restrictor (MLLD) |  |  | Annual line testing | Annual line testing |  | UST Currently In Use: 3; UST Temp Close: 0; AST Currently In Use: 0; AST Temp Closed: 0 | 3 | 0 | 0 | 25494-097-005658 | BOMWAL LLC
21590 | Currently in Use |  | 1982-01-01 |  | Petroleum | On road diesel | On road diesel | Retail | Steel | Steel | Field installed cathodic protection |  | Fiberglass reinforced plastic |  |  |  | Catchment Basin, Single walled catchment basin | Automatic shutoff device At 95% full, Flow Rest 90% Full | Flow Rest 90% Full |  |  | Continuous Automatic Tank Gauge |  | Automatic flow restrictor (MLLD) | Automatic flow restrictor (MLLD) |  |  | Annual line testing | Annual line testing |  | UST Currently In Use: 3; UST Temp Close: 0; AST Currently In Use: 0; AST Temp Closed: 0 | 3 | 0 | 0 | 25494-097-005658 | BOMWAL LLC
21591 | Currently in Use |  | 1982-01-01 |  | Petroleum | Unleaded gasoline | Unleaded gasoline | Retail | Steel | Steel | Field installed cathodic protection |  | Fiberglass reinforced plastic |  |  |  | Catchment Basin, Single walled catchment basin | Automatic shutoff device At 95% full | Automatic shutoff device At 95% full |  |  | Continuous Automatic Tank Gauge |  | Automatic flow restrictor (MLLD) | Automatic flow restrictor (MLLD) |  |  | Annual line testing | Annual line testing |  | UST Currently In Use: 3; UST Temp Close: 0; AST Currently In Use: 0; AST Temp Closed: 0 | 3 | 0 | 0 | 25714-097-005659 | SHRIJI 2019 LLC
21592 | Currently in Use |  | 1982-01-01 |  | Petroleum | Premium gasoline | Premium gasoline | Retail | Steel | Steel | Field installed cathodic protection |  | Fiberglass reinforced plastic |  |  |  | Catchment Basin, Single walled catchment basin | Automatic shutoff device At 95% full | Automatic shutoff device At 95% full |  |  | Continuous Automatic Tank Gauge |  | Automatic flow restrictor (MLLD) | Automatic flow restrictor (MLLD) |  |  | Annual line testing | Annual line testing |  | UST Currently In Use: 3; UST Temp Close: 0; AST Currently In Use: 0; AST Temp Closed: 0 | 3 | 0 | 0 | 25714-097-005659 | SHRIJI 2019 LLC
21593 | Currently in Use |  | 1982-01-01 |  | Petroleum | On road diesel | On road diesel | Retail | Steel | Steel | Field installed cathodic protection |  | Fiberglass reinforced plastic |  |  |  | Catchment Basin, Single walled catchment basin | Automatic shutoff device At 95% full | Automatic shutoff device At 95% full |  |  | Continuous Automatic Tank Gauge |  | Automatic flow restrictor (MLLD) | Automatic flow restrictor (MLLD) |  |  | Annual line testing | Annual line testing |  | UST Currently In Use: 3; UST Temp Close: 0; AST Currently In Use: 0; AST Temp Closed: 0 | 3 | 0 | 0 | 25714-097-005659 | SHRIJI 2019 LLC
21594 | Permanently Closed | 1996-02-22 | 1977-01-01 | 1996-02-22 | Petroleum | Unleaded gasoline | Unleaded gasoline |  | Steel | Steel |  | Painted or None | Steel |  | 1901-01-01 | [6 empty] | Statistical Inventory Reconciliation (SIR) | [5 empty] | Annual line testing, Statistical inventory reconciliation (SIR) | Statistical inventory reconciliation (SIR) |  | UST Currently In Use: 0; UST Temp Close: 0; AST Currently In Use: 0; AST Temp Closed: 0 | 0 | 0 | 3 | 13357-097-005660 | MCGUIRE OIL CO INC
21595 | Permanently Closed | 1996-02-22 | 1977-01-01 | 1996-02-22 | Petroleum | Unleaded gasoline | Unleaded gasoline |  | Steel | Steel |  | Painted or None | Steel |  | 1901-01-01 | [6 empty] | Statistical Inventory Reconciliation (SIR) | [5 empty] | Annual line testing, Statistical inventory reconciliation (SIR) | Statistical inventory reconciliation (SIR) |  | UST Currently In Use: 0; UST Temp Close: 0; AST Currently In Use: 0; AST Temp Closed: 0 | 0 | 0 | 3 | 13357-097-005660 | MCGUIRE OIL CO INC
21596 | Permanently Closed | 1996-02-22 | 1977-01-01 | 1996-02-22 | Petroleum | Unleaded gasoline | Unleaded gasoline |  | Steel | Steel |  | Painted or None | Steel |  | 1901-01-01 | [6 empty] | Statistical Inventory Reconciliation (SIR) | [5 empty] | Annual line testing, Statistical inventory reconciliation (SIR) | Statistical inventory reconciliation (SIR) |  | UST Currently In Use: 0; UST Temp Close: 0; AST Currently In Use: 0; AST Temp Closed: 0 | 0 | 0 | 3 | 13357-097-005660 | MCGUIRE OIL CO INC
21597 | Currently in Use |  | 1971-01-01 |  | Petroleum | Unleaded gasoline | Unleaded gasoline | Industrial | Steel | Steel | Field installed cathodic protection |  | Steel |  |  | Field installed cathodic protection | Catchment Basin, Single walled catchment basin | Automatic shutoff device At 95% full | Automatic shutoff device At 95% full |  |  | Statistical Inventory Reconciliation (SIR) | [7 empty] | Suction Piping | UST Currently In Use: 2; UST Temp Close: 0; AST Currently In Use: 0; AST Temp Closed: 0 | 2 | 0 | 5 | 13357-097-005661 | MCGUIRE OIL CO INC
21598 | Permanently Closed | 1988-06-30 | 1971-01-01 | 1988-06-30 | Petroleum | Unleaded gasoline | Unleaded gasoline |  | Steel | Steel |  | Painted or None | Steel |  | 1901-01-01 | [15 empty] | UST Currently In Use: 2; UST Temp Close: 0; AST Currently In Use: 0; AST Temp Closed: 0 | 2 | 0 | 5 | 13357-097-005661 | MCGUIRE OIL CO INC
21599 | Permanently Closed | 1988-06-30 | 1971-01-01 | 1988-06-30 | Petroleum | Unleaded gasoline | Unleaded gasoline |  | Steel | Steel |  | Painted or None | Steel |  | 1901-01-01 | [15 empty] | UST Currently In Use: 2; UST Temp Close: 0; AST Currently In Use: 0; AST Temp Closed: 0 | 2 | 0 | 5 | 13357-097-005661 | MCGUIRE OIL CO INC
21600 | Permanently Closed | 1988-06-30 | 1971-01-01 | 1988-06-30 | Petroleum | Unleaded gasoline | Unleaded gasoline |  | Steel | Steel |  | Painted or None | Steel |  | 1901-01-01 | [15 empty] | UST Currently In Use: 2; UST Temp Close: 0; AST Currently In Use: 0; AST Temp Closed: 0 | 2 | 0 | 5 | 13357-097-005661 | MCGUIRE OIL CO INC
21601 | Permanently Closed | 1988-06-30 | 1975-01-01 | 1988-06-30 | Petroleum | Unleaded gasoline | Unleaded gasoline |  | Steel | Steel |  | Painted or None | Steel |  | 1901-01-01 | [15 empty] | UST Currently In Use: 2; UST Temp Close: 0; AST Currently In Use: 0; AST Temp Closed: 0 | 2 | 0 | 5 | 13357-097-005661 | MCGUIRE OIL CO INC
21602 | Permanently Closed | 1988-06-30 | 1975-01-01 | 1988-06-30 | Petroleum | On road diesel | On road diesel |  | Steel | Steel |  | Painted or None | Steel |  | 1901-01-01 | [15 empty] | UST Currently In Use: 2; UST Temp Close: 0; AST Currently In Use: 0; AST Temp Closed: 0 | 2 | 0 | 5 | 13357-097-005661 | MCGUIRE OIL CO INC
21603 | Currently in Use |  | 1978-01-01 |  | Petroleum | On road diesel | On road diesel | Industrial | Steel | Steel | Field installed cathodic protection |  | Steel |  |  | Field installed cathodic protection | Catchment Basin, Single walled catchment basin | Automatic shutoff device At 95% full | Automatic shutoff device At 95% full |  |  | Statistical Inventory Reconciliation (SIR) |  | Automatic flow restrictor (MLLD) | Automatic flow restrictor (MLLD) |  |  | Statistical inventory reconciliation (SIR) | Statistical inventory reconciliation (SIR) | Pressurized Piping | UST Currently In Use: 2; UST Temp Close: 0; AST Currently In Use: 0; AST Temp Closed: 0 | 2 | 0 | 5 | 13357-097-005661 | MCGUIRE OIL CO INC
21604 | Permanently Closed | 2018-01-01 | 1977-01-01 |  | Petroleum | Unleaded gasoline | Unleaded gasoline | Retail | Steel | Steel | Field installed cathodic protection |  | Steel |  |  | Field installed cathodic protection | Catchment Basin, Single walled catchment basin | Automatic shutoff device At 95% full | Automatic shutoff device At 95% full |  |  | Statistical Inventory Reconciliation (SIR) |  | Automatic flow restrictor (MLLD) | Automatic flow restrictor (MLLD) |  |  | Statistical inventory reconciliation (SIR) | Statistical inventory reconciliation (SIR) |  | UST Currently In Use: 1; UST Temp Close: 0; AST Currently In Use: 0; AST Temp Closed: 0 | 1 | 0 | 3 | 24839-097-005662 | RAZAN ALMUHISEN
21605 | Permanently Closed | 2018-01-01 | 1977-01-01 | 2019-01-15 | Petroleum | Mid-grade gasoline | Mid-grade gasoline | Retail | Steel | Steel | Field installed cathodic protection |  | Steel |  |  | Field installed cathodic protection | Catchment Basin, Single walled catchment basin | Automatic shutoff device At 95% full | Automatic shutoff device At 95% full |  |  | Statistical Inventory Reconciliation (SIR) |  | Automatic flow restrictor (MLLD) | Automatic flow restrictor (MLLD) |  |  | Statistical inventory reconciliation (SIR) | Statistical inventory reconciliation (SIR) |  | UST Currently In Use: 1; UST Temp Close: 0; AST Currently In Use: 0; AST Temp Closed: 0 | 1 | 0 | 3 | 24839-097-005662 | RAZAN ALMUHISEN
21606 | Permanently Closed | 2018-01-01 | 1977-01-01 | 2019-01-15 | Petroleum | Premium gasoline | Premium gasoline | Retail | Steel | Steel | Field installed cathodic protection |  | Steel |  |  | Field installed cathodic protection | Catchment Basin, Single walled catchment basin | Automatic shutoff device At 95% full | Automatic shutoff device At 95% full |  |  | Statistical Inventory Reconciliation (SIR) |  | Automatic flow restrictor (MLLD) | Automatic flow restrictor (MLLD) |  |  | Statistical inventory reconciliation (SIR) | Statistical inventory reconciliation (SIR) |  | UST Currently In Use: 1; UST Temp Close: 0; AST Currently In Use: 0; AST Temp Closed: 0 | 1 | 0 | 3 | 24839-097-005662 | RAZAN ALMUHISEN
21607 | Permanently Closed | 1994-03-28 | 1971-01-01 | 1994-03-28 | Petroleum | Unleaded gasoline | Unleaded gasoline |  | Steel | Steel |  | Painted or None | Steel |  | 1901-01-01 | [6 empty] | Statistical Inventory Reconciliation (SIR) | [5 empty] | Annual line testing, Statistical inventory reconciliation (SIR) | Statistical inventory reconciliation (SIR) |  | UST Currently In Use: 2; UST Temp Close: 1; AST Currently In Use: 0; AST Temp Closed: 0 | 2 | 1 | 3 | 25265-097-005663 | LGWS/Cross America Partners
21608 | Permanently Closed | 1994-03-28 | 1971-01-01 | 1994-03-28 | Petroleum | Unleaded gasoline | Unleaded gasoline |  | Steel | Steel |  | Painted or None | Steel |  | 1901-01-01 | [6 empty] | Statistical Inventory Reconciliation (SIR) | [5 empty] | Annual line testing, Statistical inventory reconciliation (SIR) | Statistical inventory reconciliation (SIR) |  | UST Currently In Use: 2; UST Temp Close: 1; AST Currently In Use: 0; AST Temp Closed: 0 | 2 | 1 | 3 | 25265-097-005663 | LGWS/Cross America Partners
21609 | Permanently Closed | 1994-03-28 | 1971-01-01 | 1994-03-28 | Petroleum | Unleaded gasoline | Unleaded gasoline |  | Steel | Steel |  | Painted or None | Steel |  | 1901-01-01 | [6 empty] | Statistical Inventory Reconciliation (SIR) | [5 empty] | Annual line testing, Statistical inventory reconciliation (SIR) | Statistical inventory reconciliation (SIR) |  | UST Currently In Use: 2; UST Temp Close: 1; AST Currently In Use: 0; AST Temp Closed: 0 | 2 | 1 | 3 | 25265-097-005663 | LGWS/Cross America Partners
21610 | Temporary Closed | 2002-01-01 | 1978-01-01 |  | Petroleum | Unleaded gasoline | Unleaded gasoline | Retail | Steel | Steel | Field installed cathodic protection |  | Steel |  | 1901-01-01 | Field installed cathodic protection | Catchment Basin, Single walled catchment basin | Automatic shutoff device At 95% full | Automatic shutoff device At 95% full |  |  | Statistical Inventory Reconciliation (SIR) |  | Automatic flow restrictor (MLLD) | Automatic flow restrictor (MLLD) |  |  | Statistical inventory reconciliation (SIR) | Statistical inventory reconciliation (SIR) |  | UST Currently In Use: 0; UST Temp Close: 3; AST Currently In Use: 0; AST Temp Closed: 0 | 0 | 3 | 0 | 19989-097-005664 | ROBERT STEPHENS
21611 | Temporary Closed | 2002-01-01 | 1978-01-01 |  | Petroleum | Mid-grade gasoline | Mid-grade gasoline | Retail | Steel | Steel | Field installed cathodic protection |  | Steel |  | 1901-01-01 | Field installed cathodic protection | Catchment Basin, Single walled catchment basin | Automatic shutoff device At 95% full | Automatic shutoff device At 95% full |  |  | Statistical Inventory Reconciliation (SIR) |  | Automatic flow restrictor (MLLD) | Automatic flow restrictor (MLLD) |  |  | Statistical inventory reconciliation (SIR) | Statistical inventory reconciliation (SIR) |  | UST Currently In Use: 0; UST Temp Close: 3; AST Currently In Use: 0; AST Temp Closed: 0 | 0 | 3 | 0 | 19989-097-005664 | ROBERT STEPHENS
21612 | Temporary Closed | 2002-01-01 | 1978-01-01 |  | Petroleum | Premium gasoline | Premium gasoline | Retail | Steel | Steel | Field installed cathodic protection |  | Steel |  | 1901-01-01 | Field installed cathodic protection | Catchment Basin, Single walled catchment basin | Automatic shutoff device At 95% full | Automatic shutoff device At 95% full |  |  | Statistical Inventory Reconciliation (SIR) |  | Automatic flow restrictor (MLLD) | Automatic flow restrictor (MLLD) |  |  | Statistical inventory reconciliation (SIR) | Statistical inventory reconciliation (SIR) |  | UST Currently In Use: 0; UST Temp Close: 3; AST Currently In Use: 0; AST Temp Closed: 0 | 0 | 3 | 0 | 19989-097-005664 | ROBERT STEPHENS
21613 | Currently in Use |  | 1981-01-01 |  | Petroleum | Unleaded gasoline | Unleaded gasoline | Retail | Steel | Steel | Field installed cathodic protection |  | Fiberglass reinforced plastic |  |  |  | Catchment Basin, Single walled catchment basin | Automatic shutoff device At 95% full | Automatic shutoff device At 95% full |  |  | Statistical Inventory Reconciliation (SIR) |  | Automatic flow restrictor (MLLD) | Automatic flow restrictor (MLLD) |  |  | Annual line testing, Statistical inventory reconciliation (SIR) | Statistical inventory reconciliation (SIR) |  | UST Currently In Use: 3; UST Temp Close: 0; AST Currently In Use: 0; AST Temp Closed: 0 | 3 | 0 | 0 | 25586-097-005665 | MAISOUN ABDALLAH
21614 | Currently in Use |  | 1981-01-01 |  | Petroleum | Premium gasoline | Premium gasoline | Retail | Steel | Steel | Field installed cathodic protection |  | Fiberglass reinforced plastic |  |  |  | Catchment Basin, Single walled catchment basin | Automatic shutoff device At 95% full | Automatic shutoff device At 95% full |  |  | Statistical Inventory Reconciliation (SIR) |  | Automatic flow restrictor (MLLD) | Automatic flow restrictor (MLLD) |  |  | Annual line testing, Statistical inventory reconciliation (SIR) | Statistical inventory reconciliation (SIR) |  | UST Currently In Use: 3; UST Temp Close: 0; AST Currently In Use: 0; AST Temp Closed: 0 | 3 | 0 | 0 | 25586-097-005665 | MAISOUN ABDALLAH
21615 | Currently in Use |  | 1978-01-01 |  | Petroleum | Ethanol free gasoline | Ethanol free gasoline | Retail | Steel | Steel | Field installed cathodic protection |  | Fiberglass reinforced plastic |  |  |  | Catchment Basin, Single walled catchment basin | Automatic shutoff device At 95% full | Automatic shutoff device At 95% full |  |  | Statistical Inventory Reconciliation (SIR) |  | Automatic flow restrictor (MLLD) | Automatic flow restrictor (MLLD) |  |  | Annual line testing, Statistical inventory reconciliation (SIR) | Statistical inventory reconciliation (SIR) |  | UST Currently In Use: 3; UST Temp Close: 0; AST Currently In Use: 0; AST Temp Closed: 0 | 3 | 0 | 0 | 25586-097-005665 | MAISOUN ABDALLAH
21616 | Permanently Closed | 1995-09-08 | 1976-01-01 | 1995-09-08 | Petroleum | Unleaded gasoline | Unleaded gasoline |  | Steel | Steel |  | Painted or None | Steel |  | 1901-01-01 | [12 empty] | Annual line testing | Annual line testing |  | UST Currently In Use: 0; UST Temp Close: 0; AST Currently In Use: 0; AST Temp Closed: 0 | 0 | 0 | 3 | 13357-097-005666 | MCGUIRE OIL CO INC
21617 | Permanently Closed | 1995-09-08 | 1976-01-01 | 1995-09-08 | Petroleum | Unleaded gasoline | Unleaded gasoline |  | Steel | Steel |  | Painted or None | Steel |  | 1901-01-01 | [12 empty] | Annual line testing | Annual line testing |  | UST Currently In Use: 0; UST Temp Close: 0; AST Currently In Use: 0; AST Temp Closed: 0 | 0 | 0 | 3 | 13357-097-005666 | MCGUIRE OIL CO INC
21618 | Permanently Closed | 1995-09-08 | 1976-01-01 | 1995-09-08 | Petroleum | Unleaded gasoline | Unleaded gasoline |  | Steel | Steel |  | Painted or None | Steel |  | 1901-01-01 | [12 empty] | Annual line testing | Annual line testing |  | UST Currently In Use: 0; UST Temp Close: 0; AST Currently In Use: 0; AST Temp Closed: 0 | 0 | 0 | 3 | 13357-097-005666 | MCGUIRE OIL CO INC
21619 | Permanently Closed | 1990-11-19 | 1971-01-01 | 1990-11-19 | Petroleum | Unleaded gasoline | Unleaded gasoline |  | Steel | Steel |  | Painted or None | Steel |  | 1901-01-01 | [15 empty] | UST Currently In Use: 0; UST Temp Close: 0; AST Currently In Use: 0; AST Temp Closed: 0 | 0 | 0 | 3 | 13357-097-005667 | MCGUIRE OIL CO INC
21620 | Permanently Closed | 1990-11-19 | 1971-01-01 | 1990-11-19 | Petroleum | Unleaded gasoline | Unleaded gasoline |  | Steel | Steel |  | Painted or None | Steel |  | 1901-01-01 | [15 empty] | UST Currently In Use: 0; UST Temp Close: 0; AST Currently In Use: 0; AST Temp Closed: 0 | 0 | 0 | 3 | 13357-097-005667 | MCGUIRE OIL CO INC
21621 | Permanently Closed | 1990-11-19 | 1971-01-01 | 1990-11-19 | Petroleum | Unleaded gasoline | Unleaded gasoline |  | Steel | Steel |  | Painted or None | Steel |  | 1901-01-01 | [15 empty] | UST Currently In Use: 0; UST Temp Close: 0; AST Currently In Use: 0; AST Temp Closed: 0 | 0 | 0 | 3 | 13357-097-005667 | MCGUIRE OIL CO INC
21622 | Permanently Closed | 1988-09-01 | 1981-01-01 | 1988-09-01 | Petroleum | Unleaded gasoline | Unleaded gasoline |  | Steel | Steel |  | Painted or None | Steel |  | 1901-01-01 | [15 empty] | UST Currently In Use: 0; UST Temp Close: 0; AST Currently In Use: 0; AST Temp Closed: 0 | 0 | 0 | 3 | 13357-097-005668 | MCGUIRE OIL CO INC
21623 | Permanently Closed | 1988-09-01 | 1981-01-01 | 1988-09-01 | Petroleum | Unleaded gasoline | Unleaded gasoline |  | Steel | Steel |  | Painted or None | Steel |  | 1901-01-01 | [15 empty] | UST Currently In Use: 0; UST Temp Close: 0; AST Currently In Use: 0; AST Temp Closed: 0 | 0 | 0 | 3 | 13357-097-005668 | MCGUIRE OIL CO INC
21624 | Permanently Closed | 1988-09-01 | 1981-01-01 | 1988-09-01 | Petroleum | Unleaded gasoline | Unleaded gasoline |  | Steel | Steel |  | Painted or None | Steel |  | 1901-01-01 | [15 empty] | UST Currently In Use: 0; UST Temp Close: 0; AST Currently In Use: 0; AST Temp Closed: 0 | 0 | 0 | 3 | 13357-097-005668 | MCGUIRE OIL CO INC
21625 | Permanently Closed | 1901-01-01 | 1974-01-01 | 1988-01-01 | Petroleum | Unleaded gasoline | Unleaded gasoline |  | Steel | Steel |  | Painted or None | Steel |  | 1901-01-01 | [12 empty] | Annual line testing | Annual line testing |  | UST Currently In Use: 2; UST Temp Close: 1; AST Currently In Use: 0; AST Temp Closed: 0 | 2 | 1 | 4 | 24694-097-005669 | MOHAMED BELLALAH
21626 | Permanently Closed | 1901-01-01 | 1974-01-01 | 1988-01-01 | Petroleum | Unleaded gasoline | Unleaded gasoline |  | Steel | Steel |  | Painted or None | Steel |  | 1901-01-01 | [12 empty] | Annual line testing | Annual line testing |  | UST Currently In Use: 2; UST Temp Close: 1; AST Currently In Use: 0; AST Temp Closed: 0 | 2 | 1 | 4 | 24694-097-005669 | MOHAMED BELLALAH
21627 | Permanently Closed | 1901-01-01 | 1974-01-01 | 1988-01-01 | Petroleum | Unleaded gasoline | Unleaded gasoline |  | Steel | Steel |  | Painted or None | Steel |  | 1901-01-01 | [15 empty] | UST Currently In Use: 2; UST Temp Close: 1; AST Currently In Use: 0; AST Temp Closed: 0 | 2 | 1 | 4 | 24694-097-005669 | MOHAMED BELLALAH
21628 | Permanently Closed | 1901-01-01 | 1974-01-01 | 1988-01-01 | Petroleum | Unleaded gasoline | Unleaded gasoline |  | Steel | Steel |  | Painted or None | Steel |  | 1901-01-01 | [15 empty] | UST Currently In Use: 2; UST Temp Close: 1; AST Currently In Use: 0; AST Temp Closed: 0 | 2 | 1 | 4 | 24694-097-005669 | MOHAMED BELLALAH
21629 | Currently in Use |  | 1986-01-01 |  | Petroleum | Unleaded gasoline | Unleaded gasoline | Retail | Steel | Steel | Coated & cathodic protection (sti-P3) |  | Fiberglass reinforced plastic |  |  |  | Catchment Basin, Single walled catchment basin | Automatic shutoff device At 95% full | Automatic shutoff device At 95% full |  |  | Continuous Automatic Tank Gauge |  | Automatic flow restrictor (MLLD) | Automatic flow restrictor (MLLD) |  |  | Annual line testing | Annual line testing |  | UST Currently In Use: 2; UST Temp Close: 1; AST Currently In Use: 0; AST Temp Closed: 0 | 2 | 1 | 4 | 24694-097-005669 | MOHAMED BELLALAH
21630 | Temporary Closed | 2013-09-30 | 1985-01-01 |  | Petroleum | Mid-grade gasoline | Mid-grade gasoline | Retail | Steel | Steel | Coated & cathodic protection (sti-P3) |  | Fiberglass reinforced plastic |  |  |  | Catchment Basin, Single walled catchment basin | Flow Rest 90% Full | Flow Rest 90% Full |  |  | Continuous Automatic Tank Gauge |  | Automatic flow restrictor (MLLD) | Automatic flow restrictor (MLLD) |  |  | Annual line testing | Annual line testing |  | UST Currently In Use: 2; UST Temp Close: 1; AST Currently In Use: 0; AST Temp Closed: 0 | 2 | 1 | 4 | 24694-097-005669 | MOHAMED BELLALAH
21631 | Currently in Use |  | 1985-01-01 |  | Petroleum | Premium gasoline | Premium gasoline | Retail | Steel | Steel | Coated & cathodic protection (sti-P3) |  | Fiberglass reinforced plastic |  |  |  | Catchment Basin, Single walled catchment basin | Automatic shutoff device At 95% full | Automatic shutoff device At 95% full |  |  | Continuous Automatic Tank Gauge |  | Automatic flow restrictor (MLLD) | Automatic flow restrictor (MLLD) |  |  | Annual line testing | Annual line testing |  | UST Currently In Use: 2; UST Temp Close: 1; AST Currently In Use: 0; AST Temp Closed: 0 | 2 | 1 | 4 | 24694-097-005669 | MOHAMED BELLALAH
21632 | Cannot Locate or abandoned |  | 1973-01-01 |  | Petroleum | Unleaded gasoline | Unleaded gasoline |  | Steel | Steel |  | Painted or None | Steel |  | 1901-01-01 | [6 empty] | Statistical Inventory Reconciliation (SIR) | [8 empty] | UST Currently In Use: 0; UST Temp Close: 0; AST Currently In Use: 0; AST Temp Closed: 0 | 0 | 0 | 0 | 19988-097-006141 | FRANK L CAO
21633 | Cannot Locate or abandoned |  | 1973-01-01 |  | Petroleum | Unleaded gasoline | Unleaded gasoline |  | Steel | Steel |  | Painted or None | Steel |  | 1901-01-01 | [6 empty] | Statistical Inventory Reconciliation (SIR) | [8 empty] | UST Currently In Use: 0; UST Temp Close: 0; AST Currently In Use: 0; AST Temp Closed: 0 | 0 | 0 | 0 | 19988-097-006141 | FRANK L CAO
21634 | Currently in Use |  | 1977-01-01 |  | Petroleum | Unleaded gasoline | Unleaded gasoline | Retail | Steel | Steel | Field installed cathodic protection |  | Steel |  |  | Field installed cathodic protection | Catchment Basin, Single walled catchment basin | Automatic shutoff device At 95% full | Automatic shutoff device At 95% full |  |  | Continuous Automatic Tank Gauge |  | Automatic flow restrictor (MLLD) | Automatic flow restrictor (MLLD) |  |  | Annual line testing | Annual line testing |  | UST Currently In Use: 3; UST Temp Close: 0; AST Currently In Use: 0; AST Temp Closed: 0 | 3 | 0 | 0 | 13658-097-006142 | SANDRA KAY CLARK
21635 | Currently in Use |  | 1977-01-01 |  | Petroleum | Premium gasoline | Premium gasoline | Retail | Steel | Steel | Field installed cathodic protection |  | Steel |  |  | Field installed cathodic protection | Catchment Basin, Single walled catchment basin | Automatic shutoff device At 95% full | Automatic shutoff device At 95% full |  |  | Continuous Automatic Tank Gauge |  | Automatic flow restrictor (MLLD) | Automatic flow restrictor (MLLD) |  |  | Annual line testing | Annual line testing |  | UST Currently In Use: 3; UST Temp Close: 0; AST Currently In Use: 0; AST Temp Closed: 0 | 3 | 0 | 0 | 13658-097-006142 | SANDRA KAY CLARK
21636 | Currently in Use |  | 1977-01-01 |  | Petroleum | On road diesel | On road diesel | Retail | Steel | Steel | Field installed cathodic protection |  | Steel |  |  | Field installed cathodic protection | Catchment Basin, Single walled catchment basin | Automatic shutoff device At 95% full | Automatic shutoff device At 95% full |  |  | Continuous Automatic Tank Gauge |  | Automatic flow restrictor (MLLD) | Automatic flow restrictor (MLLD) |  |  | Annual line testing | Annual line testing |  | UST Currently In Use: 3; UST Temp Close: 0; AST Currently In Use: 0; AST Temp Closed: 0 | 3 | 0 | 0 | 13658-097-006142 | SANDRA KAY CLARK
21637 | Permanently Closed | 1990-03-02 | 1973-01-01 | 1990-03-02 | Petroleum | Unleaded gasoline | Unleaded gasoline |  | Steel | Steel |  | Painted or None | Steel |  | 1901-01-01 | [15 empty] | UST Currently In Use: 0; UST Temp Close: 0; AST Currently In Use: 0; AST Temp Closed: 0 | 0 | 0 | 2 | 13357-097-006146 | MCGUIRE OIL CO INC
21638 | Permanently Closed | 1990-03-02 | 1973-01-01 | 1990-03-02 | Petroleum | Unleaded gasoline | Unleaded gasoline |  | Steel | Steel |  | Painted or None | Steel |  | 1901-01-01 | [15 empty] | UST Currently In Use: 0; UST Temp Close: 0; AST Currently In Use: 0; AST Temp Closed: 0 | 0 | 0 | 2 | 13357-097-006146 | MCGUIRE OIL CO INC
21639 | Currently in Use |  | 1987-01-01 |  | Petroleum | Unleaded gasoline | Unleaded gasoline | Retail | Steel | Steel | Coated & cathodic protection (sti-P3) |  | Fiberglass reinforced plastic |  |  |  | Catchment Basin, Single walled catchment basin | Automatic shutoff device At 95% full | Automatic shutoff device At 95% full |  |  | Continuous Automatic Tank Gauge |  | Automatic flow restrictor (MLLD) | Automatic flow restrictor (MLLD) |  |  | Annual line testing | Annual line testing |  | UST Currently In Use: 3; UST Temp Close: 0; AST Currently In Use: 0; AST Temp Closed: 0 | 3 | 0 | 0 | 23321-097-006148 | ABLE INC
21640 | Currently in Use |  | 1987-01-01 |  | Petroleum | Premium gasoline | Premium gasoline | Retail | Steel | Steel | Coated & cathodic protection (sti-P3) |  | Fiberglass reinforced plastic |  |  |  | Catchment Basin, Single walled catchment basin | Automatic shutoff device At 95% full | Automatic shutoff device At 95% full |  |  | Continuous Automatic Tank Gauge |  | Automatic flow restrictor (MLLD) | Automatic flow restrictor (MLLD) |  |  | Annual line testing | Annual line testing |  | UST Currently In Use: 3; UST Temp Close: 0; AST Currently In Use: 0; AST Temp Closed: 0 | 3 | 0 | 0 | 23321-097-006148 | ABLE INC
21641 | Currently in Use |  | 1987-01-01 |  | Petroleum | On road diesel | On road diesel | Retail | Steel | Steel | Coated & cathodic protection (sti-P3) |  | Fiberglass reinforced plastic |  |  |  | Catchment Basin, Single walled catchment basin | Automatic shutoff device At 95% full | Automatic shutoff device At 95% full |  |  | Continuous Automatic Tank Gauge |  | Automatic flow restrictor (MLLD) | Automatic flow restrictor (MLLD) |  |  | Annual line testing | Annual line testing |  | UST Currently In Use: 3; UST Temp Close: 0; AST Currently In Use: 0; AST Temp Closed: 0 | 3 | 0 | 0 | 23321-097-006148 | ABLE INC
21645 | Permanently Closed | 1994-06-06 | 1973-01-01 | 1994-06-06 | Petroleum | Unleaded gasoline | Unleaded gasoline |  | Steel | Steel |  | Painted or None | Steel |  | 1901-01-01 | [15 empty] | UST Currently In Use: 3; UST Temp Close: 0; AST Currently In Use: 0; AST Temp Closed: 0 | 3 | 0 | 3 | 13658-097-006152 | SANDRA KAY CLARK
21646 | Permanently Closed | 1994-06-06 | 1973-01-01 | 1994-06-06 | Petroleum | Unleaded gasoline | Unleaded gasoline |  | Steel | Steel |  | Painted or None | Steel |  | 1901-01-01 | [15 empty] | UST Currently In Use: 3; UST Temp Close: 0; AST Currently In Use: 0; AST Temp Closed: 0 | 3 | 0 | 3 | 13658-097-006152 | SANDRA KAY CLARK
21647 | Permanently Closed | 1994-06-06 | 1973-01-01 | 1994-06-06 | Petroleum | Unleaded gasoline | Unleaded gasoline |  | Steel | Steel |  | Painted or None | Steel |  | 1901-01-01 | [15 empty] | UST Currently In Use: 3; UST Temp Close: 0; AST Currently In Use: 0; AST Temp Closed: 0 | 3 | 0 | 3 | 13658-097-006152 | SANDRA KAY CLARK
21648 | Permanently Closed | 1994-06-13 | 1974-01-01 | 1994-06-13 | Petroleum | Unleaded gasoline | Unleaded gasoline |  | Steel | Steel |  | Painted or None | Steel |  | 1901-01-01 | [15 empty] | UST Currently In Use: 3; UST Temp Close: 0; AST Currently In Use: 0; AST Temp Closed: 0 | 3 | 0 | 3 | 13658-097-006154 | SANDRA KAY CLARK
21649 | Permanently Closed | 1994-06-13 | 1974-01-01 | 1994-06-13 | Petroleum | Unleaded gasoline | Unleaded gasoline |  | Steel | Steel |  | Painted or None | Steel |  | 1901-01-01 | [15 empty] | UST Currently In Use: 3; UST Temp Close: 0; AST Currently In Use: 0; AST Temp Closed: 0 | 3 | 0 | 3 | 13658-097-006154 | SANDRA KAY CLARK
21650 | Permanently Closed | 1994-06-13 | 1974-01-01 | 1994-06-13 | Petroleum | Unleaded gasoline | Unleaded gasoline |  | Steel | Steel |  | Painted or None | Steel |  | 1901-01-01 | [15 empty] | UST Currently In Use: 3; UST Temp Close: 0; AST Currently In Use: 0; AST Temp Closed: 0 | 3 | 0 | 3 | 13658-097-006154 | SANDRA KAY CLARK
21651 | Permanently Closed | 1998-09-23 | 1977-01-01 | 1998-09-23 | Petroleum | Unleaded gasoline | Unleaded gasoline |  | Steel | Steel |  | Painted or None | Steel |  | 1901-01-01 | [6 empty] | Statistical Inventory Reconciliation (SIR) | [8 empty] | UST Currently In Use: 3; UST Temp Close: 0; AST Currently In Use: 0; AST Temp Closed: 0 | 3 | 0 | 3 | 23413-097-006155 | CIRCLE K STORES, INC.
21652 | Permanently Closed | 1998-09-23 | 1977-01-01 | 1998-09-23 | Petroleum | Unleaded gasoline | Unleaded gasoline |  | Steel | Steel |  | Painted or None | Steel |  | 1901-01-01 | [6 empty] | Statistical Inventory Reconciliation (SIR) | [8 empty] | UST Currently In Use: 3; UST Temp Close: 0; AST Currently In Use: 0; AST Temp Closed: 0 | 3 | 0 | 3 | 23413-097-006155 | CIRCLE K STORES, INC.
21653 | Permanently Closed | 1998-09-23 | 1977-01-01 | 1998-09-23 | Petroleum | Unleaded gasoline | Unleaded gasoline |  | Steel | Steel |  | Painted or None | Steel |  | 1901-01-01 | [6 empty] | Statistical Inventory Reconciliation (SIR) | [8 empty] | UST Currently In Use: 3; UST Temp Close: 0; AST Currently In Use: 0; AST Temp Closed: 0 | 3 | 0 | 3 | 23413-097-006155 | CIRCLE K STORES, INC.
21654 | Currently in Use |  | 1986-05-08 |  | Petroleum | Unleaded gasoline | Unleaded gasoline | Retail | Steel | Steel | Coated & cathodic protection (sti-P3) |  | Fiberglass reinforced plastic |  |  |  | Catchment Basin, Single walled catchment basin | Automatic shutoff device At 95% full | Automatic shutoff device At 95% full |  |  | Continuous Automatic Tank Gauge |  | Automatic flow restrictor (MLLD) | Automatic flow restrictor (MLLD) |  |  | Annual line testing | Annual line testing |  | UST Currently In Use: 3; UST Temp Close: 1; AST Currently In Use: 0; AST Temp Closed: 0 | 3 | 1 | 0 | 24804-097-009866 | PRA PROPERTIES, LLC
21655 | Currently in Use |  | 1986-05-08 |  | Petroleum | On road diesel | On road diesel | Retail | Steel | Steel | Coated & cathodic protection (sti-P3) |  | Fiberglass reinforced plastic |  |  |  | Catchment Basin, Single walled catchment basin | Automatic shutoff device At 95% full | Automatic shutoff device At 95% full |  |  | Continuous Automatic Tank Gauge |  | Automatic flow restrictor (MLLD) | Automatic flow restrictor (MLLD) |  |  | Annual line testing | Annual line testing |  | UST Currently In Use: 3; UST Temp Close: 1; AST Currently In Use: 0; AST Temp Closed: 0 | 3 | 1 | 0 | 24804-097-009866 | PRA PROPERTIES, LLC
21656 | Currently in Use |  | 1986-05-08 |  | Petroleum | Premium gasoline | Premium gasoline | Retail | Steel | Steel | Coated & cathodic protection (sti-P3) |  | Fiberglass reinforced plastic |  |  |  | Catchment Basin, Single walled catchment basin | Automatic shutoff device At 95% full | Automatic shutoff device At 95% full |  |  | Continuous Automatic Tank Gauge |  | Automatic flow restrictor (MLLD) | Automatic flow restrictor (MLLD) |  |  | Annual line testing | Annual line testing |  | UST Currently In Use: 3; UST Temp Close: 1; AST Currently In Use: 0; AST Temp Closed: 0 | 3 | 1 | 0 | 24804-097-009866 | PRA PROPERTIES, LLC
21657 | Temporary Closed | 2024-06-01 | 1986-05-08 |  | Petroleum | On road diesel | On road diesel | Retail | Steel | Steel | Coated & cathodic protection (sti-P3) |  | Fiberglass reinforced plastic |  |  |  | Catchment Basin, Single walled catchment basin | Automatic shutoff device At 95% full | Automatic shutoff device At 95% full |  |  | Continuous Automatic Tank Gauge |  | Automatic flow restrictor (MLLD) | Automatic flow restrictor (MLLD) |  |  | Annual line testing | Annual line testing |  | UST Currently In Use: 3; UST Temp Close: 1; AST Currently In Use: 0; AST Temp Closed: 0 | 3 | 1 | 0 | 24804-097-009866 | PRA PROPERTIES, LLC
21658 | Temporary Closed | 2019-02-20 | 1986-01-01 |  | Petroleum | Unleaded gasoline | Unleaded gasoline | Retail | Steel | Steel | Field installed cathodic protection |  | Steel |  |  | Field installed cathodic protection | Catchment Basin, Single walled catchment basin | Automatic shutoff device At 95% full | Automatic shutoff device At 95% full |  |  | Continuous Automatic Tank Gauge |  | Automatic flow restrictor (MLLD) | Automatic flow restrictor (MLLD) |  |  | Annual line testing | Annual line testing |  | UST Currently In Use: 0; UST Temp Close: 4; AST Currently In Use: 0; AST Temp Closed: 0 | 0 | 4 | 0 | 24804-097-012891 | PRA PROPERTIES, LLC
21659 | Temporary Closed | 2017-03-15 | 1986-01-01 |  | Petroleum | Mid-grade gasoline | Mid-grade gasoline | Retail | Steel | Steel | Field installed cathodic protection |  | Steel |  |  | Field installed cathodic protection | Catchment Basin, Single walled catchment basin | Automatic shutoff device At 95% full | Automatic shutoff device At 95% full |  |  | Continuous Automatic Tank Gauge |  | Automatic flow restrictor (MLLD) | Automatic flow restrictor (MLLD) |  |  | Annual line testing | Annual line testing |  | UST Currently In Use: 0; UST Temp Close: 4; AST Currently In Use: 0; AST Temp Closed: 0 | 0 | 4 | 0 | 24804-097-012891 | PRA PROPERTIES, LLC
21660 | Temporary Closed | 2019-02-20 | 1986-01-01 |  | Petroleum | Premium gasoline | Premium gasoline | Retail | Steel | Steel | Field installed cathodic protection |  | Steel |  |  | Field installed cathodic protection | Catchment Basin, Single walled catchment basin | Automatic shutoff device At 95% full | Automatic shutoff device At 95% full |  |  | Continuous Automatic Tank Gauge |  | Automatic flow restrictor (MLLD) | Automatic flow restrictor (MLLD) |  |  | Annual line testing | Annual line testing |  | UST Currently In Use: 0; UST Temp Close: 4; AST Currently In Use: 0; AST Temp Closed: 0 | 0 | 4 | 0 | 24804-097-012891 | PRA PROPERTIES, LLC
21661 | Temporary Closed | 2019-02-20 | 1988-01-01 |  | Petroleum | On road diesel | On road diesel | Retail | Steel | Steel | Field installed cathodic protection |  | Steel |  |  | Field installed cathodic protection | Catchment Basin, Single walled catchment basin | Automatic shutoff device At 95% full | Automatic shutoff device At 95% full |  |  | Continuous Automatic Tank Gauge | [8 empty] | UST Currently In Use: 0; UST Temp Close: 4; AST Currently In Use: 0; AST Temp Closed: 0 | 0 | 4 | 0 | 24804-097-012891 | PRA PROPERTIES, LLC
21662 | Currently in Use |  | 1988-01-01 |  | Petroleum | Unleaded gasoline | Unleaded gasoline | Retail | Steel | Steel | Coated & cathodic protection (sti-P3), Interior lined (not allowed as a standalone method of corrosion protection) |  | Flexible |  | 1901-01-01 |  | Catchment Basin, Single walled catchment basin | Flow Rest 90% Full | Flow Rest 90% Full |  |  | Automatic Tank Gauge |  | Automatic flow restrictor (MLLD), Containment Sump | Containment Sump |  |  | Annual line testing | Annual line testing |  | UST Currently In Use: 3; UST Temp Close: 1; AST Currently In Use: 0; AST Temp Closed: 0 | 3 | 1 | 0 | 24953-097-012892 | CAROL O. BURNS
21663 | Currently in Use |  | 1988-01-01 |  | Petroleum | On road diesel | On road diesel | Retail | Steel | Steel | Coated & cathodic protection (sti-P3), Interior lined (not allowed as a standalone method of corrosion protection) |  | Flexible |  | 1901-01-01 |  | Catchment Basin, Single walled catchment basin | Flow Rest 90% Full | Flow Rest 90% Full |  |  | Automatic Tank Gauge |  | Automatic flow restrictor (MLLD), Containment Sump | Containment Sump |  |  | Annual line testing | Annual line testing |  | UST Currently In Use: 3; UST Temp Close: 1; AST Currently In Use: 0; AST Temp Closed: 0 | 3 | 1 | 0 | 24953-097-012892 | CAROL O. BURNS
21664 | Currently in Use |  | 1988-01-01 |  | Petroleum | Other, MARINE | Other | Retail | Steel | Steel | Coated & cathodic protection (sti-P3), Interior lined (not allowed as a standalone method of corrosion protection) |  | Flexible |  | 1901-01-01 |  | Catchment Basin, Single walled catchment basin | Flow Rest 90% Full | Flow Rest 90% Full |  |  | Automatic Tank Gauge |  | Automatic flow restrictor (MLLD), Containment Sump | Containment Sump |  |  | Annual line testing | Annual line testing |  | UST Currently In Use: 3; UST Temp Close: 1; AST Currently In Use: 0; AST Temp Closed: 0 | 3 | 1 | 0 | 24953-097-012892 | CAROL O. BURNS
21665 | Temporary Closed | 2004-08-13 | 1985-01-01 |  | Petroleum | Kerosene | Kerosene | Retail | Fiberglass coated steel | Fiberglass coated steel | Other, FRP |  | Fiberglass reinforced plastic |  | 1901-01-01 |  | Catchment Basin, Single walled catchment basin | Automatic shutoff device At 95% full | Automatic shutoff device At 95% full | [11 empty] | UST Currently In Use: 3; UST Temp Close: 1; AST Currently In Use: 0; AST Temp Closed: 0 | 3 | 1 | 0 | 24953-097-012892 | CAROL O. BURNS
21666 | Currently in Use |  | 1988-01-01 |  | Petroleum | Unleaded gasoline | Unleaded gasoline | Retail | Fiberglass coated steel, FBRG COAT | Fiberglass coated steel |  |  | Fiberglass reinforced plastic |  | 1901-01-01 |  | Catchment Basin, Single walled catchment basin | Automatic shutoff device At 95% full | Automatic shutoff device At 95% full |  |  | Continuous Automatic Tank Gauge |  | Automatic flow restrictor (MLLD) | Automatic flow restrictor (MLLD) |  |  | Annual line testing | Annual line testing |  | UST Currently In Use: 3; UST Temp Close: 0; AST Currently In Use: 0; AST Temp Closed: 0 | 3 | 0 | 0 | 23428-097-014487 | DIP CLUB FOOD MART
21667 | Currently in Use |  | 1988-01-01 |  | Petroleum | Premium gasoline | Premium gasoline | Retail | Fiberglass coated steel, FBRG COAT | Fiberglass coated steel |  |  | Fiberglass reinforced plastic |  | 1901-01-01 |  | Catchment Basin, Single walled catchment basin | Automatic shutoff device At 95% full | Automatic shutoff device At 95% full |  |  | Continuous Automatic Tank Gauge |  | Automatic flow restrictor (MLLD) | Automatic flow restrictor (MLLD) |  |  | Annual line testing | Annual line testing |  | UST Currently In Use: 3; UST Temp Close: 0; AST Currently In Use: 0; AST Temp Closed: 0 | 3 | 0 | 0 | 23428-097-014487 | DIP CLUB FOOD MART
21668 | Currently in Use |  | 1988-01-01 |  | Petroleum | On road diesel | On road diesel | Retail | Fiberglass coated steel, FBRG COAT | Fiberglass coated steel |  |  | Fiberglass reinforced plastic |  | 1901-01-01 |  | Catchment Basin, Single walled catchment basin | Automatic shutoff device At 95% full | Automatic shutoff device At 95% full |  |  | Continuous Automatic Tank Gauge |  | Automatic flow restrictor (MLLD) | Automatic flow restrictor (MLLD) |  |  | Annual line testing | Annual line testing |  | UST Currently In Use: 3; UST Temp Close: 0; AST Currently In Use: 0; AST Temp Closed: 0 | 3 | 0 | 0 | 23428-097-014487 | DIP CLUB FOOD MART
21669 | Permanently Closed | 1993-08-20 | 1981-01-01 | 1993-08-20 | Petroleum | On road diesel | On road diesel |  | Steel | Steel | Other, ASPHALT |  | Other, BLACK IRON |  | 1901-01-01 | [15 empty] | UST Currently In Use: 0; UST Temp Close: 0; AST Currently In Use: 0; AST Temp Closed: 0 | 0 | 0 | 2 | 13360-001-006872 | VERIZON
21670 | Permanently Closed | 1995-11-29 | 1982-01-01 | 1995-11-29 | Petroleum | On road diesel | On road diesel |  | Fiberglass reinforced plastic | Fiberglass reinforced plastic |  |  | Other, STAINLESS |  | 1901-01-01 | [15 empty] | UST Currently In Use: 0; UST Temp Close: 0; AST Currently In Use: 0; AST Temp Closed: 0 | 0 | 0 | 1 | 13360-003-012434 | VERIZON
21671 | Permanently Closed | 1995-11-30 | 1982-01-01 | 1995-11-30 | Petroleum | On road diesel | On road diesel |  | Fiberglass reinforced plastic | Fiberglass reinforced plastic |  |  | Other, STAINLESS |  | 1901-01-01 | [15 empty] | UST Currently In Use: 0; UST Temp Close: 0; AST Currently In Use: 0; AST Temp Closed: 0 | 0 | 0 | 1 | 13360-003-012435 | VERIZON
21672 | Permanently Closed | 1995-12-01 | 1982-01-01 | 1995-12-01 | Petroleum | On road diesel | On road diesel |  | Fiberglass reinforced plastic | Fiberglass reinforced plastic |  |  | Steel, STAINLESS |  | 1901-01-01 | [15 empty] | UST Currently In Use: 0; UST Temp Close: 0; AST Currently In Use: 0; AST Temp Closed: 0 | 0 | 0 | 1 | 13360-003-012504 | VERIZON
21673 | Currently in Use |  | 1988-01-01 |  | Petroleum | On road diesel | On road diesel | Emergency power generator | Double Wall, Fiberglass reinforced plastic | Fiberglass reinforced plastic |  |  | Double Wall, Flexible |  | 1901-01-01 |  | Catchment Basin, INSUMP | Automatic shutoff device At 95% full | Automatic shutoff device At 95% full | Interstitial Monitoring within Secondary Containment | SENSOR TO ATG | Automatic Tank Gauge | [8 empty] | UST Currently In Use: 1; UST Temp Close: 0; AST Currently In Use: 0; AST Temp Closed: 0 | 1 | 0 | 0 | 13360-089-013973 | VERIZON
21674 | Permanently Closed | 1993-07-14 | 1981-01-01 | 1993-07-14 | Petroleum | On road diesel | On road diesel |  | Steel | Steel |  | Painted or None | Other, BLACK IRON |  | 1901-01-01 | [15 empty] | UST Currently In Use: 0; UST Temp Close: 0; AST Currently In Use: 0; AST Temp Closed: 0 | 0 | 0 | 2 | 13360-097-006871 | VERIZON
21675 | Permanently Closed | 1993-06-07 | 1981-01-01 | 1993-06-07 | Petroleum | On road diesel | On road diesel | Emergency Power Generator | Steel | Steel | Other, ASPHALT |  | Other, BLACK IRON |  | 1901-01-01 | [15 empty] | UST Currently In Use: 1; UST Temp Close: 0; AST Currently In Use: 0; AST Temp Closed: 0 | 1 | 0 | 1 | 13360-115-006873 | VERIZON
21676 | Permanently Closed | 1993-10-25 | 1982-01-01 | 1993-10-25 | Petroleum | On road diesel | On road diesel |  | Steel | Steel | Other, TAR EPOXY |  | Steel |  | 1901-01-01 | [15 empty] | UST Currently In Use: 0; UST Temp Close: 0; AST Currently In Use: 0; AST Temp Closed: 0 | 0 | 0 | 3 | 13363-035-012305 | MCINTYRE TIE CO (MARC)
21677 | Permanently Closed | 1993-10-25 | 1982-01-01 | 1993-10-25 | Petroleum | On road diesel | On road diesel |  | Steel | Steel | Other, TAR EPOXY |  | Steel |  | 1901-01-01 | [15 empty] | UST Currently In Use: 0; UST Temp Close: 0; AST Currently In Use: 0; AST Temp Closed: 0 | 0 | 0 | 3 | 13363-035-012305 | MCINTYRE TIE CO (MARC)
21678 | Permanently Closed | 1993-10-25 | 1982-01-01 | 1993-10-25 | Petroleum | Unleaded gasoline | Unleaded gasoline |  | Steel | Steel | Other, TAR EPOXY |  | Steel |  | 1901-01-01 | [15 empty] | UST Currently In Use: 0; UST Temp Close: 0; AST Currently In Use: 0; AST Temp Closed: 0 | 0 | 0 | 3 | 13363-035-012305 | MCINTYRE TIE CO (MARC)
21679 | Currently in Use |  | 1985-01-01 |  | Petroleum | Unleaded gasoline | Unleaded gasoline | Retail | Fiberglass reinforced plastic, Single Wall | Single Wall |  |  | Fiberglass reinforced plastic, Single Wall |  | 1901-01-01 |  | Catchment Basin, Single walled catchment basin | Automatic shutoff device At 95% full, Flow Rest 90% Full | Flow Rest 90% Full |  |  | Continuous Automatic Tank Gauge |  | Automatic flow restrictor (MLLD) | Automatic flow restrictor (MLLD) |  |  | Annual line testing | Annual line testing |  | UST Currently In Use: 4; UST Temp Close: 0; AST Currently In Use: 0; AST Temp Closed: 0 | 4 | 0 | 0 | 25265-005-000028 | LGWS/CROSS AMERICA PARTNERS
21680 | Currently in Use |  | 1985-01-01 |  | Petroleum | Unleaded gasoline | Unleaded gasoline | Retail | Fiberglass reinforced plastic, Single Wall | Single Wall |  |  | Fiberglass reinforced plastic, Single Wall |  | 1901-01-01 |  | Catchment Basin, Single walled catchment basin | Automatic shutoff device At 95% full | Automatic shutoff device At 95% full |  |  | Continuous Automatic Tank Gauge |  | Automatic flow restrictor (MLLD) | Automatic flow restrictor (MLLD) |  |  | Annual line testing, Other, MANIFOLDED | Other |  | UST Currently In Use: 4; UST Temp Close: 0; AST Currently In Use: 0; AST Temp Closed: 0 | 4 | 0 | 0 | 25265-005-000028 | LGWS/CROSS AMERICA PARTNERS
21681 | Currently in Use |  | 1985-01-01 |  | Petroleum | Premium gasoline | Premium gasoline | Retail | Fiberglass reinforced plastic, Single Wall | Single Wall |  |  | Fiberglass reinforced plastic, Single Wall |  | 1901-01-01 |  | Catchment Basin, Single walled catchment basin | Automatic shutoff device At 95% full | Automatic shutoff device At 95% full |  |  | Continuous Automatic Tank Gauge |  | Automatic flow restrictor (MLLD) | Automatic flow restrictor (MLLD) |  |  | Annual line testing | Annual line testing |  | UST Currently In Use: 4; UST Temp Close: 0; AST Currently In Use: 0; AST Temp Closed: 0 | 4 | 0 | 0 | 25265-005-000028 | LGWS/CROSS AMERICA PARTNERS
21682 | Currently in Use |  | 1985-01-01 |  | Petroleum | On road diesel | On road diesel | Retail | Fiberglass reinforced plastic, Single Wall | Single Wall |  |  | Fiberglass reinforced plastic, Single Wall |  | 1901-01-01 |  | Catchment Basin, Single walled catchment basin | Automatic shutoff device At 95% full | Automatic shutoff device At 95% full |  |  | Continuous Automatic Tank Gauge |  | Automatic flow restrictor (MLLD) | Automatic flow restrictor (MLLD) |  |  | Annual line testing | Annual line testing |  | UST Currently In Use: 4; UST Temp Close: 0; AST Currently In Use: 0; AST Temp Closed: 0 | 4 | 0 | 0 | 25265-005-000028 | LGWS/CROSS AMERICA PARTNERS
21683 | Permanently Closed | 1987-06-01 | 1979-01-01 | 1987-06-01 | Petroleum | Unleaded gasoline | Unleaded gasoline |  | Steel | Steel |  | Painted or None | Steel |  | 1901-01-01 | [15 empty] | UST Currently In Use: 0; UST Temp Close: 0; AST Currently In Use: 0; AST Temp Closed: 0 | 0 | 0 | 3 | 13364-005-005902 | MCKENZIE OIL COMPANY, INC.
21684 | Permanently Closed | 1987-06-01 | 1979-01-01 | 1987-06-01 | Petroleum | Unleaded gasoline | Unleaded gasoline |  | Steel | Steel |  | Painted or None | Steel |  | 1901-01-01 | [15 empty] | UST Currently In Use: 0; UST Temp Close: 0; AST Currently In Use: 0; AST Temp Closed: 0 | 0 | 0 | 3 | 13364-005-005902 | MCKENZIE OIL COMPANY, INC.
21685 | Permanently Closed | 1987-06-01 | 1979-01-01 | 1987-06-01 | Petroleum | Unleaded gasoline | Unleaded gasoline |  | Steel | Steel |  | Painted or None | Steel |  | 1901-01-01 | [15 empty] | UST Currently In Use: 0; UST Temp Close: 0; AST Currently In Use: 0; AST Temp Closed: 0 | 0 | 0 | 3 | 13364-005-005902 | MCKENZIE OIL COMPANY, INC.
21689 | Permanently Closed | 1992-02-24 | 1973-01-01 | 1992-02-24 | Petroleum | Unleaded gasoline | Unleaded gasoline | State/federal government | Steel | Steel |  | Painted or None | Steel |  | 1901-01-01 | [15 empty] | UST Currently In Use: 0; UST Temp Close: 0; AST Currently In Use: 0; AST Temp Closed: 0 | 0 | 0 | 5 | 14667-005-005903 | DEPARTMENT OF TRANSPORTATION HIGHWAY
21690 | Permanently Closed | 1992-02-24 | 1973-01-01 | 1992-02-24 | Petroleum | Unleaded gasoline | Unleaded gasoline | State/federal government | Steel | Steel |  | Painted or None | Steel |  | 1901-01-01 | [15 empty] | UST Currently In Use: 0; UST Temp Close: 0; AST Currently In Use: 0; AST Temp Closed: 0 | 0 | 0 | 5 | 14667-005-005903 | DEPARTMENT OF TRANSPORTATION HIGHWAY
21691 | Permanently Closed | 1992-02-24 | 1973-01-01 | 1992-02-24 | Petroleum | Unleaded gasoline | Unleaded gasoline | State/federal government | Steel | Steel |  | Painted or None | Steel |  | 1901-01-01 | [15 empty] | UST Currently In Use: 0; UST Temp Close: 0; AST Currently In Use: 0; AST Temp Closed: 0 | 0 | 0 | 5 | 14667-005-005903 | DEPARTMENT OF TRANSPORTATION HIGHWAY
21692 | Permanently Closed | 1988-12-25 | 1978-01-01 | 1992-02-24 | Petroleum | On road diesel | On road diesel | State/federal government | Steel | Steel |  | Painted or None | Steel |  | 1901-01-01 | [15 empty] | UST Currently In Use: 0; UST Temp Close: 0; AST Currently In Use: 0; AST Temp Closed: 0 | 0 | 0 | 5 | 14667-005-005903 | DEPARTMENT OF TRANSPORTATION HIGHWAY
21693 | Permanently Closed | 1988-12-25 | 1978-01-01 | 1992-02-24 | Petroleum | On road diesel | On road diesel | State/federal government | Steel | Steel |  | Painted or None | Steel |  | 1901-01-01 | [15 empty] | UST Currently In Use: 0; UST Temp Close: 0; AST Currently In Use: 0; AST Temp Closed: 0 | 0 | 0 | 5 | 14667-005-005903 | DEPARTMENT OF TRANSPORTATION HIGHWAY
21694 | Permanently Closed | 1993-11-01 | 1977-01-01 | 1994-08-23 | Petroleum | Unleaded gasoline | Unleaded gasoline | Retail | Steel | Steel |  | Painted or None | Steel |  | 1901-01-01 |  |  | Audible high level alarm At 90% full | Audible high level alarm At 90% full | [8 empty] | Annual line testing | Annual line testing |  | UST Currently In Use: 0; UST Temp Close: 0; AST Currently In Use: 0; AST Temp Closed: 0 | 0 | 0 | 4 | 13364-005-005904 | MCKENZIE OIL COMPANY, INC.
21695 | Permanently Closed | 1994-07-01 | 1977-01-01 | 1994-08-23 | Petroleum | On road diesel | On road diesel | Retail | Steel | Steel |  | Painted or None | Steel |  | 1901-01-01 |  |  | Audible high level alarm At 90% full | Audible high level alarm At 90% full | [8 empty] | Annual line testing | Annual line testing |  | UST Currently In Use: 0; UST Temp Close: 0; AST Currently In Use: 0; AST Temp Closed: 0 | 0 | 0 | 4 | 13364-005-005904 | MCKENZIE OIL COMPANY, INC.
21696 | Permanently Closed | 1994-07-01 | 1977-01-01 | 1994-08-23 | Petroleum | Unleaded gasoline | Unleaded gasoline | Retail | Steel | Steel |  | Painted or None | Steel |  | 1901-01-01 |  |  | Audible high level alarm At 90% full | Audible high level alarm At 90% full | [8 empty] | Annual line testing | Annual line testing |  | UST Currently In Use: 0; UST Temp Close: 0; AST Currently In Use: 0; AST Temp Closed: 0 | 0 | 0 | 4 | 13364-005-005904 | MCKENZIE OIL COMPANY, INC.
21697 | Permanently Closed | 1994-07-01 | 1977-01-01 | 1994-08-23 | Petroleum | Unleaded gasoline | Unleaded gasoline | Retail | Steel | Steel |  | Painted or None | Steel |  | 1901-01-01 |  |  | Audible high level alarm At 90% full | Audible high level alarm At 90% full | [8 empty] | Annual line testing | Annual line testing |  | UST Currently In Use: 0; UST Temp Close: 0; AST Currently In Use: 0; AST Temp Closed: 0 | 0 | 0 | 4 | 13364-005-005904 | MCKENZIE OIL COMPANY, INC.
21698 | Permanently Closed | 2000-02-16 | 1976-01-01 | 2000-02-16 | Petroleum | Unleaded gasoline | Unleaded gasoline | Retail | Steel | Steel |  | Painted or None | Steel |  | 1901-01-01 |  |  | Flow Rest 90% Full | Flow Rest 90% Full |  |  | Automatic Tank Gauge, Statistical Inventory Reconciliation (SIR) | [5 empty] | Annual line testing, Statistical inventory reconciliation (SIR) | Statistical inventory reconciliation (SIR) |  | UST Currently In Use: 0; UST Temp Close: 0; AST Currently In Use: 0; AST Temp Closed: 0 | 0 | 0 | 3 | 20122-005-006029 | DONALD R CLARK
21699 | Permanently Closed | 2000-02-16 | 1976-01-01 | 2000-02-16 | Petroleum | Unleaded gasoline | Unleaded gasoline | Retail | Steel | Steel |  | Painted or None | Steel |  | 1901-01-01 |  |  | Flow Rest 90% Full | Flow Rest 90% Full |  |  | Automatic Tank Gauge, Statistical Inventory Reconciliation (SIR) | [5 empty] | Annual line testing, Statistical inventory reconciliation (SIR) | Statistical inventory reconciliation (SIR) |  | UST Currently In Use: 0; UST Temp Close: 0; AST Currently In Use: 0; AST Temp Closed: 0 | 0 | 0 | 3 | 20122-005-006029 | DONALD R CLARK
21700 | Permanently Closed | 2000-02-16 | 1976-01-01 | 2000-02-16 | Petroleum | Unleaded gasoline | Unleaded gasoline | Retail | Steel | Steel |  | Painted or None | Steel |  | 1901-01-01 |  |  | Flow Rest 90% Full | Flow Rest 90% Full |  |  | Automatic Tank Gauge, Statistical Inventory Reconciliation (SIR) | [5 empty] | Annual line testing, Statistical inventory reconciliation (SIR) | Statistical inventory reconciliation (SIR) |  | UST Currently In Use: 0; UST Temp Close: 0; AST Currently In Use: 0; AST Temp Closed: 0 | 0 | 0 | 3 | 20122-005-006029 | DONALD R CLARK
21701 | Permanently Closed | 1991-01-30 | 1976-01-01 | 1991-01-30 | Petroleum | Unleaded gasoline | Unleaded gasoline |  | Steel | Steel |  |  |  |  | 1901-01-01 | [15 empty] | UST Currently In Use: 3; UST Temp Close: 0; AST Currently In Use: 0; AST Temp Closed: 0 | 3 | 0 | 3 | 20737-005-007502 | BILLY ROGERS
21702 | Permanently Closed | 1991-01-30 | 1976-01-01 | 1991-01-30 | Petroleum | Unleaded gasoline | Unleaded gasoline |  | Steel | Steel |  |  |  |  | 1901-01-01 | [15 empty] | UST Currently In Use: 3; UST Temp Close: 0; AST Currently In Use: 0; AST Temp Closed: 0 | 3 | 0 | 3 | 20737-005-007502 | BILLY ROGERS
21703 | Permanently Closed | 1991-01-30 | 1976-01-01 | 1991-01-30 | Petroleum | Unleaded gasoline | Unleaded gasoline |  | Steel | Steel |  |  |  |  | 1901-01-01 | [15 empty] | UST Currently In Use: 3; UST Temp Close: 0; AST Currently In Use: 0; AST Temp Closed: 0 | 3 | 0 | 3 | 20737-005-007502 | BILLY ROGERS
21704 | Currently in Use |  | 1985-01-01 |  | Petroleum | Unleaded gasoline | Unleaded gasoline | Retail | Steel | Steel | Coated & cathodic protection (sti-P3), Field installed cathodic protection |  | Fiberglass reinforced plastic |  | 1901-01-01 |  | Catchment Basin, Single walled catchment basin | Automatic shutoff device At 95% full | Automatic shutoff device At 95% full |  |  | Continuous Automatic Tank Gauge |  | Automatic flow restrictor (MLLD) | Automatic flow restrictor (MLLD) |  |  | Annual line testing | Annual line testing |  | UST Currently In Use: 3; UST Temp Close: 0; AST Currently In Use: 0; AST Temp Closed: 0 | 3 | 0 | 3 | 20737-005-007502 | BILLY ROGERS
21705 | Permanently Closed | 2000-11-16 | 1978-01-01 | 2000-10-31 | Petroleum | Unleaded gasoline | Unleaded gasoline |  | Steel | Steel |  |  | Steel |  | 1901-01-01 | [15 empty] | UST Currently In Use: 0; UST Temp Close: 0; AST Currently In Use: 0; AST Temp Closed: 0 | 0 | 0 | 3 | 13727-011-005899 | SURE OIL CO INC WILLIAM HAYNES
21706 | Permanently Closed | 1998-12-21 | 1978-01-01 | 2000-10-31 | Petroleum | Unleaded gasoline | Unleaded gasoline |  | Steel | Steel |  |  | Steel |  | 1901-01-01 | [15 empty] | UST Currently In Use: 0; UST Temp Close: 0; AST Currently In Use: 0; AST Temp Closed: 0 | 0 | 0 | 3 | 13727-011-005899 | SURE OIL CO INC WILLIAM HAYNES
21707 | Permanently Closed | 2000-11-16 | 1978-01-01 | 2000-10-31 | Petroleum | Unleaded gasoline | Unleaded gasoline |  | Steel | Steel |  |  | Steel |  | 1901-01-01 | [15 empty] | UST Currently In Use: 0; UST Temp Close: 0; AST Currently In Use: 0; AST Temp Closed: 0 | 0 | 0 | 3 | 13727-011-005899 | SURE OIL CO INC WILLIAM HAYNES
21708 | Permanently Closed | 1994-01-31 | 1973-01-01 | 1994-02-02 | Petroleum | Unleaded gasoline | Unleaded gasoline | Retail | Steel | Steel |  | Painted or None | Steel |  | 1901-01-01 | [12 empty] | Annual line testing | Annual line testing |  | UST Currently In Use: 3; UST Temp Close: 0; AST Currently In Use: 0; AST Temp Closed: 0 | 3 | 0 | 8 | 13364-011-005901 | MCKENZIE OIL COMPANY, INC.
21709 | Permanently Closed | 1994-01-31 | 1973-01-01 | 1994-02-02 | Petroleum | Unleaded gasoline | Unleaded gasoline | Retail | Steel | Steel |  | Painted or None | Steel |  | 1901-01-01 | [12 empty] | Annual line testing | Annual line testing |  | UST Currently In Use: 3; UST Temp Close: 0; AST Currently In Use: 0; AST Temp Closed: 0 | 3 | 0 | 8 | 13364-011-005901 | MCKENZIE OIL COMPANY, INC.
21710 | Permanently Closed | 1994-01-31 | 1973-01-01 | 1994-02-02 | Petroleum | Unleaded gasoline | Unleaded gasoline | Retail | Steel | Steel |  | Painted or None | Steel |  | 1901-01-01 | [15 empty] | UST Currently In Use: 3; UST Temp Close: 0; AST Currently In Use: 0; AST Temp Closed: 0 | 3 | 0 | 8 | 13364-011-005901 | MCKENZIE OIL COMPANY, INC.
21711 | Permanently Closed | 1994-01-31 | 1979-01-01 | 1994-02-02 | Petroleum | Unleaded gasoline | Unleaded gasoline | Retail | Steel | Steel |  | Painted or None | Steel |  | 1901-01-01 | [15 empty] | UST Currently In Use: 3; UST Temp Close: 0; AST Currently In Use: 0; AST Temp Closed: 0 | 3 | 0 | 8 | 13364-011-005901 | MCKENZIE OIL COMPANY, INC.
21712 | Permanently Closed | 1988-09-01 | 1981-01-01 | 1988-09-01 | Petroleum | On road diesel | On road diesel |  | Steel | Steel |  | Painted or None | Steel |  | 1901-01-01 | [15 empty] | UST Currently In Use: 3; UST Temp Close: 0; AST Currently In Use: 0; AST Temp Closed: 0 | 3 | 0 | 8 | 13364-011-005901 | MCKENZIE OIL COMPANY, INC.
21713 | Permanently Closed | 1994-01-31 | 1973-01-01 | 1994-02-02 | Petroleum | On road diesel | On road diesel | Retail | Steel | Steel |  | Painted or None | Steel |  | 1901-01-01 | [12 empty] | Annual line testing | Annual line testing |  | UST Currently In Use: 3; UST Temp Close: 0; AST Currently In Use: 0; AST Temp Closed: 0 | 3 | 0 | 8 | 13364-011-005901 | MCKENZIE OIL COMPANY, INC.
21714 | Permanently Closed | 1994-01-31 | 1973-01-01 | 1994-02-02 | Petroleum | On road diesel | On road diesel | Retail | Steel | Steel |  | Painted or None | Steel |  | 1901-01-01 | [12 empty] | Annual line testing | Annual line testing |  | UST Currently In Use: 3; UST Temp Close: 0; AST Currently In Use: 0; AST Temp Closed: 0 | 3 | 0 | 8 | 13364-011-005901 | MCKENZIE OIL COMPANY, INC.
21715 | Permanently Closed | 1988-08-01 | 1973-01-01 | 1988-09-01 | Petroleum | Kerosene | Kerosene |  | Steel | Steel |  | Painted or None | Steel |  | 1901-01-01 | [15 empty] | UST Currently In Use: 3; UST Temp Close: 0; AST Currently In Use: 0; AST Temp Closed: 0 | 3 | 0 | 8 | 13364-011-005901 | MCKENZIE OIL COMPANY, INC.
21716 | Permanently Closed | 1991-11-25 | 1975-01-01 | 1991-11-25 | Petroleum | Unleaded gasoline | Unleaded gasoline |  | Steel | Steel |  |  | Steel |  | 1901-01-01 | [12 empty] | Annual line testing | Annual line testing |  | UST Currently In Use: 4; UST Temp Close: 0; AST Currently In Use: 0; AST Temp Closed: 0 | 4 | 0 | 5 | 23413-101-005900 | CIRCLE K STORES, INC.
21717 | Permanently Closed | 1991-11-25 | 1975-01-01 | 1991-11-25 | Petroleum | Unleaded gasoline | Unleaded gasoline |  | Steel | Steel |  |  | Steel |  | 1901-01-01 | [12 empty] | Annual line testing | Annual line testing |  | UST Currently In Use: 4; UST Temp Close: 0; AST Currently In Use: 0; AST Temp Closed: 0 | 4 | 0 | 5 | 23413-101-005900 | CIRCLE K STORES, INC.
21718 | Permanently Closed | 1991-11-25 | 1975-01-01 | 1991-11-25 | Petroleum | Unleaded gasoline | Unleaded gasoline |  | Steel | Steel |  |  | Steel |  | 1901-01-01 | [12 empty] | Annual line testing | Annual line testing |  | UST Currently In Use: 4; UST Temp Close: 0; AST Currently In Use: 0; AST Temp Closed: 0 | 4 | 0 | 5 | 23413-101-005900 | CIRCLE K STORES, INC.
21719 | Permanently Closed | 1991-11-25 | 1975-01-01 | 1991-11-25 | Petroleum | Unleaded gasoline | Unleaded gasoline |  | Steel | Steel |  |  | Steel |  | 1901-01-01 | [15 empty] | UST Currently In Use: 4; UST Temp Close: 0; AST Currently In Use: 0; AST Temp Closed: 0 | 4 | 0 | 5 | 23413-101-005900 | CIRCLE K STORES, INC.
21720 | Permanently Closed | 1992-02-19 | 1980-01-01 | 1992-02-19 | Petroleum | On road diesel | On road diesel |  | Steel | Steel |  |  | Steel |  | 1901-01-01 | [12 empty] | Annual line testing | Annual line testing |  | UST Currently In Use: 4; UST Temp Close: 0; AST Currently In Use: 0; AST Temp Closed: 0 | 4 | 0 | 5 | 23413-101-005900 | CIRCLE K STORES, INC.
21721 | Permanently Closed | 1978-10-01 | 1964-01-01 | 1988-11-23 | Petroleum | Unleaded gasoline | Unleaded gasoline |  | Steel | Steel |  |  |  |  | 1901-01-01 | [15 empty] | UST Currently In Use: 0; UST Temp Close: 0; AST Currently In Use: 0; AST Temp Closed: 0 | 0 | 0 | 3 | 13365-053-001894 | MCKINLEY'S AUTO SERVICE
21722 | Permanently Closed | 1978-10-01 | 1964-01-01 | 1988-11-23 | Petroleum | Unleaded gasoline | Unleaded gasoline |  | Steel | Steel |  |  |  |  | 1901-01-01 | [15 empty] | UST Currently In Use: 0; UST Temp Close: 0; AST Currently In Use: 0; AST Temp Closed: 0 | 0 | 0 | 3 | 13365-053-001894 | MCKINLEY'S AUTO SERVICE
21723 | Permanently Closed | 1978-10-01 | 1964-01-01 | 1988-11-23 | Petroleum | Unleaded gasoline | Unleaded gasoline |  | Steel | Steel |  |  |  |  | 1901-01-01 | [15 empty] | UST Currently In Use: 0; UST Temp Close: 0; AST Currently In Use: 0; AST Temp Closed: 0 | 0 | 0 | 3 | 13365-053-001894 | MCKINLEY'S AUTO SERVICE
21724 | Retired | 1983-05-01 | 1976-01-01 |  | Petroleum | On road diesel | On road diesel |  | Steel | Steel |  |  |  |  | 1901-01-01 | [15 empty] | UST Currently In Use: 0; UST Temp Close: 0; AST Currently In Use: 0; AST Temp Closed: 0 | 0 | 0 | 0 | 13366-073-001614 | MCKINNEY DRILLING CO
21725 | Retired | 1983-05-01 | 1976-01-01 |  | Petroleum | Unleaded gasoline | Unleaded gasoline |  | Steel | Steel |  |  |  |  | 1901-01-01 | [15 empty] | UST Currently In Use: 0; UST Temp Close: 0; AST Currently In Use: 0; AST Temp Closed: 0 | 0 | 0 | 0 | 13366-073-001614 | MCKINNEY DRILLING CO
21726 | Permanently Closed | 1994-04-01 | 1979-01-01 | 1994-06-24 | Petroleum | Unleaded gasoline | Unleaded gasoline |  | Steel | Steel |  | Painted or None |  |  | 1901-01-01 | [15 empty] | UST Currently In Use: 0; UST Temp Close: 0; AST Currently In Use: 1; AST Temp Closed: 0 | 0 | 0 | 4 | 13367-033-005505 | MCKINNEY LUMBER INC
21727 | Permanently Closed | 1994-04-01 | 1979-01-01 | 1994-06-24 | Petroleum | On road diesel | On road diesel |  | Steel | Steel |  | Painted or None |  |  | 1901-01-01 | [15 empty] | UST Currently In Use: 0; UST Temp Close: 0; AST Currently In Use: 1; AST Temp Closed: 0 | 0 | 0 | 4 | 13367-033-005505 | MCKINNEY LUMBER INC
21728 | Permanently Closed | 1981-06-01 | 1974-01-01 | 1988-11-11 | Petroleum | On road diesel | On road diesel |  |  |  |  | Painted or None |  |  | 1901-01-01 | [15 empty] | UST Currently In Use: 0; UST Temp Close: 0; AST Currently In Use: 1; AST Temp Closed: 0 | 0 | 0 | 4 | 13367-033-005505 | MCKINNEY LUMBER INC
21729 | Permanently Closed | 1981-06-01 | 1974-01-01 | 1988-11-11 | Petroleum | Unleaded gasoline | Unleaded gasoline |  |  |  |  | Painted or None |  |  | 1901-01-01 | [15 empty] | UST Currently In Use: 0; UST Temp Close: 0; AST Currently In Use: 1; AST Temp Closed: 0 | 0 | 0 | 4 | 13367-033-005505 | MCKINNEY LUMBER INC
21730 | Permanently Closed | 1987-09-01 | 1970-01-01 |  | Petroleum | Unleaded gasoline | Unleaded gasoline |  | Steel | Steel | Coated & cathodic protection (sti-P3) |  | Steel |  | 1901-01-01 | Field installed cathodic protection | [14 empty] | UST Currently In Use: 0; UST Temp Close: 0; AST Currently In Use: 1; AST Temp Closed: 0 | 0 | 0 | 1 | 13368-097-001653 | MCKINNEY PETROLEUM EQUIPMENT
21731 | Permanently Closed | 1990-12-01 | 1965-01-01 |  | Petroleum | Unleaded gasoline | Unleaded gasoline |  | Steel | Steel |  | Painted or None | Steel |  | 1901-01-01 | [15 empty] | UST Currently In Use: 0; UST Temp Close: 0; AST Currently In Use: 1; AST Temp Closed: 0 | 0 | 0 | 2 | 13369-021-010462 | MCKINNON MOTORS INC
21732 | Permanently Closed | 1990-12-28 | 1965-01-01 |  | Petroleum | Used oil | Used oil |  | Steel | Steel |  | Painted or None | Steel |  | 1901-01-01 | [15 empty] | UST Currently In Use: 0; UST Temp Close: 0; AST Currently In Use: 1; AST Temp Closed: 0 | 0 | 0 | 2 | 13369-021-010462 | MCKINNON MOTORS INC
21733 | Permanently Closed | 1988-12-07 | 1970-01-01 | 1988-12-07 | Petroleum | On road diesel | On road diesel |  | Steel | Steel |  | Painted or None | Steel |  | 1901-01-01 | [15 empty] | UST Currently In Use: 0; UST Temp Close: 0; AST Currently In Use: 0; AST Temp Closed: 0 | 0 | 0 | 1 | 13370-023-004875 | MCLEMORE DISTRIBUTORS INC
21734 | Currently in Use | 2012-05-22 | 1969-01-01 |  | Petroleum | Unleaded gasoline | Unleaded gasoline | Retail | Steel | Steel | Field installed cathodic protection |  | Fiberglass reinforced plastic |  |  |  | Catchment Basin, Single walled catchment basin | Flow Rest 90% Full | Flow Rest 90% Full |  |  | Statistical Inventory Reconciliation (SIR) |  | Automatic flow restrictor (MLLD) | Automatic flow restrictor (MLLD) |  |  | Annual line testing, Statistical inventory reconciliation (SIR) | Statistical inventory reconciliation (SIR) |  | UST Currently In Use: 2; UST Temp Close: 1; AST Currently In Use: 0; AST Temp Closed: 0 | 2 | 1 | 2 | 25657-023-009388 | CLA TRUCKING
21735 | Temporary Closed | 2012-05-22 | 1969-01-01 |  | Petroleum | Premium gasoline | Premium gasoline | Retail | Steel | Steel | Field installed cathodic protection |  | Fiberglass reinforced plastic |  |  |  | Catchment Basin, Single walled catchment basin | Flow Rest 90% Full | Flow Rest 90% Full |  |  | Statistical Inventory Reconciliation (SIR) |  | Automatic flow restrictor (MLLD) | Automatic flow restrictor (MLLD) |  |  | Annual line testing, Statistical inventory reconciliation (SIR) | Statistical inventory reconciliation (SIR) |  | UST Currently In Use: 2; UST Temp Close: 1; AST Currently In Use: 0; AST Temp Closed: 0 | 2 | 1 | 2 | 25657-023-009388 | CLA TRUCKING
21736 | Currently in Use | 2012-05-22 | 1969-01-01 |  | Petroleum | On road diesel | On road diesel | Retail | Steel | Steel | Field installed cathodic protection |  | Fiberglass reinforced plastic |  |  |  | Catchment Basin, Single walled catchment basin | Flow Rest 90% Full | Flow Rest 90% Full |  |  | Statistical Inventory Reconciliation (SIR) |  | Automatic flow restrictor (MLLD) | Automatic flow restrictor (MLLD) |  |  | Annual line testing, Statistical inventory reconciliation (SIR) | Statistical inventory reconciliation (SIR) |  | UST Currently In Use: 2; UST Temp Close: 1; AST Currently In Use: 0; AST Temp Closed: 0 | 2 | 1 | 2 | 25657-023-009388 | CLA TRUCKING
21737 | Permanently Closed | 1998-12-15 | 1974-01-01 | 1999-01-13 | Petroleum | On road diesel | On road diesel |  | Steel | Steel |  | Painted or None | Steel |  | 1901-01-01 | [6 empty] | Statistical Inventory Reconciliation (SIR) | [8 empty] | UST Currently In Use: 2; UST Temp Close: 1; AST Currently In Use: 0; AST Temp Closed: 0 | 2 | 1 | 2 | 25657-023-009388 | CLA TRUCKING
21738 | Permanently Closed | 1998-12-15 | 1974-01-01 | 1999-01-13 | Petroleum | On road diesel | On road diesel |  | Steel | Steel |  | Painted or None | Steel |  | 1901-01-01 | [6 empty] | Statistical Inventory Reconciliation (SIR) | [8 empty] | UST Currently In Use: 2; UST Temp Close: 1; AST Currently In Use: 0; AST Temp Closed: 0 | 2 | 1 | 2 | 25657-023-009388 | CLA TRUCKING
21739 | Currently in Use |  | 1969-01-01 |  | Petroleum | Unleaded gasoline | Unleaded gasoline | Bulk facility, Retail | Steel | Steel | Field installed cathodic protection |  | Fiberglass reinforced plastic |  |  |  | Catchment Basin, Single walled catchment basin | Flow Rest 90% Full | Flow Rest 90% Full |  |  | Statistical Inventory Reconciliation (SIR) |  | Automatic flow restrictor (MLLD) | Automatic flow restrictor (MLLD) |  |  | Statistical inventory reconciliation (SIR) | Statistical inventory reconciliation (SIR) |  | UST Currently In Use: 4; UST Temp Close: 0; AST Currently In Use: 2; AST Temp Closed: 1 | 4 | 0 | 1 | 13370-023-009389 | MCLEMORE DISTRIBUTORS INC
21740 | Currently in Use |  | 1969-01-01 |  | Petroleum | Ethanol free gasoline | Ethanol free gasoline | Bulk facility, Retail | Steel | Steel | Field installed cathodic protection |  | Fiberglass reinforced plastic |  |  |  | Catchment Basin, Single walled catchment basin | Flow Rest 90% Full | Flow Rest 90% Full |  |  | Statistical Inventory Reconciliation (SIR) |  | Automatic flow restrictor (MLLD) | Automatic flow restrictor (MLLD) |  |  | Statistical inventory reconciliation (SIR) | Statistical inventory reconciliation (SIR) |  | UST Currently In Use: 4; UST Temp Close: 0; AST Currently In Use: 2; AST Temp Closed: 1 | 4 | 0 | 1 | 13370-023-009389 | MCLEMORE DISTRIBUTORS INC
21741 | Currently in Use |  | 1969-01-01 |  | Petroleum | On road diesel | On road diesel | Bulk facility, Retail | Steel | Steel | Field installed cathodic protection |  | Fiberglass reinforced plastic |  |  |  | Catchment Basin, Single walled catchment basin | Flow Rest 90% Full | Flow Rest 90% Full |  |  | Statistical Inventory Reconciliation (SIR) |  | Automatic flow restrictor (MLLD) | Automatic flow restrictor (MLLD) |  |  | Statistical inventory reconciliation (SIR) | Statistical inventory reconciliation (SIR) |  | UST Currently In Use: 4; UST Temp Close: 0; AST Currently In Use: 2; AST Temp Closed: 1 | 4 | 0 | 1 | 13370-023-009389 | MCLEMORE DISTRIBUTORS INC
21742 | Currently in Use |  | 1982-01-01 |  | Petroleum | Off road diesel | Off road diesel | Bulk facility, Retail | Steel | Steel | Field installed cathodic protection |  | Fiberglass reinforced plastic |  |  |  | Catchment Basin, Single walled catchment basin | Flow Rest 90% Full | Flow Rest 90% Full |  |  | Statistical Inventory Reconciliation (SIR) | [8 empty] | UST Currently In Use: 4; UST Temp Close: 0; AST Currently In Use: 2; AST Temp Closed: 1 | 4 | 0 | 1 | 13370-023-009389 | MCLEMORE DISTRIBUTORS INC
21743 | Permanently Closed | 1998-08-29 | 1974-01-01 | 1998-08-29 | Petroleum | On road diesel | On road diesel |  | Steel | Steel |  | Painted or None | Steel | [8 empty] | Statistical Inventory Reconciliation (SIR) | [8 empty] | UST Currently In Use: 4; UST Temp Close: 0; AST Currently In Use: 2; AST Temp Closed: 1 | 4 | 0 | 1 | 13370-023-009389 | MCLEMORE DISTRIBUTORS INC
21744 | Permanently Closed | 1999-02-10 | 1964-01-01 | 1999-02-10 | Petroleum | Unleaded gasoline | Unleaded gasoline |  | Steel | Steel |  | Painted or None | Steel |  | 1901-01-01 | [6 empty] | Statistical Inventory Reconciliation (SIR) | [8 empty] | UST Currently In Use: 0; UST Temp Close: 3; AST Currently In Use: 0; AST Temp Closed: 0 | 0 | 3 | 2 | 13370-023-010051 | MCLEMORE DISTRIBUTORS INC
21745 | Permanently Closed | 1999-02-10 | 1964-01-01 | 1999-02-10 | Petroleum | Unleaded gasoline | Unleaded gasoline |  | Steel | Steel |  | Painted or None | Steel |  | 1901-01-01 | [6 empty] | Statistical Inventory Reconciliation (SIR) | [8 empty] | UST Currently In Use: 0; UST Temp Close: 3; AST Currently In Use: 0; AST Temp Closed: 0 | 0 | 3 | 2 | 13370-023-010051 | MCLEMORE DISTRIBUTORS INC
21746 | Permanently Closed | 1999-04-30 | 1969-01-01 | 1999-11-09 | Petroleum | Unleaded gasoline | Unleaded gasoline |  | Steel | Steel |  | Painted or None | Steel |  | 1901-01-01 | [6 empty] | Statistical Inventory Reconciliation (SIR) | [8 empty] | UST Currently In Use: 0; UST Temp Close: 0; AST Currently In Use: 0; AST Temp Closed: 0 | 0 | 0 | 3 | 13370-023-010052 | MCLEMORE DISTRIBUTORS INC
21747 | Permanently Closed | 1999-04-30 | 1969-01-01 | 1999-11-09 | Petroleum | Unleaded gasoline | Unleaded gasoline |  | Steel | Steel |  | Painted or None | Steel |  | 1901-01-01 | [6 empty] | Statistical Inventory Reconciliation (SIR) | [8 empty] | UST Currently In Use: 0; UST Temp Close: 0; AST Currently In Use: 0; AST Temp Closed: 0 | 0 | 0 | 3 | 13370-023-010052 | MCLEMORE DISTRIBUTORS INC
21748 | Permanently Closed | 1999-04-30 | 1969-01-01 | 1999-11-09 | Petroleum | On road diesel | On road diesel |  | Steel | Steel |  | Painted or None | Steel |  | 1901-01-01 | [6 empty] | Statistical Inventory Reconciliation (SIR) | [8 empty] | UST Currently In Use: 0; UST Temp Close: 0; AST Currently In Use: 0; AST Temp Closed: 0 | 0 | 0 | 3 | 13370-023-010052 | MCLEMORE DISTRIBUTORS INC
21749 | Permanently Closed | 1998-10-27 | 1969-01-01 | 1998-10-27 | Petroleum | Unleaded gasoline | Unleaded gasoline |  | Steel | Steel |  | Painted or None | Steel |  | 1901-01-01 | [6 empty] | Statistical Inventory Reconciliation (SIR) | [8 empty] | UST Currently In Use: 0; UST Temp Close: 0; AST Currently In Use: 0; AST Temp Closed: 2 | 0 | 0 | 2 | 13370-023-010054 | MCLEMORE DISTRIBUTORS INC
21750 | Permanently Closed | 1980-06-01 | 1901-01-01 | 1998-10-27 | Petroleum | Unleaded gasoline | Unleaded gasoline |  | Steel | Steel |  |  |  |  | 1901-01-01 | [15 empty] | UST Currently In Use: 0; UST Temp Close: 0; AST Currently In Use: 0; AST Temp Closed: 2 | 0 | 0 | 2 | 13370-023-010054 | MCLEMORE DISTRIBUTORS INC
21751 | Permanently Closed | 1988-12-09 | 1979-01-01 | 1988-12-09 | Petroleum | Unleaded gasoline | Unleaded gasoline |  | Steel | Steel |  | Painted or None | Steel |  | 1901-01-01 | [15 empty] | UST Currently In Use: 0; UST Temp Close: 0; AST Currently In Use: 0; AST Temp Closed: 0 | 0 | 0 | 2 | 13370-023-010056 | MCLEMORE DISTRIBUTORS INC
21752 | Permanently Closed | 1988-12-09 | 1979-01-01 | 1988-12-09 | Petroleum | Unleaded gasoline | Unleaded gasoline |  | Steel | Steel |  | Painted or None | Steel |  | 1901-01-01 | [15 empty] | UST Currently In Use: 0; UST Temp Close: 0; AST Currently In Use: 0; AST Temp Closed: 0 | 0 | 0 | 2 | 13370-023-010056 | MCLEMORE DISTRIBUTORS INC
21753 | Permanently Closed | 1982-06-01 | 1969-01-01 |  | Petroleum | Unleaded gasoline | Unleaded gasoline |  | Steel | Steel |  | Painted or None | Steel |  | 1901-01-01 | [15 empty] | UST Currently In Use: 0; UST Temp Close: 0; AST Currently In Use: 0; AST Temp Closed: 0 | 0 | 0 | 3 | 13370-023-010057 | MCLEMORE DISTRIBUTORS INC
21754 | Permanently Closed | 1982-06-01 | 1969-01-01 |  | Petroleum | Unleaded gasoline | Unleaded gasoline |  | Steel | Steel |  | Painted or None | Steel |  | 1901-01-01 | [15 empty] | UST Currently In Use: 0; UST Temp Close: 0; AST Currently In Use: 0; AST Temp Closed: 0 | 0 | 0 | 3 | 13370-023-010057 | MCLEMORE DISTRIBUTORS INC
21755 | Permanently Closed | 1982-06-01 | 1974-01-01 |  | Petroleum | Unleaded gasoline | Unleaded gasoline |  | Steel | Steel |  | Painted or None | Steel |  | 1901-01-01 | [15 empty] | UST Currently In Use: 0; UST Temp Close: 0; AST Currently In Use: 0; AST Temp Closed: 0 | 0 | 0 | 3 | 13370-023-010057 | MCLEMORE DISTRIBUTORS INC
21756 | Currently in Use |  | 1987-01-01 |  | Petroleum | Unleaded gasoline | Unleaded gasoline | Retail | Fiberglass coated steel | Fiberglass coated steel |  |  | Fiberglass reinforced plastic |  | 1901-01-01 |  | Catchment Basin, Single walled catchment basin | Automatic shutoff device At 95% full | Automatic shutoff device At 95% full |  |  | Statistical Inventory Reconciliation (SIR) | [8 empty] | UST Currently In Use: 2; UST Temp Close: 0; AST Currently In Use: 0; AST Temp Closed: 0 | 2 | 0 | 0 | 13370-023-013593 | MCLEMORE DISTRIBUTORS INC
21757 | Currently in Use |  | 1987-01-01 |  | Petroleum | On road diesel | On road diesel | Retail | Fiberglass coated steel | Fiberglass coated steel |  |  | Fiberglass reinforced plastic |  | 1901-01-01 |  | Catchment Basin, Single walled catchment basin | Automatic shutoff device At 95% full | Automatic shutoff device At 95% full |  |  | Statistical Inventory Reconciliation (SIR) | [8 empty] | UST Currently In Use: 2; UST Temp Close: 0; AST Currently In Use: 0; AST Temp Closed: 0 | 2 | 0 | 0 | 13370-023-013593 | MCLEMORE DISTRIBUTORS INC
21759 | Retired | 1986-01-01 | 1974-01-01 |  | Petroleum | Unleaded gasoline | Unleaded gasoline |  | Steel | Steel |  | Painted or None | Steel |  | 1901-01-01 | [15 empty] | UST Currently In Use: 0; UST Temp Close: 0; AST Currently In Use: 0; AST Temp Closed: 0 | 0 | 0 | 0 | 13370-129-010055 | MCLEMORE DISTRIBUTORS INC
21760 | Permanently Closed | 1990-02-06 | 1966-01-01 | 1990-02-06 | Petroleum | On road diesel | On road diesel |  | Steel | Steel |  | Painted or None | Steel |  | 1901-01-01 | [15 empty] | UST Currently In Use: 1; UST Temp Close: 0; AST Currently In Use: 0; AST Temp Closed: 0 | 1 | 0 | 2 | 13372-125-003381 | MCLEOD LEASING INC
21761 | Permanently Closed | 1990-02-06 | 1966-01-01 | 1990-02-06 | Petroleum | On road diesel | On road diesel |  | Steel | Steel |  | Painted or None | Steel |  | 1901-01-01 | [15 empty] | UST Currently In Use: 1; UST Temp Close: 0; AST Currently In Use: 0; AST Temp Closed: 0 | 1 | 0 | 2 | 13372-125-003381 | MCLEOD LEASING INC
21762 | Permanently Closed | 1997-07-01 | 1964-01-01 | 1997-07-01 | Petroleum | Unleaded gasoline | Unleaded gasoline |  | Steel | Steel |  |  | Steel |  | 1901-01-01 | [12 empty] | Annual line testing | Annual line testing |  | UST Currently In Use: 0; UST Temp Close: 0; AST Currently In Use: 0; AST Temp Closed: 0 | 0 | 0 | 2 | 13373-015-000687 | MCMINN AIRPORT
21763 | Permanently Closed | 1997-07-01 | 1968-01-01 | 1997-07-01 | Petroleum | Unleaded gasoline | Unleaded gasoline |  | Steel | Steel |  |  | Steel |  | 1901-01-01 | [15 empty] | UST Currently In Use: 0; UST Temp Close: 0; AST Currently In Use: 0; AST Temp Closed: 0 | 0 | 0 | 2 | 13373-015-000687 | MCMINN AIRPORT
21764 | Permanently Closed | 1988-12-20 | 1971-01-01 | 1988-12-20 | Petroleum | Unleaded gasoline | Unleaded gasoline |  | Steel | Steel |  | Painted or None | Steel |  | 1901-01-01 | [15 empty] | UST Currently In Use: 0; UST Temp Close: 0; AST Currently In Use: 0; AST Temp Closed: 0 | 0 | 0 | 9 | 13378-003-006392 | MCPHERSON COMPANIES, INC.
21765 | Permanently Closed | 1988-12-20 | 1971-01-01 | 1988-12-20 | Petroleum | Unleaded gasoline | Unleaded gasoline |  | Steel | Steel |  | Painted or None | Steel |  | 1901-01-01 | [15 empty] | UST Currently In Use: 0; UST Temp Close: 0; AST Currently In Use: 0; AST Temp Closed: 0 | 0 | 0 | 9 | 13378-003-006392 | MCPHERSON COMPANIES, INC.
21766 | Permanently Closed | 1988-12-20 | 1971-01-01 | 1988-12-20 | Petroleum | Unleaded gasoline | Unleaded gasoline |  | Steel | Steel |  | Painted or None | Steel |  | 1901-01-01 | [15 empty] | UST Currently In Use: 0; UST Temp Close: 0; AST Currently In Use: 0; AST Temp Closed: 0 | 0 | 0 | 9 | 13378-003-006392 | MCPHERSON COMPANIES, INC.
21767 | Permanently Closed | 1988-12-20 | 1971-01-01 | 1988-12-20 | Petroleum | Unleaded gasoline | Unleaded gasoline |  | Steel | Steel |  | Painted or None | Steel |  | 1901-01-01 | [15 empty] | UST Currently In Use: 0; UST Temp Close: 0; AST Currently In Use: 0; AST Temp Closed: 0 | 0 | 0 | 9 | 13378-003-006392 | MCPHERSON COMPANIES, INC.
21768 | Permanently Closed | 1988-12-20 | 1971-01-01 | 1988-12-20 | Petroleum | On road diesel | On road diesel |  | Steel | Steel |  | Painted or None | Steel |  | 1901-01-01 | [15 empty] | UST Currently In Use: 0; UST Temp Close: 0; AST Currently In Use: 0; AST Temp Closed: 0 | 0 | 0 | 9 | 13378-003-006392 | MCPHERSON COMPANIES, INC.
21769 | Permanently Closed | 1988-12-20 | 1971-01-01 | 1988-12-20 | Petroleum | Kerosene | Kerosene |  | Steel | Steel |  | Painted or None | Steel |  | 1901-01-01 | [15 empty] | UST Currently In Use: 0; UST Temp Close: 0; AST Currently In Use: 0; AST Temp Closed: 0 | 0 | 0 | 9 | 13378-003-006392 | MCPHERSON COMPANIES, INC.
21770 | Permanently Closed | 1988-12-20 | 1971-01-01 | 1988-12-20 | Petroleum | Other, SOLVENT | Other |  | Steel | Steel |  | Painted or None | Steel |  | 1901-01-01 | [15 empty] | UST Currently In Use: 0; UST Temp Close: 0; AST Currently In Use: 0; AST Temp Closed: 0 | 0 | 0 | 9 | 13378-003-006392 | MCPHERSON COMPANIES, INC.
21771 | Permanently Closed | 1988-12-20 | 1971-01-01 | 1988-12-20 | Petroleum | Other, ALCOHOL | Other |  | Steel | Steel |  | Painted or None | Steel |  | 1901-01-01 | [15 empty] | UST Currently In Use: 0; UST Temp Close: 0; AST Currently In Use: 0; AST Temp Closed: 0 | 0 | 0 | 9 | 13378-003-006392 | MCPHERSON COMPANIES, INC.
21772 | Permanently Closed | 1988-12-20 | 1971-01-01 | 1988-12-20 | Petroleum | Used oil | Used oil |  | Steel | Steel |  | Painted or None | Steel |  | 1901-01-01 | [15 empty] | UST Currently In Use: 0; UST Temp Close: 0; AST Currently In Use: 0; AST Temp Closed: 0 | 0 | 0 | 9 | 13378-003-006392 | MCPHERSON COMPANIES, INC.
21773 | Permanently Closed | 2003-04-01 | 1985-01-01 | 2003-03-21 | Petroleum | On road diesel | On road diesel | Bulk facility | Steel | Steel | Field installed cathodic protection |  | Steel |  | 1901-01-01 | Field installed cathodic protection | Catchment Basin, Single walled catchment basin | Automatic shutoff device At 95% full | Automatic shutoff device At 95% full |  |  | Statistical Inventory Reconciliation (SIR) | [5 empty] | Statistical inventory reconciliation (SIR) | Statistical inventory reconciliation (SIR) |  | UST Currently In Use: 0; UST Temp Close: 0; AST Currently In Use: 0; AST Temp Closed: 0 | 0 | 0 | 6 | 13378-003-012600 | MCPHERSON COMPANIES, INC.
21774 | Permanently Closed | 2003-04-01 | 1985-01-01 | 2003-03-21 | Petroleum | On road diesel | On road diesel | Bulk facility | Steel | Steel | Field installed cathodic protection |  | Steel |  | 1901-01-01 | Field installed cathodic protection | Catchment Basin, Single walled catchment basin | Automatic shutoff device At 95% full | Automatic shutoff device At 95% full |  |  | Statistical Inventory Reconciliation (SIR) | [5 empty] | Statistical inventory reconciliation (SIR) | Statistical inventory reconciliation (SIR) |  | UST Currently In Use: 0; UST Temp Close: 0; AST Currently In Use: 0; AST Temp Closed: 0 | 0 | 0 | 6 | 13378-003-012600 | MCPHERSON COMPANIES, INC.
21775 | Permanently Closed | 2004-04-01 | 1985-01-01 | 2003-03-21 | Petroleum | On road diesel | On road diesel | Bulk facility | Steel | Steel | Field installed cathodic protection |  | Steel |  | 1901-01-01 | Field installed cathodic protection | Catchment Basin, Single walled catchment basin | Automatic shutoff device At 95% full | Automatic shutoff device At 95% full |  |  | Statistical Inventory Reconciliation (SIR) | [5 empty] | Statistical inventory reconciliation (SIR) | Statistical inventory reconciliation (SIR) |  | UST Currently In Use: 0; UST Temp Close: 0; AST Currently In Use: 0; AST Temp Closed: 0 | 0 | 0 | 6 | 13378-003-012600 | MCPHERSON COMPANIES, INC.
21776 | Permanently Closed | 2003-04-01 | 1985-01-01 | 2003-03-21 | Petroleum | On road diesel | On road diesel | Bulk facility | Steel | Steel | Field installed cathodic protection |  | Steel |  | 1901-01-01 | Field installed cathodic protection | Catchment Basin, Single walled catchment basin | Automatic shutoff device At 95% full | Automatic shutoff device At 95% full |  |  | Statistical Inventory Reconciliation (SIR) | [5 empty] | Annual line testing, Statistical inventory reconciliation (SIR) | Statistical inventory reconciliation (SIR) |  | UST Currently In Use: 0; UST Temp Close: 0; AST Currently In Use: 0; AST Temp Closed: 0 | 0 | 0 | 6 | 13378-003-012600 | MCPHERSON COMPANIES, INC.
21777 | Permanently Closed | 2001-11-25 | 1987-01-01 | 2003-03-21 | Petroleum | Kerosene | Kerosene | Bulk facility | Steel | Steel | Field installed cathodic protection |  | Steel |  | 1901-01-01 | Field installed cathodic protection | Catchment Basin, Single walled catchment basin | Automatic shutoff device At 95% full | Automatic shutoff device At 95% full |  |  | Statistical Inventory Reconciliation (SIR) | [5 empty] | Statistical inventory reconciliation (SIR) | Statistical inventory reconciliation (SIR) |  | UST Currently In Use: 0; UST Temp Close: 0; AST Currently In Use: 0; AST Temp Closed: 0 | 0 | 0 | 6 | 13378-003-012600 | MCPHERSON COMPANIES, INC.
21778 | Permanently Closed | 2003-04-01 | 1987-01-01 | 2003-03-21 | Petroleum | Other, MNRLSPIRIT | Other | Bulk facility | Steel | Steel | Field installed cathodic protection |  | Steel |  | 1901-01-01 | Field installed cathodic protection | Catchment Basin, Single walled catchment basin | Automatic shutoff device At 95% full | Automatic shutoff device At 95% full |  |  | Statistical Inventory Reconciliation (SIR) | [5 empty] | Statistical inventory reconciliation (SIR) | Statistical inventory reconciliation (SIR) |  | UST Currently In Use: 0; UST Temp Close: 0; AST Currently In Use: 0; AST Temp Closed: 0 | 0 | 0 | 6 | 13378-003-012600 | MCPHERSON COMPANIES, INC.
21779 | Permanently Closed | 1996-04-02 | 1972-01-01 | 1996-04-02 | Petroleum | Unleaded gasoline | Unleaded gasoline |  | Steel | Steel |  | Painted or None | Steel |  | 1901-01-01 | [6 empty] | Other, Statistical Inventory Reconciliation (SIR) |  | Other, USTMAN SIR | Other |  |  | Annual line testing, Other, Statistical inventory reconciliation (SIR), USTMAN SIR | Statistical inventory reconciliation (SIR) |  | UST Currently In Use: 0; UST Temp Close: 0; AST Currently In Use: 0; AST Temp Closed: 0 | 0 | 0 | 4 | 13378-009-005410 | MCPHERSON COMPANIES, INC.
21780 | Permanently Closed | 1996-04-02 | 1972-01-01 | 1996-04-02 | Petroleum | Unleaded gasoline | Unleaded gasoline |  | Steel | Steel |  | Painted or None | Steel |  | 1901-01-01 | [6 empty] | Other, Statistical Inventory Reconciliation (SIR) |  | Other, USTMAN | Other |  |  | Annual line testing, Other, Statistical inventory reconciliation (SIR), USTMAN | Statistical inventory reconciliation (SIR) |  | UST Currently In Use: 0; UST Temp Close: 0; AST Currently In Use: 0; AST Temp Closed: 0 | 0 | 0 | 4 | 13378-009-005410 | MCPHERSON COMPANIES, INC.
21781 | Permanently Closed | 1996-04-02 | 1972-01-01 | 1996-04-02 | Petroleum | Unleaded gasoline | Unleaded gasoline |  | Steel | Steel |  | Painted or None | Steel |  | 1901-01-01 | [8 empty] | Other, USTMAN SIR | Other |  |  | Other, USTMAN SIR | Other |  | UST Currently In Use: 0; UST Temp Close: 0; AST Currently In Use: 0; AST Temp Closed: 0 | 0 | 0 | 4 | 13378-009-005410 | MCPHERSON COMPANIES, INC.
21782 | Permanently Closed | 1990-09-30 | 1972-01-01 | 1990-09-30 | Petroleum | On road diesel | On road diesel |  | Steel | Steel |  | Painted or None | Steel |  | 1901-01-01 | [15 empty] | UST Currently In Use: 0; UST Temp Close: 0; AST Currently In Use: 0; AST Temp Closed: 0 | 0 | 0 | 4 | 13378-009-005410 | MCPHERSON COMPANIES, INC.
21783 | Permanently Closed | 1993-02-04 | 1971-01-01 | 1993-02-04 | Petroleum | Unleaded gasoline | Unleaded gasoline |  | Steel | Steel |  | Painted or None | Steel |  | 1901-01-01 | [15 empty] | UST Currently In Use: 0; UST Temp Close: 0; AST Currently In Use: 0; AST Temp Closed: 0 | 0 | 0 | 1 | 24128-009-005411 | JEMTIA, INC.
21784 | Cannot Locate or abandoned | 2012-06-18 | 1971-01-01 |  | Petroleum | Unleaded gasoline | Unleaded gasoline | Retail | Single Wall, Steel | Steel | Field installed cathodic protection |  | Single Wall, Steel |  | 1901-01-01 | Field installed cathodic protection | Catchment Basin, Single walled catchment basin | Automatic shutoff device At 95% full | Automatic shutoff device At 95% full |  |  | Statistical Inventory Reconciliation (SIR) | [8 empty] | UST Currently In Use: 0; UST Temp Close: 0; AST Currently In Use: 0; AST Temp Closed: 0 | 0 | 0 | 1 | 24128-009-005411 | JEMTIA, INC.
21785 | Cannot Locate or abandoned | 2012-06-18 | 1971-01-01 |  | Petroleum | Premium gasoline | Premium gasoline | Retail | Single Wall, Steel | Steel | Field installed cathodic protection |  | Single Wall, Steel |  | 1901-01-01 | Field installed cathodic protection | Catchment Basin, Single walled catchment basin | Automatic shutoff device At 95% full | Automatic shutoff device At 95% full |  |  | Statistical Inventory Reconciliation (SIR) | [8 empty] | UST Currently In Use: 0; UST Temp Close: 0; AST Currently In Use: 0; AST Temp Closed: 0 | 0 | 0 | 1 | 24128-009-005411 | JEMTIA, INC.
21786 | Permanently Closed | 1992-02-26 | 1971-01-01 | 1992-02-26 | Petroleum | Unleaded gasoline | Unleaded gasoline |  | Steel | Steel |  | Painted or None | Steel |  | 1901-01-01 | [12 empty] | Annual line testing | Annual line testing |  | UST Currently In Use: 0; UST Temp Close: 0; AST Currently In Use: 0; AST Temp Closed: 0 | 0 | 0 | 3 | 13378-009-005412 | MCPHERSON COMPANIES, INC.
21787 | Permanently Closed | 1992-02-26 | 1971-01-01 | 1992-02-26 | Petroleum | Unleaded gasoline | Unleaded gasoline |  | Steel | Steel |  | Painted or None | Steel |  | 1901-01-01 | [12 empty] | Annual line testing | Annual line testing |  | UST Currently In Use: 0; UST Temp Close: 0; AST Currently In Use: 0; AST Temp Closed: 0 | 0 | 0 | 3 | 13378-009-005412 | MCPHERSON COMPANIES, INC.
21788 | Permanently Closed | 1992-02-26 | 1971-01-01 | 1992-02-26 | Petroleum | Unleaded gasoline | Unleaded gasoline |  | Steel | Steel |  | Painted or None | Steel |  | 1901-01-01 | [12 empty] | Annual line testing | Annual line testing |  | UST Currently In Use: 0; UST Temp Close: 0; AST Currently In Use: 0; AST Temp Closed: 0 | 0 | 0 | 3 | 13378-009-005412 | MCPHERSON COMPANIES, INC.
21789 | Permanently Closed | 1997-03-20 | 1972-01-01 | 1997-03-20 | Petroleum | Unleaded gasoline | Unleaded gasoline |  | Steel | Steel |  | Painted or None | Fiberglass reinforced plastic, Steel |  | 1901-01-01 |  | Catchment Basin, Single walled catchment basin |  |  |  |  | Other, Statistical Inventory Reconciliation (SIR) |  | Other, USTMAN SIR | Other |  |  | Annual line testing, Other, Statistical inventory reconciliation (SIR), USTMAN SIR | Statistical inventory reconciliation (SIR) |  | UST Currently In Use: 3; UST Temp Close: 0; AST Currently In Use: 0; AST Temp Closed: 0 | 3 | 0 | 3 | 25214-009-005413 | CADILLAC JACK OIL COMPANY INC
21790 | Permanently Closed | 1997-03-20 | 1972-01-01 | 1997-03-20 | Petroleum | Unleaded gasoline | Unleaded gasoline |  | Steel | Steel |  | Painted or None | Fiberglass reinforced plastic, Steel |  | 1901-01-01 |  | Catchment Basin, Single walled catchment basin |  |  |  |  | Other, Statistical Inventory Reconciliation (SIR) |  | Other, USTMAN SIR | Other |  |  | Annual line testing, Other, Statistical inventory reconciliation (SIR), USTMAN SIR | Statistical inventory reconciliation (SIR) |  | UST Currently In Use: 3; UST Temp Close: 0; AST Currently In Use: 0; AST Temp Closed: 0 | 3 | 0 | 3 | 25214-009-005413 | CADILLAC JACK OIL COMPANY INC
21791 | Permanently Closed | 1997-03-20 | 1972-01-01 | 1997-03-20 | Petroleum | Unleaded gasoline | Unleaded gasoline |  | Steel | Steel |  | Painted or None | Fiberglass reinforced plastic, Steel |  | 1901-01-01 |  | Catchment Basin, Single walled catchment basin |  |  |  |  | Other, Statistical Inventory Reconciliation (SIR) |  | Other, USTMAN SIR | Other |  |  | Other, Statistical inventory reconciliation (SIR), USTMAN SIR | Statistical inventory reconciliation (SIR) |  | UST Currently In Use: 3; UST Temp Close: 0; AST Currently In Use: 0; AST Temp Closed: 0 | 3 | 0 | 3 | 25214-009-005413 | CADILLAC JACK OIL COMPANY INC
21792 | Permanently Closed | 1996-05-22 | 1978-01-01 | 1996-05-22 | Petroleum | Unleaded gasoline | Unleaded gasoline |  | Steel | Steel |  | Painted or None | Steel |  | 1901-01-01 | [6 empty] | Other, Statistical Inventory Reconciliation (SIR) |  | Other, USTMAN | Other |  |  | Other, USTMAN | Other |  | UST Currently In Use: 0; UST Temp Close: 0; AST Currently In Use: 0; AST Temp Closed: 0 | 0 | 0 | 4 | 13378-009-005414 | MCPHERSON COMPANIES, INC.
21793 | Permanently Closed | 1996-05-22 | 1978-01-01 | 1996-05-22 | Petroleum | Unleaded gasoline | Unleaded gasoline |  | Steel | Steel |  | Painted or None | Steel |  | 1901-01-01 | [6 empty] | Other, Statistical Inventory Reconciliation (SIR) |  | Other, USTMAN | Other |  |  | Other, USTMAN | Other |  | UST Currently In Use: 0; UST Temp Close: 0; AST Currently In Use: 0; AST Temp Closed: 0 | 0 | 0 | 4 | 13378-009-005414 | MCPHERSON COMPANIES, INC.
21794 | Permanently Closed | 1996-05-22 | 1978-01-01 | 1996-05-22 | Petroleum | Unleaded gasoline | Unleaded gasoline |  | Steel | Steel |  | Painted or None | Steel |  | 1901-01-01 | [6 empty] | Other, Statistical Inventory Reconciliation (SIR) |  | Other, USTMAN | Other |  |  | Other, USTMAN | Other |  | UST Currently In Use: 0; UST Temp Close: 0; AST Currently In Use: 0; AST Temp Closed: 0 | 0 | 0 | 4 | 13378-009-005414 | MCPHERSON COMPANIES, INC.
21795 | Permanently Closed | 1996-05-22 | 1978-01-01 | 1996-05-22 | Petroleum | On road diesel | On road diesel |  | Steel | Steel |  | Painted or None | Steel |  | 1901-01-01 | [6 empty] | Other, Statistical Inventory Reconciliation (SIR) |  | Other, USTMAN | Other |  |  | Other, USTMAN | Other |  | UST Currently In Use: 0; UST Temp Close: 0; AST Currently In Use: 0; AST Temp Closed: 0 | 0 | 0 | 4 | 13378-009-005414 | MCPHERSON COMPANIES, INC.
21796 | Currently in Use |  | 1984-06-20 |  | Petroleum | Unleaded gasoline | Unleaded gasoline | Retail | Single Wall, Steel | Steel | Field installed cathodic protection |  | Single Wall, Steel |  |  | Field installed cathodic protection | Catchment Basin, Single walled catchment basin | Audible high level alarm At 90% full | Audible high level alarm At 90% full |  |  | Continuous Automatic Tank Gauge |  | Automatic shutoff device (AELLD) | Automatic shutoff device (AELLD) | [5 empty] | UST Currently In Use: 4; UST Temp Close: 0; AST Currently In Use: 0; AST Temp Closed: 0 | 4 | 0 | 0 | 25968-009-005415 | AVIATOR LLC
21797 | Currently in Use |  | 1984-06-20 |  | Petroleum | Mid-grade gasoline | Mid-grade gasoline | Retail | Single Wall, Steel | Steel | Field installed cathodic protection |  | Single Wall, Steel |  |  | Field installed cathodic protection | Catchment Basin, Single walled catchment basin | Audible high level alarm At 90% full | Audible high level alarm At 90% full |  |  | Continuous Automatic Tank Gauge |  | Automatic shutoff device (AELLD) | Automatic shutoff device (AELLD) | [5 empty] | UST Currently In Use: 4; UST Temp Close: 0; AST Currently In Use: 0; AST Temp Closed: 0 | 4 | 0 | 0 | 25968-009-005415 | AVIATOR LLC
21798 | Currently in Use |  | 1984-06-20 |  | Petroleum | Premium gasoline | Premium gasoline | Retail | Single Wall, Steel | Steel | Field installed cathodic protection |  | Single Wall, Steel |  |  | Field installed cathodic protection | Catchment Basin, Single walled catchment basin | Audible high level alarm At 90% full | Audible high level alarm At 90% full |  |  | Continuous Automatic Tank Gauge |  | Automatic shutoff device (AELLD) | Automatic shutoff device (AELLD) | [5 empty] | UST Currently In Use: 4; UST Temp Close: 0; AST Currently In Use: 0; AST Temp Closed: 0 | 4 | 0 | 0 | 25968-009-005415 | AVIATOR LLC
21799 | Currently in Use |  | 1984-06-20 |  | Petroleum | On road diesel | On road diesel | Retail | Single Wall, Steel | Steel | Field installed cathodic protection |  | Single Wall, Steel |  |  | Field installed cathodic protection | Catchment Basin, Single walled catchment basin | Audible high level alarm At 90% full | Audible high level alarm At 90% full |  |  | Continuous Automatic Tank Gauge |  | Automatic shutoff device (AELLD) | Automatic shutoff device (AELLD) | [5 empty] | UST Currently In Use: 4; UST Temp Close: 0; AST Currently In Use: 0; AST Temp Closed: 0 | 4 | 0 | 0 | 25968-009-005415 | AVIATOR LLC
21800 | Permanently Closed | 1991-09-13 | 1968-01-01 | 1991-09-13 | Petroleum | Unleaded gasoline | Unleaded gasoline |  | Steel | Steel |  | Painted or None | Steel |  | 1901-01-01 | [15 empty] | UST Currently In Use: 0; UST Temp Close: 0; AST Currently In Use: 0; AST Temp Closed: 0 | 0 | 0 | 3 | 13378-009-005418 | MCPHERSON COMPANIES, INC.
21801 | Permanently Closed | 1991-09-13 | 1968-01-01 | 1991-09-13 | Petroleum | Unleaded gasoline | Unleaded gasoline |  | Steel | Steel |  | Painted or None | Steel |  | 1901-01-01 | [15 empty] | UST Currently In Use: 0; UST Temp Close: 0; AST Currently In Use: 0; AST Temp Closed: 0 | 0 | 0 | 3 | 13378-009-005418 | MCPHERSON COMPANIES, INC.
21802 | Permanently Closed | 1991-09-13 | 1968-01-01 | 1991-09-13 | Petroleum | Unleaded gasoline | Unleaded gasoline |  | Steel | Steel |  | Painted or None | Steel |  | 1901-01-01 | [15 empty] | UST Currently In Use: 0; UST Temp Close: 0; AST Currently In Use: 0; AST Temp Closed: 0 | 0 | 0 | 3 | 13378-009-005418 | MCPHERSON COMPANIES, INC.
21803 | Cannot Locate or abandoned | 2001-05-31 | 1973-01-01 |  | Petroleum | Unleaded gasoline | Unleaded gasoline | Retail | Single Wall, Steel | Steel | Field installed cathodic protection |  | Single Wall, Steel |  | 1901-01-01 | Field installed cathodic protection | Catchment Basin, Single walled catchment basin | Flow Rest 90% Full | Flow Rest 90% Full |  |  | Statistical Inventory Reconciliation (SIR) | [5 empty] | Annual line testing, Statistical inventory reconciliation (SIR) | Statistical inventory reconciliation (SIR) |  | UST Currently In Use: 0; UST Temp Close: 0; AST Currently In Use: 0; AST Temp Closed: 0 | 0 | 0 | 1 | 23018-009-005419 | EMANUEL E. PASSAS
21804 | Cannot Locate or abandoned | 2001-05-31 | 1973-01-01 |  | Petroleum | Premium gasoline | Premium gasoline | Retail | Single Wall, Steel | Steel | Field installed cathodic protection |  | Single Wall, Steel |  | 1901-01-01 | Field installed cathodic protection | Catchment Basin, Single walled catchment basin | Flow Rest 90% Full | Flow Rest 90% Full |  |  | Statistical Inventory Reconciliation (SIR) | [5 empty] | Annual line testing, Statistical inventory reconciliation (SIR) | Statistical inventory reconciliation (SIR) |  | UST Currently In Use: 0; UST Temp Close: 0; AST Currently In Use: 0; AST Temp Closed: 0 | 0 | 0 | 1 | 23018-009-005419 | EMANUEL E. PASSAS
21805 | Cannot Locate or abandoned | 2001-05-31 | 1973-01-01 |  | Petroleum | Mid-grade gasoline | Mid-grade gasoline | Retail | Single Wall, Steel | Steel | Field installed cathodic protection |  | Single Wall, Steel |  | 1901-01-01 | Field installed cathodic protection | Catchment Basin, Single walled catchment basin | Automatic shutoff device At 95% full | Automatic shutoff device At 95% full |  |  | Statistical Inventory Reconciliation (SIR) | [5 empty] | Annual line testing, Statistical inventory reconciliation (SIR) | Statistical inventory reconciliation (SIR) |  | UST Currently In Use: 0; UST Temp Close: 0; AST Currently In Use: 0; AST Temp Closed: 0 | 0 | 0 | 1 | 23018-009-005419 | EMANUEL E. PASSAS
21806 | Permanently Closed | 1901-01-01 | 1970-01-01 | 1988-08-19 | Petroleum | On road diesel | On road diesel |  | Steel | Steel |  | Painted or None | Steel |  | 1901-01-01 | [15 empty] | UST Currently In Use: 0; UST Temp Close: 0; AST Currently In Use: 0; AST Temp Closed: 0 | 0 | 0 | 1 | 23018-009-005419 | EMANUEL E. PASSAS
21807 | Cannot Locate or abandoned | 2001-05-31 | 1975-01-01 |  | Petroleum | On road diesel | On road diesel | Retail | Single Wall, Steel | Steel | Coated & cathodic protection (sti-P3), Field installed cathodic protection |  | Single Wall, Steel |  | 1901-01-01 | Field installed cathodic protection | Catchment Basin, Single walled catchment basin | Flow Rest 90% Full | Flow Rest 90% Full |  |  | Statistical Inventory Reconciliation (SIR) | [5 empty] | Annual line testing | Annual line testing |  | UST Currently In Use: 0; UST Temp Close: 0; AST Currently In Use: 0; AST Temp Closed: 0 | 0 | 0 | 1 | 23018-009-005419 | EMANUEL E. PASSAS
21808 | Temporary Closed | 2010-03-01 | 1968-01-01 |  | Petroleum | Unleaded gasoline | Unleaded gasoline | Retail | Single Wall, Steel | Steel | Field installed cathodic protection |  | Single Wall, Steel |  |  | Field installed cathodic protection | Catchment Basin, Single walled catchment basin | Automatic shutoff device At 95% full | Automatic shutoff device At 95% full |  |  | Statistical Inventory Reconciliation (SIR) | [8 empty] | UST Currently In Use: 0; UST Temp Close: 3; AST Currently In Use: 0; AST Temp Closed: 0 | 0 | 3 | 0 | 24834-009-005420 | ONEONTA PACKAGE STORE, LLC
21809 | Temporary Closed | 2010-03-01 | 1968-01-01 |  | Petroleum | On road diesel | On road diesel | Retail | Single Wall, Steel | Steel | Field installed cathodic protection |  | Single Wall, Steel |  |  | Field installed cathodic protection | Catchment Basin, Single walled catchment basin | Automatic shutoff device At 95% full | Automatic shutoff device At 95% full |  |  | Statistical Inventory Reconciliation (SIR) | [8 empty] | UST Currently In Use: 0; UST Temp Close: 3; AST Currently In Use: 0; AST Temp Closed: 0 | 0 | 3 | 0 | 24834-009-005420 | ONEONTA PACKAGE STORE, LLC
21810 | Temporary Closed | 2010-03-01 | 1968-01-01 |  | Petroleum | Premium gasoline | Premium gasoline | Retail | Single Wall, Steel | Steel | Field installed cathodic protection |  | Single Wall, Steel |  |  | Field installed cathodic protection | Catchment Basin, Single walled catchment basin | Automatic shutoff device At 95% full | Automatic shutoff device At 95% full |  |  | Statistical Inventory Reconciliation (SIR) | [8 empty] | UST Currently In Use: 0; UST Temp Close: 3; AST Currently In Use: 0; AST Temp Closed: 0 | 0 | 3 | 0 | 24834-009-005420 | ONEONTA PACKAGE STORE, LLC
21811 | Permanently Closed | 1995-09-19 | 1978-01-01 | 1995-09-19 | Petroleum | Unleaded gasoline | Unleaded gasoline |  | Steel | Steel |  | Painted or None | Steel |  | 1901-01-01 | [12 empty] | Annual line testing | Annual line testing |  | UST Currently In Use: 2; UST Temp Close: 0; AST Currently In Use: 0; AST Temp Closed: 0 | 2 | 0 | 7 | 25600-009-005421 | FFRZM INC
21812 | Permanently Closed | 1995-09-19 | 1978-01-01 | 1995-09-19 | Petroleum | Unleaded gasoline | Unleaded gasoline |  | Steel | Steel |  | Painted or None | Steel |  | 1901-01-01 | [12 empty] | Annual line testing | Annual line testing |  | UST Currently In Use: 2; UST Temp Close: 0; AST Currently In Use: 0; AST Temp Closed: 0 | 2 | 0 | 7 | 25600-009-005421 | FFRZM INC
21813 | Permanently Closed | 1995-09-19 | 1978-01-01 | 1995-09-19 | Petroleum | Unleaded gasoline | Unleaded gasoline |  | Steel | Steel |  | Painted or None | Steel |  | 1901-01-01 | [12 empty] | Annual line testing | Annual line testing |  | UST Currently In Use: 2; UST Temp Close: 0; AST Currently In Use: 0; AST Temp Closed: 0 | 2 | 0 | 7 | 25600-009-005421 | FFRZM INC
21814 | Currently in Use |  | 1983-01-01 |  | Petroleum | Unleaded gasoline | Unleaded gasoline | Retail | Single Wall, Steel | Steel | Field installed cathodic protection |  | Single Wall, Steel |  |  | Field installed cathodic protection | Catchment Basin, Single walled catchment basin | Automatic shutoff device At 95% full | Automatic shutoff device At 95% full |  |  | Continuous Automatic Tank Gauge |  | Automatic shutoff device (AELLD) | Automatic shutoff device (AELLD) | [5 empty] | UST Currently In Use: 3; UST Temp Close: 3; AST Currently In Use: 0; AST Temp Closed: 0 | 3 | 3 | 0 | 25265-009-005422 | LGWS/CROSS AMERICA PARTNERS
21816 | Currently in Use |  | 1983-01-01 |  | Petroleum | Premium gasoline | Premium gasoline | Retail | Single Wall, Steel | Steel | Field installed cathodic protection |  | Single Wall, Steel |  |  | Field installed cathodic protection | Catchment Basin, Single walled catchment basin | Automatic shutoff device At 95% full | Automatic shutoff device At 95% full |  |  | Continuous Automatic Tank Gauge |  | Automatic shutoff device (AELLD) | Automatic shutoff device (AELLD) | [5 empty] | UST Currently In Use: 3; UST Temp Close: 3; AST Currently In Use: 0; AST Temp Closed: 0 | 3 | 3 | 0 | 25265-009-005422 | LGWS/CROSS AMERICA PARTNERS
21817 | Temporary Closed | 2025-07-30 | 1983-01-01 |  | Petroleum | On road diesel | On road diesel | Retail | Single Wall, Steel | Steel | Field installed cathodic protection, Interior lined (not allowed as a standalone method of corrosion protection) |  | Single Wall, Steel |  |  | Field installed cathodic protection | Catchment Basin, Single walled catchment basin | Automatic shutoff device At 95% full | Automatic shutoff device At 95% full |  |  | Automatic Tank Gauge |  | Automatic flow restrictor (MLLD) | Automatic flow restrictor (MLLD) |  |  | Annual line testing | Annual line testing |  | UST Currently In Use: 3; UST Temp Close: 3; AST Currently In Use: 0; AST Temp Closed: 0 | 3 | 3 | 0 | 25265-009-005422 | LGWS/CROSS AMERICA PARTNERS
21818 | Currently in Use |  | 1983-01-01 |  | Petroleum | Off road diesel | Off road diesel | Retail | Single Wall, Steel | Steel | Field installed cathodic protection |  | Double Wall, Fiberglass reinforced plastic |  |  |  | Catchment Basin, Single walled catchment basin | Automatic shutoff device At 95% full | Automatic shutoff device At 95% full |  |  | Continuous Automatic Tank Gauge |  | Automatic shutoff device (AELLD) | Automatic shutoff device (AELLD) | [5 empty] | UST Currently In Use: 3; UST Temp Close: 3; AST Currently In Use: 0; AST Temp Closed: 0 | 3 | 3 | 0 | 25265-009-005422 | LGWS/CROSS AMERICA PARTNERS
21819 | Temporary Closed | 2014-01-13 | 1983-01-01 |  | Petroleum | Kerosene | Kerosene | Retail | Single Wall, Steel | Steel | Field installed cathodic protection |  | Single Wall, Steel |  |  | Field installed cathodic protection | Catchment Basin, Single walled catchment basin | Automatic shutoff device At 95% full | Automatic shutoff device At 95% full |  |  | Statistical Inventory Reconciliation (SIR) | [8 empty] | UST Currently In Use: 3; UST Temp Close: 3; AST Currently In Use: 0; AST Temp Closed: 0 | 3 | 3 | 0 | 25265-009-005422 | LGWS/CROSS AMERICA PARTNERS
21820 | Temporary Closed | 2005-09-28 | 1983-01-01 |  | Petroleum | Virgin oil | Virgin oil | Retail | Single Wall, Steel | Steel | Field installed cathodic protection |  | Other, NO PIPING |  |  |  | Catchment Basin, Single walled catchment basin | Flow Rest 90% Full | Flow Rest 90% Full |  |  | Statistical Inventory Reconciliation (SIR) | [8 empty] | UST Currently In Use: 3; UST Temp Close: 3; AST Currently In Use: 0; AST Temp Closed: 0 | 3 | 3 | 0 | 25265-009-005422 | LGWS/CROSS AMERICA PARTNERS
21821 | Permanently Closed | 1988-02-23 | 1963-01-01 | 1988-02-23 | Petroleum | Unleaded gasoline | Unleaded gasoline |  | Steel | Steel |  | Painted or None | Steel |  | 1901-01-01 | [15 empty] | UST Currently In Use: 0; UST Temp Close: 0; AST Currently In Use: 0; AST Temp Closed: 0 | 0 | 0 | 2 | 13378-009-005425 | MCPHERSON COMPANIES, INC.
21822 | Permanently Closed | 1988-02-23 | 1963-01-01 | 1988-02-23 | Petroleum | Unleaded gasoline | Unleaded gasoline |  | Steel | Steel |  | Painted or None | Steel |  | 1901-01-01 | [15 empty] | UST Currently In Use: 0; UST Temp Close: 0; AST Currently In Use: 0; AST Temp Closed: 0 | 0 | 0 | 2 | 13378-009-005425 | MCPHERSON COMPANIES, INC.
21823 | Permanently Closed | 1993-05-01 | 1974-01-01 | 1993-05-01 | Petroleum | Unleaded gasoline | Unleaded gasoline |  | Steel | Steel |  | Painted or None | Steel |  | 1901-01-01 | [6 empty] | Other, Statistical Inventory Reconciliation (SIR) |  | Other, USTMAN SIR | Other |  |  | Other, Statistical inventory reconciliation (SIR), USTMAN SIR | Statistical inventory reconciliation (SIR) |  | UST Currently In Use: 0; UST Temp Close: 0; AST Currently In Use: 0; AST Temp Closed: 0 | 0 | 0 | 6 | 13378-009-005428 | MCPHERSON COMPANIES, INC.
21824 | Permanently Closed | 1993-05-01 | 1974-01-01 | 1993-05-01 | Petroleum | Unleaded gasoline | Unleaded gasoline |  | Steel | Steel |  | Painted or None | Steel |  | 1901-01-01 | [6 empty] | Other, Statistical Inventory Reconciliation (SIR) | [8 empty] | UST Currently In Use: 0; UST Temp Close: 0; AST Currently In Use: 0; AST Temp Closed: 0 | 0 | 0 | 6 | 13378-009-005428 | MCPHERSON COMPANIES, INC.
21825 | Permanently Closed | 1993-05-01 | 1974-01-01 | 1993-05-01 | Petroleum | Kerosene | Kerosene |  | Steel | Steel |  | Painted or None | Steel |  | 1901-01-01 | [6 empty] | Other, Statistical Inventory Reconciliation (SIR) | [8 empty] | UST Currently In Use: 0; UST Temp Close: 0; AST Currently In Use: 0; AST Temp Closed: 0 | 0 | 0 | 6 | 13378-009-005428 | MCPHERSON COMPANIES, INC.
21826 | Permanently Closed | 1993-05-01 | 1974-01-01 | 1993-05-01 | Petroleum | On road diesel | On road diesel |  | Steel | Steel |  | Painted or None | Steel |  | 1901-01-01 | [6 empty] | Other, Statistical Inventory Reconciliation (SIR) | [8 empty] | UST Currently In Use: 0; UST Temp Close: 0; AST Currently In Use: 0; AST Temp Closed: 0 | 0 | 0 | 6 | 13378-009-005428 | MCPHERSON COMPANIES, INC.
21827 | Permanently Closed | 1993-05-01 | 1974-01-01 | 1993-05-01 | Petroleum | Unleaded gasoline | Unleaded gasoline |  | Steel | Steel |  | Painted or None | Steel |  | 1901-01-01 | [6 empty] | Other, Statistical Inventory Reconciliation (SIR) | [8 empty] | UST Currently In Use: 0; UST Temp Close: 0; AST Currently In Use: 0; AST Temp Closed: 0 | 0 | 0 | 6 | 13378-009-005428 | MCPHERSON COMPANIES, INC.
21828 | Permanently Closed | 1997-01-06 | 1974-01-01 | 1997-01-06 | Petroleum | Unleaded gasoline | Unleaded gasoline |  | Steel | Steel |  | Painted or None | Steel |  | 1901-01-01 | [6 empty] | Other, Statistical Inventory Reconciliation (SIR) |  | Other, USTMAN SIR | Other |  |  | Other, Statistical inventory reconciliation (SIR), USTMAN SIR | Statistical inventory reconciliation (SIR) |  | UST Currently In Use: 0; UST Temp Close: 0; AST Currently In Use: 0; AST Temp Closed: 0 | 0 | 0 | 6 | 13378-009-005428 | MCPHERSON COMPANIES, INC.
21829 | Permanently Closed | 1999-04-06 | 1973-01-01 | 1999-04-06 | Petroleum | Unleaded gasoline | Unleaded gasoline |  | Steel | Steel |  | Painted or None | Steel |  | 1901-01-01 | [6 empty] | Other, Statistical Inventory Reconciliation (SIR) |  | Other, USTMAN | Other |  |  | Other, USTMAN | Other |  | UST Currently In Use: 0; UST Temp Close: 0; AST Currently In Use: 0; AST Temp Closed: 0 | 0 | 0 | 3 | 13378-009-005429 | MCPHERSON COMPANIES, INC.
21830 | Permanently Closed | 1999-04-06 | 1973-01-01 | 1999-04-06 | Petroleum | Unleaded gasoline | Unleaded gasoline |  | Steel | Steel |  | Painted or None | Steel |  | 1901-01-01 | [6 empty] | Other, Statistical Inventory Reconciliation (SIR) |  | Other, USTMAN | Other |  |  | Other, USTMAN | Other |  | UST Currently In Use: 0; UST Temp Close: 0; AST Currently In Use: 0; AST Temp Closed: 0 | 0 | 0 | 3 | 13378-009-005429 | MCPHERSON COMPANIES, INC.
21831 | Permanently Closed | 1999-04-06 | 1973-01-01 | 1999-04-06 | Petroleum | Unleaded gasoline | Unleaded gasoline |  | Steel | Steel |  | Painted or None | Steel |  | 1901-01-01 | [6 empty] | Other, Statistical Inventory Reconciliation (SIR) |  | Other, USTMAN | Other |  |  | Other, USTMAN | Other |  | UST Currently In Use: 0; UST Temp Close: 0; AST Currently In Use: 0; AST Temp Closed: 0 | 0 | 0 | 3 | 13378-009-005429 | MCPHERSON COMPANIES, INC.
21832 | Currently in Use |  | 1987-06-01 |  | Petroleum | Unleaded gasoline | Unleaded gasoline | Retail | Single Wall, Steel | Steel | Coated & cathodic protection (sti-P3) |  | Fiberglass reinforced plastic, Single Wall |  |  |  | Catchment Basin, Single walled catchment basin | Automatic shutoff device At 95% full | Automatic shutoff device At 95% full |  |  | Continuous Automatic Tank Gauge |  | Automatic flow restrictor (MLLD) | Automatic flow restrictor (MLLD) |  |  | Annual line testing | Annual line testing |  | UST Currently In Use: 3; UST Temp Close: 0; AST Currently In Use: 0; AST Temp Closed: 0 | 3 | 0 | 0 | 24585-009-007057 | DHARMA BHAKTI, LLC
21833 | Currently in Use |  | 1987-06-01 |  | Petroleum | Unleaded gasoline | Unleaded gasoline | Retail | Single Wall, Steel | Steel | Coated & cathodic protection (sti-P3) |  | Fiberglass reinforced plastic, Single Wall |  |  |  | Catchment Basin, Single walled catchment basin | Automatic shutoff device At 95% full | Automatic shutoff device At 95% full |  |  | Continuous Automatic Tank Gauge |  | Automatic flow restrictor (MLLD) | Automatic flow restrictor (MLLD) |  |  | Annual line testing | Annual line testing |  | UST Currently In Use: 3; UST Temp Close: 0; AST Currently In Use: 0; AST Temp Closed: 0 | 3 | 0 | 0 | 24585-009-007057 | DHARMA BHAKTI, LLC
21834 | Currently in Use |  | 1987-06-01 |  | Petroleum | On road diesel | On road diesel | Retail | Single Wall, Steel | Steel | Coated & cathodic protection (sti-P3) |  | Fiberglass reinforced plastic, Single Wall |  |  |  | Catchment Basin, Single walled catchment basin | Automatic shutoff device At 95% full | Automatic shutoff device At 95% full |  |  | Continuous Automatic Tank Gauge |  | Automatic flow restrictor (MLLD) | Automatic flow restrictor (MLLD) |  |  | Annual line testing | Annual line testing |  | UST Currently In Use: 3; UST Temp Close: 0; AST Currently In Use: 0; AST Temp Closed: 0 | 3 | 0 | 0 | 24585-009-007057 | DHARMA BHAKTI, LLC
21835 | Permanently Closed | 1989-09-18 | 1971-01-01 | 1989-10-10 | Petroleum | Unleaded gasoline | Unleaded gasoline |  | Steel | Steel |  | Painted or None | Steel |  | 1901-01-01 | [15 empty] | UST Currently In Use: 7; UST Temp Close: 0; AST Currently In Use: 0; AST Temp Closed: 0 | 7 | 0 | 5 | 13153-009-007561 | LOGANS GENERAL STORE
21836 | Permanently Closed | 1989-09-18 | 1971-01-01 | 1989-10-10 | Petroleum | Unleaded gasoline | Unleaded gasoline |  | Steel | Steel |  | Painted or None | Steel |  | 1901-01-01 | [15 empty] | UST Currently In Use: 7; UST Temp Close: 0; AST Currently In Use: 0; AST Temp Closed: 0 | 7 | 0 | 5 | 13153-009-007561 | LOGANS GENERAL STORE
21837 | Permanently Closed | 1989-09-18 | 1971-01-01 | 1989-10-10 | Petroleum | Unleaded gasoline | Unleaded gasoline |  | Steel | Steel |  | Painted or None | Steel |  | 1901-01-01 | [15 empty] | UST Currently In Use: 7; UST Temp Close: 0; AST Currently In Use: 0; AST Temp Closed: 0 | 7 | 0 | 5 | 13153-009-007561 | LOGANS GENERAL STORE
21838 | Permanently Closed | 1989-09-18 | 1971-01-01 | 1989-10-10 | Petroleum | Unleaded gasoline | Unleaded gasoline |  | Steel | Steel |  | Painted or None | Steel |  | 1901-01-01 | [15 empty] | UST Currently In Use: 7; UST Temp Close: 0; AST Currently In Use: 0; AST Temp Closed: 0 | 7 | 0 | 5 | 13153-009-007561 | LOGANS GENERAL STORE
21839 | Permanently Closed | 1989-09-18 | 1954-01-01 | 1989-10-10 | Petroleum | Kerosene | Kerosene |  | Steel | Steel |  |  | Steel |  | 1901-01-01 | [15 empty] | UST Currently In Use: 7; UST Temp Close: 0; AST Currently In Use: 0; AST Temp Closed: 0 | 7 | 0 | 5 | 13153-009-007561 | LOGANS GENERAL STORE
21840 | Permanently Closed | 1998-06-01 | 1970-01-01 | 1998-06-18 | Petroleum | Unleaded gasoline | Unleaded gasoline |  | Steel | Steel |  | Painted or None | Steel |  | 1901-01-01 | [6 empty] | Other, Statistical Inventory Reconciliation (SIR) |  | Other, USTMAN | Other |  |  | Other, USTMAN | Other |  | UST Currently In Use: 0; UST Temp Close: 0; AST Currently In Use: 0; AST Temp Closed: 0 | 0 | 0 | 3 | 13378-009-009512 | MCPHERSON COMPANIES, INC.
21841 | Permanently Closed | 1998-06-01 | 1970-01-01 | 1998-06-18 | Petroleum | Unleaded gasoline | Unleaded gasoline |  | Steel | Steel |  | Painted or None | Steel |  | 1901-01-01 | [6 empty] | Other, Statistical Inventory Reconciliation (SIR) |  | Other, USTMAN | Other |  |  | Other, USTMAN | Other |  | UST Currently In Use: 0; UST Temp Close: 0; AST Currently In Use: 0; AST Temp Closed: 0 | 0 | 0 | 3 | 13378-009-009512 | MCPHERSON COMPANIES, INC.
21842 | Permanently Closed | 1993-02-05 | 1970-01-01 | 1993-02-05 | Petroleum | On road diesel | On road diesel |  | Steel | Steel |  | Painted or None | Steel |  | 1901-01-01 | [6 empty] | Other, Statistical Inventory Reconciliation (SIR) |  | Other, USTMAN | Other |  |  | Other, USTMAN | Other |  | UST Currently In Use: 0; UST Temp Close: 0; AST Currently In Use: 0; AST Temp Closed: 0 | 0 | 0 | 3 | 13378-009-009512 | MCPHERSON COMPANIES, INC.
21843 | Permanently Closed | 1996-08-01 | 1978-01-01 | 1996-08-21 | Petroleum | Unleaded gasoline | Unleaded gasoline |  | Steel | Steel |  | Painted or None | Steel |  | 1901-01-01 | [6 empty] | Statistical Inventory Reconciliation (SIR) | [8 empty] | UST Currently In Use: 0; UST Temp Close: 0; AST Currently In Use: 0; AST Temp Closed: 0 | 0 | 0 | 3 | 13378-055-012268 | MCPHERSON COMPANIES, INC.
21844 | Permanently Closed | 1996-08-01 | 1978-01-01 | 1996-08-21 | Petroleum | Unleaded gasoline | Unleaded gasoline |  | Steel | Steel |  | Painted or None | Steel |  | 1901-01-01 | [6 empty] | Statistical Inventory Reconciliation (SIR) | [8 empty] | UST Currently In Use: 0; UST Temp Close: 0; AST Currently In Use: 0; AST Temp Closed: 0 | 0 | 0 | 3 | 13378-055-012268 | MCPHERSON COMPANIES, INC.
21845 | Permanently Closed | 1996-08-01 | 1983-01-01 | 1996-08-21 | Petroleum | Unleaded gasoline | Unleaded gasoline |  | Steel | Steel | Coated & cathodic protection (sti-P3) |  |  |  | 1901-01-01 | Field installed cathodic protection | [5 empty] | Statistical Inventory Reconciliation (SIR) | [8 empty] | UST Currently In Use: 0; UST Temp Close: 0; AST Currently In Use: 0; AST Temp Closed: 0 | 0 | 0 | 3 | 13378-055-012268 | MCPHERSON COMPANIES, INC.
21846 | Permanently Closed | 1990-11-21 | 1981-01-01 | 1990-11-21 | Petroleum | Unleaded gasoline | Unleaded gasoline |  | Steel | Steel | Coated & cathodic protection (sti-P3) |  | Steel |  | 1901-01-01 | [15 empty] | UST Currently In Use: 3; UST Temp Close: 0; AST Currently In Use: 0; AST Temp Closed: 0 | 3 | 0 | 3 | 25174-073-005424 | NIRAV PATEL DBA Z AND D LLC
21847 | Permanently Closed | 1990-11-21 | 1981-01-01 | 1990-11-21 | Petroleum | Unleaded gasoline | Unleaded gasoline |  | Steel | Steel | Coated & cathodic protection (sti-P3) |  | Steel |  | 1901-01-01 | [15 empty] | UST Currently In Use: 3; UST Temp Close: 0; AST Currently In Use: 0; AST Temp Closed: 0 | 3 | 0 | 3 | 25174-073-005424 | NIRAV PATEL DBA Z AND D LLC
21848 | Permanently Closed | 1990-11-21 | 1981-01-01 | 1990-11-21 | Petroleum | Unleaded gasoline | Unleaded gasoline |  | Steel | Steel | Coated & cathodic protection (sti-P3) |  | Steel |  | 1901-01-01 | [15 empty] | UST Currently In Use: 3; UST Temp Close: 0; AST Currently In Use: 0; AST Temp Closed: 0 | 3 | 0 | 3 | 25174-073-005424 | NIRAV PATEL DBA Z AND D LLC
21849 | Permanently Closed | 1998-12-22 | 1972-01-01 | 1999-12-14 | Petroleum | Unleaded gasoline | Unleaded gasoline |  | Steel | Steel |  | Painted or None | Steel |  | 1901-01-01 | [8 empty] | Other, N0T NOTED | Other |  |  | Other, N0T NOTED | Other |  | UST Currently In Use: 0; UST Temp Close: 0; AST Currently In Use: 0; AST Temp Closed: 0 | 0 | 0 | 2 | 13378-073-005427 | MCPHERSON COMPANIES, INC.
21850 | Permanently Closed | 1998-12-01 | 1972-01-01 | 1999-12-14 | Petroleum | Unleaded gasoline | Unleaded gasoline |  | Steel | Steel |  | Painted or None | Steel |  | 1901-01-01 | [8 empty] | Other, NONE | Other |  |  | Other, NONE | Other |  | UST Currently In Use: 0; UST Temp Close: 0; AST Currently In Use: 0; AST Temp Closed: 0 | 0 | 0 | 2 | 13378-073-005427 | MCPHERSON COMPANIES, INC.
21851 | Permanently Closed | 1993-12-13 | 1978-01-01 | 1993-12-13 | Petroleum | Unleaded gasoline | Unleaded gasoline |  | Steel | Steel |  | Painted or None | Steel |  | 1901-01-01 | [15 empty] | UST Currently In Use: 0; UST Temp Close: 0; AST Currently In Use: 0; AST Temp Closed: 0 | 0 | 0 | 1 | 13378-073-011247 | MCPHERSON COMPANIES, INC.
21852 | Permanently Closed | 1901-01-01 | 1976-01-01 | 1988-11-22 | Petroleum | Unleaded gasoline | Unleaded gasoline |  | Steel | Steel |  | Painted or None | Steel |  | 1901-01-01 | [15 empty] | UST Currently In Use: 0; UST Temp Close: 0; AST Currently In Use: 0; AST Temp Closed: 0 | 0 | 0 | 5 | 13378-073-012872 | MCPHERSON COMPANIES, INC.
21853 | Permanently Closed | 1901-01-01 | 1976-01-01 | 1988-11-22 | Petroleum | Unleaded gasoline | Unleaded gasoline |  | Steel | Steel |  | Painted or None | Steel |  | 1901-01-01 | [15 empty] | UST Currently In Use: 0; UST Temp Close: 0; AST Currently In Use: 0; AST Temp Closed: 0 | 0 | 0 | 5 | 13378-073-012872 | MCPHERSON COMPANIES, INC.
21854 | Permanently Closed | 1901-01-01 | 1976-01-01 | 1988-11-22 | Petroleum | Unleaded gasoline | Unleaded gasoline |  | Steel | Steel |  | Painted or None | Steel |  | 1901-01-01 | [15 empty] | UST Currently In Use: 0; UST Temp Close: 0; AST Currently In Use: 0; AST Temp Closed: 0 | 0 | 0 | 5 | 13378-073-012872 | MCPHERSON COMPANIES, INC.
21855 | Permanently Closed | 1901-01-01 | 1976-01-01 | 1988-11-22 | Petroleum | Unleaded gasoline | Unleaded gasoline |  | Steel | Steel |  | Painted or None | Steel |  | 1901-01-01 | [15 empty] | UST Currently In Use: 0; UST Temp Close: 0; AST Currently In Use: 0; AST Temp Closed: 0 | 0 | 0 | 5 | 13378-073-012872 | MCPHERSON COMPANIES, INC.
21856 | Permanently Closed | 1901-01-01 | 1976-01-01 | 1988-11-22 | Petroleum | Unleaded gasoline | Unleaded gasoline |  | Steel | Steel |  | Painted or None | Steel |  | 1901-01-01 | [15 empty] | UST Currently In Use: 0; UST Temp Close: 0; AST Currently In Use: 0; AST Temp Closed: 0 | 0 | 0 | 5 | 13378-073-012872 | MCPHERSON COMPANIES, INC.
21857 | Permanently Closed | 1901-01-01 | 1976-01-01 | 1989-01-19 | Petroleum | Unleaded gasoline | Unleaded gasoline |  | Steel | Steel |  | Painted or None | Steel |  | 1901-01-01 | [15 empty] | UST Currently In Use: 0; UST Temp Close: 0; AST Currently In Use: 0; AST Temp Closed: 0 | 0 | 0 | 5 | 13378-073-012873 | MCPHERSON COMPANIES, INC.
21858 | Permanently Closed | 1901-01-01 | 1976-01-01 | 1989-01-19 | Petroleum | Unleaded gasoline | Unleaded gasoline |  | Steel | Steel |  | Painted or None | Steel |  | 1901-01-01 | [15 empty] | UST Currently In Use: 0; UST Temp Close: 0; AST Currently In Use: 0; AST Temp Closed: 0 | 0 | 0 | 5 | 13378-073-012873 | MCPHERSON COMPANIES, INC.
21859 | Permanently Closed | 1901-01-01 | 1976-01-01 | 1989-01-19 | Petroleum | Unleaded gasoline | Unleaded gasoline |  | Steel | Steel |  | Painted or None | Steel |  | 1901-01-01 | [15 empty] | UST Currently In Use: 0; UST Temp Close: 0; AST Currently In Use: 0; AST Temp Closed: 0 | 0 | 0 | 5 | 13378-073-012873 | MCPHERSON COMPANIES, INC.
21860 | Permanently Closed | 1901-01-01 | 1976-01-01 | 1989-01-19 | Petroleum | Unleaded gasoline | Unleaded gasoline |  | Steel | Steel |  | Painted or None | Steel |  | 1901-01-01 | [15 empty] | UST Currently In Use: 0; UST Temp Close: 0; AST Currently In Use: 0; AST Temp Closed: 0 | 0 | 0 | 5 | 13378-073-012873 | MCPHERSON COMPANIES, INC.
21861 | Permanently Closed | 1901-01-01 | 1976-01-01 | 1989-01-19 | Petroleum | Unleaded gasoline | Unleaded gasoline |  | Steel | Steel |  | Painted or None | Steel |  | 1901-01-01 | [15 empty] | UST Currently In Use: 0; UST Temp Close: 0; AST Currently In Use: 0; AST Temp Closed: 0 | 0 | 0 | 5 | 13378-073-012873 | MCPHERSON COMPANIES, INC.
21862 | Temporary Closed | 2014-12-31 | 1990-05-11 |  | Petroleum | Unleaded gasoline | Unleaded gasoline | Retail | Fiberglass coated steel, Single Wall | Single Wall |  |  | Double Wall, Fiberglass reinforced plastic |  | 1901-01-01 |  | Catchment Basin, Single walled catchment basin | Flow Rest 90% Full | Flow Rest 90% Full |  |  | Statistical Inventory Reconciliation (SIR) |  | Automatic flow restrictor (MLLD), Containment Sump | Containment Sump |  |  | Statistical inventory reconciliation (SIR) | Statistical inventory reconciliation (SIR) |  | UST Currently In Use: 0; UST Temp Close: 3; AST Currently In Use: 0; AST Temp Closed: 0 | 0 | 3 | 0 | 23852-073-015169 | NEIGHBORHOOD FOOD MART LLC
21863 | Temporary Closed | 2014-12-31 | 1990-05-11 |  | Petroleum | Mid-grade gasoline | Mid-grade gasoline | Retail | Fiberglass coated steel, Single Wall | Single Wall |  |  | Double Wall, Fiberglass reinforced plastic |  | 1901-01-01 |  | Catchment Basin, Single walled catchment basin | Flow Rest 90% Full | Flow Rest 90% Full |  |  | Statistical Inventory Reconciliation (SIR) |  | Automatic flow restrictor (MLLD), Containment Sump | Containment Sump |  |  | Statistical inventory reconciliation (SIR) | Statistical inventory reconciliation (SIR) |  | UST Currently In Use: 0; UST Temp Close: 3; AST Currently In Use: 0; AST Temp Closed: 0 | 0 | 3 | 0 | 23852-073-015169 | NEIGHBORHOOD FOOD MART LLC
21864 | Temporary Closed | 2014-12-31 | 1990-05-11 |  | Petroleum | Premium gasoline | Premium gasoline | Retail | Fiberglass coated steel, Single Wall | Single Wall |  |  | Double Wall, Fiberglass reinforced plastic |  | 1901-01-01 |  | Catchment Basin, Single walled catchment basin | Flow Rest 90% Full | Flow Rest 90% Full |  |  | Statistical Inventory Reconciliation (SIR) |  | Automatic flow restrictor (MLLD), Containment Sump | Containment Sump |  |  | Statistical inventory reconciliation (SIR) | Statistical inventory reconciliation (SIR) |  | UST Currently In Use: 0; UST Temp Close: 3; AST Currently In Use: 0; AST Temp Closed: 0 | 0 | 3 | 0 | 23852-073-015169 | NEIGHBORHOOD FOOD MART LLC
21865 | Currently in Use |  | 1984-01-01 |  | Petroleum | Unleaded gasoline | Unleaded gasoline | Retail | Single Wall, Steel | Steel | Field installed cathodic protection, Interior lined (not allowed as a standalone method of corrosion protection) |  | Double Wall, Fiberglass reinforced plastic |  |  |  | Catchment Basin, Single walled catchment basin | Automatic shutoff device At 95% full, Flow Rest 90% Full | Flow Rest 90% Full |  |  | Continuous Automatic Tank Gauge |  | Automatic flow restrictor (MLLD), Containment Sump | Containment Sump |  |  | Annual line testing | Annual line testing |  | UST Currently In Use: 4; UST Temp Close: 0; AST Currently In Use: 0; AST Temp Closed: 0 | 4 | 0 | 0 | 24288-095-005423 | ARJUN INC
21866 | Currently in Use |  | 1984-01-01 |  | Petroleum | Premium gasoline | Premium gasoline | Retail | Single Wall, Steel | Steel | Field installed cathodic protection, Interior lined (not allowed as a standalone method of corrosion protection) |  | Double Wall, Fiberglass reinforced plastic |  |  |  | Catchment Basin, Single walled catchment basin | Automatic shutoff device At 95% full, Flow Rest 90% Full | Flow Rest 90% Full |  |  | Continuous Automatic Tank Gauge |  | Automatic flow restrictor (MLLD), Containment Sump | Containment Sump |  |  | Annual line testing | Annual line testing |  | UST Currently In Use: 4; UST Temp Close: 0; AST Currently In Use: 0; AST Temp Closed: 0 | 4 | 0 | 0 | 24288-095-005423 | ARJUN INC
21867 | Currently in Use |  | 1985-01-01 |  | Petroleum | Unleaded gasoline | Unleaded gasoline | Retail | Single Wall, Steel | Steel | Field installed cathodic protection, Interior lined (not allowed as a standalone method of corrosion protection) |  | Double Wall, Fiberglass reinforced plastic |  |  |  | Catchment Basin, Single walled catchment basin | Automatic shutoff device At 95% full, Flow Rest 90% Full | Flow Rest 90% Full |  |  | Continuous Automatic Tank Gauge |  | Automatic flow restrictor (MLLD), Containment Sump | Containment Sump |  |  | Annual line testing | Annual line testing |  | UST Currently In Use: 4; UST Temp Close: 0; AST Currently In Use: 0; AST Temp Closed: 0 | 4 | 0 | 0 | 24288-095-005423 | ARJUN INC
21868 | Currently in Use |  | 1981-01-01 |  | Petroleum | On road diesel | On road diesel | Retail | Single Wall, Steel | Steel | Field installed cathodic protection, Interior lined (not allowed as a standalone method of corrosion protection) |  | Fiberglass reinforced plastic, Single Wall |  |  |  | Catchment Basin, Single walled catchment basin | Flow Rest 90% Full | Flow Rest 90% Full |  |  | Continuous Automatic Tank Gauge |  | Automatic flow restrictor (MLLD) | Automatic flow restrictor (MLLD) |  |  | Annual line testing | Annual line testing |  | UST Currently In Use: 4; UST Temp Close: 0; AST Currently In Use: 0; AST Temp Closed: 0 | 4 | 0 | 0 | 24288-095-005423 | ARJUN INC
21869 | Permanently Closed | 1997-03-31 | 1982-01-01 | 1997-03-31 | Petroleum | Unleaded gasoline | Unleaded gasoline |  | Steel | Steel |  | Painted or None | Steel |  | 1901-01-01 | [6 empty] | Statistical Inventory Reconciliation (SIR) | [5 empty] | Annual line testing | Annual line testing |  | UST Currently In Use: 0; UST Temp Close: 0; AST Currently In Use: 0; AST Temp Closed: 0 | 0 | 0 | 3 | 13378-095-005426 | MCPHERSON COMPANIES, INC.
21870 | Permanently Closed | 1997-03-31 | 1982-01-01 | 1997-03-31 | Petroleum | Unleaded gasoline | Unleaded gasoline |  | Steel | Steel |  | Painted or None | Steel |  | 1901-01-01 | [6 empty] | Statistical Inventory Reconciliation (SIR) | [5 empty] | Annual line testing | Annual line testing |  | UST Currently In Use: 0; UST Temp Close: 0; AST Currently In Use: 0; AST Temp Closed: 0 | 0 | 0 | 3 | 13378-095-005426 | MCPHERSON COMPANIES, INC.
21871 | Permanently Closed | 1997-03-31 | 1982-01-01 | 1997-03-31 | Petroleum | On road diesel | On road diesel |  | Steel | Steel |  | Painted or None | Steel |  | 1901-01-01 | [6 empty] | Statistical Inventory Reconciliation (SIR) | [8 empty] | UST Currently In Use: 0; UST Temp Close: 0; AST Currently In Use: 0; AST Temp Closed: 0 | 0 | 0 | 3 | 13378-095-005426 | MCPHERSON COMPANIES, INC.
21872 | Permanently Closed | 1994-02-04 | 1982-01-01 | 1994-02-04 | Petroleum | On road diesel | On road diesel |  | Steel | Steel |  | Painted or None | Steel |  | 1901-01-01 | [15 empty] | UST Currently In Use: 0; UST Temp Close: 0; AST Currently In Use: 0; AST Temp Closed: 0 | 0 | 0 | 2 | 13378-095-013194 | MCPHERSON COMPANIES, INC.
21873 | Permanently Closed | 1994-02-04 | 1982-01-01 | 1994-02-04 | Petroleum | Unleaded gasoline | Unleaded gasoline |  | Steel | Steel |  | Painted or None | Steel |  | 1901-01-01 | [15 empty] | UST Currently In Use: 0; UST Temp Close: 0; AST Currently In Use: 0; AST Temp Closed: 0 | 0 | 0 | 2 | 13378-095-013194 | MCPHERSON COMPANIES, INC.
21874 | Permanently Closed | 1998-06-23 | 1969-01-01 | 1998-06-23 | Petroleum | Unleaded gasoline | Unleaded gasoline |  | Steel | Steel |  | Painted or None | Steel |  | 1901-01-01 | [6 empty] | Other, Statistical Inventory Reconciliation (SIR) |  | Other, USTMAN | Other |  |  | Other, USTMAN | Other |  | UST Currently In Use: 0; UST Temp Close: 0; AST Currently In Use: 0; AST Temp Closed: 0 | 0 | 0 | 3 | 13378-115-014257 | MCPHERSON COMPANIES, INC.
21875 | Permanently Closed | 1998-06-23 | 1969-01-01 | 1998-06-23 | Petroleum | Unleaded gasoline | Unleaded gasoline |  | Steel | Steel |  | Painted or None | Steel |  | 1901-01-01 | [6 empty] | Other, Statistical Inventory Reconciliation (SIR) |  | Other, USTMAN | Other |  |  | Other, USTMAN | Other |  | UST Currently In Use: 0; UST Temp Close: 0; AST Currently In Use: 0; AST Temp Closed: 0 | 0 | 0 | 3 | 13378-115-014257 | MCPHERSON COMPANIES, INC.
21876 | Permanently Closed | 1998-06-23 | 1969-01-01 | 1998-06-23 | Petroleum | Unleaded gasoline | Unleaded gasoline |  | Steel | Steel |  | Painted or None | Steel |  | 1901-01-01 | [6 empty] | Other, Statistical Inventory Reconciliation (SIR) |  | Other, USTMAN | Other |  |  | Other, USTMAN | Other |  | UST Currently In Use: 0; UST Temp Close: 0; AST Currently In Use: 0; AST Temp Closed: 0 | 0 | 0 | 3 | 13378-115-014257 | MCPHERSON COMPANIES, INC.
21877 | Permanently Closed | 1901-01-01 | 1974-01-01 | 1989-05-02 | Petroleum | Other, X | Other |  | Steel | Steel |  | Painted or None | Steel |  | 1901-01-01 | [15 empty] | UST Currently In Use: 0; UST Temp Close: 0; AST Currently In Use: 0; AST Temp Closed: 0 | 0 | 0 | 1 | 13381-097-003545 | MCPHILLIPS MANUFACTURING CO INC
21878 | Permanently Closed | 1992-02-21 | 1975-01-01 | 1992-02-21 | Petroleum | Kerosene | Kerosene |  | Steel | Steel |  | Painted or None | Steel |  | 1901-01-01 | [15 empty] | UST Currently In Use: 0; UST Temp Close: 0; AST Currently In Use: 0; AST Temp Closed: 0 | 0 | 0 | 7 | 13382-001-004389 | MCQUEEN SMITH FARMS GIN
21879 | Permanently Closed | 1992-02-21 | 1975-01-01 | 1992-02-21 | Petroleum | Unleaded gasoline | Unleaded gasoline |  | Steel | Steel |  | Painted or None | Steel |  | 1901-01-01 | [15 empty] | UST Currently In Use: 0; UST Temp Close: 0; AST Currently In Use: 0; AST Temp Closed: 0 | 0 | 0 | 7 | 13382-001-004389 | MCQUEEN SMITH FARMS GIN
21880 | Permanently Closed | 1992-02-21 | 1975-01-01 | 1992-02-21 | Petroleum | Unleaded gasoline | Unleaded gasoline |  | Steel | Steel |  | Painted or None | Steel |  | 1901-01-01 | [15 empty] | UST Currently In Use: 0; UST Temp Close: 0; AST Currently In Use: 0; AST Temp Closed: 0 | 0 | 0 | 7 | 13382-001-004389 | MCQUEEN SMITH FARMS GIN
21881 | Permanently Closed | 1992-02-21 | 1977-01-01 | 1992-02-21 | Petroleum | On road diesel | On road diesel |  | Steel | Steel |  | Painted or None | Steel |  | 1901-01-01 | [15 empty] | UST Currently In Use: 0; UST Temp Close: 0; AST Currently In Use: 0; AST Temp Closed: 0 | 0 | 0 | 7 | 13382-001-004389 | MCQUEEN SMITH FARMS GIN
21882 | Permanently Closed | 1992-02-21 | 1977-01-01 | 1992-02-21 | Petroleum | On road diesel | On road diesel |  | Steel | Steel |  | Painted or None | Steel |  | 1901-01-01 | [15 empty] | UST Currently In Use: 0; UST Temp Close: 0; AST Currently In Use: 0; AST Temp Closed: 0 | 0 | 0 | 7 | 13382-001-004389 | MCQUEEN SMITH FARMS GIN
21883 | Permanently Closed | 1992-02-21 | 1977-01-01 | 1992-02-21 | Petroleum | Unleaded gasoline | Unleaded gasoline |  | Steel | Steel |  | Painted or None | Steel |  | 1901-01-01 | [15 empty] | UST Currently In Use: 0; UST Temp Close: 0; AST Currently In Use: 0; AST Temp Closed: 0 | 0 | 0 | 7 | 13382-001-004389 | MCQUEEN SMITH FARMS GIN
21884 | Permanently Closed | 1992-02-21 | 1977-01-01 | 1992-02-21 | Petroleum | Unleaded gasoline | Unleaded gasoline |  | Steel | Steel |  | Painted or None | Steel |  | 1901-01-01 | [15 empty] | UST Currently In Use: 0; UST Temp Close: 0; AST Currently In Use: 0; AST Temp Closed: 0 | 0 | 0 | 7 | 13382-001-004389 | MCQUEEN SMITH FARMS GIN
21885 | Permanently Closed | 1992-12-23 | 1975-01-01 | 1992-12-23 | Petroleum | Unleaded gasoline | Unleaded gasoline |  | Steel | Steel |  | Painted or None | Steel |  | 1901-01-01 | [15 empty] | UST Currently In Use: 0; UST Temp Close: 0; AST Currently In Use: 2; AST Temp Closed: 0 | 0 | 0 | 2 | 13383-107-001918 | MCSHAN LUMBER CO INC
21886 | Permanently Closed | 1992-12-23 | 1975-01-01 | 1992-12-23 | Petroleum | On road diesel | On road diesel |  | Steel | Steel |  | Painted or None | Steel |  | 1901-01-01 | [15 empty] | UST Currently In Use: 0; UST Temp Close: 0; AST Currently In Use: 2; AST Temp Closed: 0 | 0 | 0 | 2 | 13383-107-001918 | MCSHAN LUMBER CO INC
21887 | Permanently Closed | 1990-09-13 | 1946-01-01 | 1990-09-13 | Petroleum | On road diesel | On road diesel |  | Steel | Steel |  | Painted or None | Steel |  | 1901-01-01 | [15 empty] | UST Currently In Use: 0; UST Temp Close: 0; AST Currently In Use: 0; AST Temp Closed: 0 | 0 | 0 | 5 | 13384-073-001181 | MCWANE CAST IRON PIPE
21888 | Permanently Closed | 1990-09-13 | 1946-01-01 | 1990-09-13 | Petroleum | On road diesel | On road diesel |  | Steel | Steel |  | Painted or None | Steel |  | 1901-01-01 | [15 empty] | UST Currently In Use: 0; UST Temp Close: 0; AST Currently In Use: 0; AST Temp Closed: 0 | 0 | 0 | 5 | 13384-073-001181 | MCWANE CAST IRON PIPE
21889 | Permanently Closed | 1990-09-13 | 1946-01-01 | 1990-09-13 | Petroleum | On road diesel | On road diesel |  | Steel | Steel |  | Painted or None | Steel |  | 1901-01-01 | [15 empty] | UST Currently In Use: 0; UST Temp Close: 0; AST Currently In Use: 0; AST Temp Closed: 0 | 0 | 0 | 5 | 13384-073-001181 | MCWANE CAST IRON PIPE
21890 | Permanently Closed | 1990-09-13 | 1946-01-01 | 1990-09-13 | Petroleum | On road diesel | On road diesel |  | Steel | Steel |  | Painted or None | Steel |  | 1901-01-01 | [15 empty] | UST Currently In Use: 0; UST Temp Close: 0; AST Currently In Use: 0; AST Temp Closed: 0 | 0 | 0 | 5 | 13384-073-001181 | MCWANE CAST IRON PIPE
21891 | Permanently Closed | 1990-09-13 | 1946-01-01 | 1990-09-13 | Petroleum | On road diesel | On road diesel |  | Steel | Steel |  | Painted or None | Steel |  | 1901-01-01 | [15 empty] | UST Currently In Use: 0; UST Temp Close: 0; AST Currently In Use: 0; AST Temp Closed: 0 | 0 | 0 | 5 | 13384-073-001181 | MCWANE CAST IRON PIPE
21892 | Currently in Use |  | 1978-01-01 |  | Petroleum | Premium gasoline | Premium gasoline | Industrial | Single Wall, Steel | Steel | Field installed cathodic protection |  | Single Wall, Steel |  |  | Field installed cathodic protection | Catchment Basin, Single walled catchment basin | Audible high level alarm At 90% full | Audible high level alarm At 90% full |  |  | Continuous Automatic Tank Gauge |  | Automatic shutoff device (AELLD) | Automatic shutoff device (AELLD) |  |  | Automatic electronic line leak detector (AELLD) | Automatic electronic line leak detector (AELLD) |  | UST Currently In Use: 3; UST Temp Close: 0; AST Currently In Use: 0; AST Temp Closed: 0 | 3 | 0 | 0 | 13385-073-012014 | MCWANE INC
21893 | Currently in Use |  | 1978-01-01 |  | Petroleum | Aviation fuel (JP-4; etc.) | Aviation fuel (JP-4; etc.) |  | Single Wall, Steel | Steel | Field installed cathodic protection |  | Single Wall, Steel |  |  | Field installed cathodic protection | Other, ABOVE | Audible high level alarm At 90% full | Audible high level alarm At 90% full |  |  | Continuous Automatic Tank Gauge | [8 empty] | UST Currently In Use: 3; UST Temp Close: 0; AST Currently In Use: 0; AST Temp Closed: 0 | 3 | 0 | 0 | 13385-073-012014 | MCWANE INC
21894 | Currently in Use |  | 1978-01-01 |  | Petroleum | Aviation fuel (JP-4; etc.) | Aviation fuel (JP-4; etc.) | Industrial | Single Wall, Steel | Steel | Field installed cathodic protection |  | Single Wall, Steel |  |  | Field installed cathodic protection | Other, ABOVE | Audible high level alarm At 90% full | Audible high level alarm At 90% full |  |  | Continuous Automatic Tank Gauge | [8 empty] | UST Currently In Use: 3; UST Temp Close: 0; AST Currently In Use: 0; AST Temp Closed: 0 | 3 | 0 | 0 | 13385-073-012014 | MCWANE INC
21895 | Permanently Closed | 1998-12-21 | 1963-01-01 | 1999-10-20 | Petroleum | Unleaded gasoline | Unleaded gasoline |  | Steel | Steel |  | Painted or None | Steel |  | 1901-01-01 | [15 empty] | UST Currently In Use: 0; UST Temp Close: 0; AST Currently In Use: 0; AST Temp Closed: 0 | 0 | 0 | 1 | 13387-085-009151 | MEADOWS AND MEADOWS INC
21896 | Permanently Closed | 1901-01-01 | 1978-01-01 | 1988-10-27 | Petroleum | On road diesel | On road diesel | [7 empty] | 1901-01-01 | [15 empty] | UST Currently In Use: 0; UST Temp Close: 0; AST Currently In Use: 0; AST Temp Closed: 0 | 0 | 0 | 4 | 13388-097-010728 | MEAHER
21897 | Permanently Closed | 1901-01-01 | 1978-01-01 | 1988-10-27 | Petroleum | Unleaded gasoline | Unleaded gasoline | [7 empty] | 1901-01-01 | [15 empty] | UST Currently In Use: 0; UST Temp Close: 0; AST Currently In Use: 0; AST Temp Closed: 0 | 0 | 0 | 4 | 13388-097-010728 | MEAHER
21898 | Permanently Closed | 1901-01-01 | 1978-01-01 | 1988-10-27 | Petroleum | Unleaded gasoline | Unleaded gasoline | [7 empty] | 1901-01-01 | [15 empty] | UST Currently In Use: 0; UST Temp Close: 0; AST Currently In Use: 0; AST Temp Closed: 0 | 0 | 0 | 4 | 13388-097-010728 | MEAHER
21899 | Permanently Closed | 1901-01-01 | 1978-01-01 | 1988-10-27 | Petroleum | Unleaded gasoline | Unleaded gasoline | [7 empty] | 1901-01-01 | [15 empty] | UST Currently In Use: 0; UST Temp Close: 0; AST Currently In Use: 0; AST Temp Closed: 0 | 0 | 0 | 4 | 13388-097-010728 | MEAHER
21900 | Permanently Closed | 1989-10-24 | 1977-01-01 | 1989-10-24 | Petroleum | Unleaded gasoline | Unleaded gasoline |  | Steel | Steel |  |  |  |  | 1901-01-01 | [15 empty] | UST Currently In Use: 0; UST Temp Close: 0; AST Currently In Use: 0; AST Temp Closed: 0 | 0 | 0 | 1 | 13390-073-010896 | MEDICAL LABORATORY ASSOCIATES INC
21901 | Permanently Closed | 1998-12-04 | 1974-01-01 | 1998-12-04 | Petroleum | On road diesel | On road diesel | Emergency Power Generator, Industrial | Steel | Steel |  |  | Steel |  | 1901-01-01 | [15 empty] | UST Currently In Use: 0; UST Temp Close: 0; AST Currently In Use: 0; AST Temp Closed: 0 | 0 | 0 | 1 | 19857-073-000955 | WALKER BOARDING HOUSE INC
21902 | Permanently Closed | 1990-07-01 | 1963-01-01 | 1990-07-01 | Petroleum | Unleaded gasoline | Unleaded gasoline |  | Steel | Steel |  |  |  |  | 1901-01-01 | [15 empty] | UST Currently In Use: 0; UST Temp Close: 0; AST Currently In Use: 0; AST Temp Closed: 0 | 0 | 0 | 1 | 13392-033-009892 | MEFFORD AND ROBERTS
21903 | Permanently Closed | 1991-11-08 | 1980-01-01 | 1991-11-08 | Petroleum | On road diesel | On road diesel |  | Steel | Steel |  | Painted or None |  |  | 1901-01-01 | [15 empty] | UST Currently In Use: 0; UST Temp Close: 0; AST Currently In Use: 0; AST Temp Closed: 0 | 0 | 0 | 1 | 13393-069-010355 | MELBORN IVEY FARMS
21904 | Permanently Closed | 1998-12-21 | 1983-06-12 | 1999-11-10 | Petroleum | Unleaded gasoline | Unleaded gasoline |  | Steel | Steel |  | Painted or None | Steel |  | 1901-01-01 | [6 empty] | Manual Tank Gauging (only tanks 1000 gal. or less and 48” or 64” in diameter) | [8 empty] | UST Currently In Use: 0; UST Temp Close: 0; AST Currently In Use: 0; AST Temp Closed: 0 | 0 | 0 | 2 | 13394-031-010366 | DONALD K LEWIS
21905 | Permanently Closed | 1998-12-21 | 1983-06-12 | 1999-11-10 | Petroleum | Unleaded gasoline | Unleaded gasoline |  | Steel | Steel |  | Painted or None | Steel |  | 1901-01-01 | [6 empty] | Manual Tank Gauging (only tanks 1000 gal. or less and 48” or 64” in diameter) | [8 empty] | UST Currently In Use: 0; UST Temp Close: 0; AST Currently In Use: 0; AST Temp Closed: 0 | 0 | 0 | 2 | 13394-031-010366 | DONALD K LEWIS
21906 | Permanently Closed | 1991-05-03 | 1976-01-01 | 1991-05-03 | Petroleum | Unleaded gasoline | Unleaded gasoline |  | Steel | Steel |  |  | Steel |  | 1901-01-01 | [15 empty] | UST Currently In Use: 0; UST Temp Close: 0; AST Currently In Use: 0; AST Temp Closed: 0 | 0 | 0 | 1 | 13395-107-001910 | MELROSE GROCERY INC
21907 | Permanently Closed | 1901-01-01 | 1960-01-01 | 1989-11-30 | Petroleum | Unleaded gasoline | Unleaded gasoline |  | Steel | Steel |  |  | Steel |  | 1901-01-01 | [15 empty] | UST Currently In Use: 0; UST Temp Close: 0; AST Currently In Use: 0; AST Temp Closed: 0 | 0 | 0 | 1 | 13396-081-007336 | MELSON TRACTOR CO
21908 | Cannot Locate or abandoned | 2000-04-25 | 1977-01-01 |  | Petroleum | Unleaded gasoline | Unleaded gasoline |  | Steel | Steel |  | Painted or None | Steel |  | 1901-01-01 | [15 empty] | UST Currently In Use: 0; UST Temp Close: 0; AST Currently In Use: 0; AST Temp Closed: 0 | 0 | 0 | 0 | 13399-005-011427 | MELVIN CLARK OIL CO INC
21909 | Cannot Locate or abandoned | 2000-04-25 | 1977-01-01 |  | Petroleum | Unleaded gasoline | Unleaded gasoline |  | Steel | Steel |  | Painted or None | Steel |  | 1901-01-01 | [15 empty] | UST Currently In Use: 0; UST Temp Close: 0; AST Currently In Use: 0; AST Temp Closed: 0 | 0 | 0 | 0 | 13399-005-011427 | MELVIN CLARK OIL CO INC
21910 | Retired | 1988-08-01 | 1963-01-01 |  | Petroleum | Unleaded gasoline | Unleaded gasoline |  | Steel | Steel |  | Painted or None | Steel |  | 1901-01-01 | [15 empty] | UST Currently In Use: 0; UST Temp Close: 0; AST Currently In Use: 0; AST Temp Closed: 0 | 0 | 0 | 0 | 13399-005-011428 | MELVIN CLARK OIL CO INC
21911 | Retired | 1988-08-01 | 1963-01-01 |  | Petroleum | Unleaded gasoline | Unleaded gasoline |  | Steel | Steel |  | Painted or None | Steel |  | 1901-01-01 | [15 empty] | UST Currently In Use: 0; UST Temp Close: 0; AST Currently In Use: 0; AST Temp Closed: 0 | 0 | 0 | 0 | 13399-005-011428 | MELVIN CLARK OIL CO INC
21912 | Retired | 1988-08-01 | 1963-01-01 |  | Petroleum | Unleaded gasoline | Unleaded gasoline |  | Steel | Steel |  | Painted or None | Steel |  | 1901-01-01 | [15 empty] | UST Currently In Use: 0; UST Temp Close: 0; AST Currently In Use: 0; AST Temp Closed: 0 | 0 | 0 | 0 | 13399-005-011428 | MELVIN CLARK OIL CO INC
21913 | Retired | 1988-08-01 | 1975-01-01 |  | Petroleum | On road diesel | On road diesel |  | Steel | Steel |  | Painted or None | Steel |  | 1901-01-01 | [15 empty] | UST Currently In Use: 0; UST Temp Close: 0; AST Currently In Use: 0; AST Temp Closed: 0 | 0 | 0 | 0 | 13399-005-011428 | MELVIN CLARK OIL CO INC
21914 | Permanently Closed | 1986-01-01 | 1978-01-01 | 1993-03-29 | Petroleum | On road diesel | On road diesel |  | Steel | Steel |  | Painted or None | Steel |  | 1901-01-01 | [15 empty] | UST Currently In Use: 0; UST Temp Close: 0; AST Currently In Use: 0; AST Temp Closed: 0 | 0 | 0 | 5 | 14387-005-011430 | SHEFFIELD OIL CO INC DOTHAN
21915 | Permanently Closed | 1986-01-01 | 1978-01-01 | 1993-03-29 | Petroleum | Unleaded gasoline | Unleaded gasoline |  | Steel | Steel |  | Painted or None | Steel |  | 1901-01-01 | [15 empty] | UST Currently In Use: 0; UST Temp Close: 0; AST Currently In Use: 0; AST Temp Closed: 0 | 0 | 0 | 5 | 14387-005-011430 | SHEFFIELD OIL CO INC DOTHAN
21916 | Permanently Closed | 1986-01-01 | 1964-01-01 | 1993-03-29 | Petroleum | Unleaded gasoline | Unleaded gasoline |  | Steel | Steel |  | Painted or None | Steel |  | 1901-01-01 | [15 empty] | UST Currently In Use: 0; UST Temp Close: 0; AST Currently In Use: 0; AST Temp Closed: 0 | 0 | 0 | 5 | 14387-005-011430 | SHEFFIELD OIL CO INC DOTHAN
21917 | Permanently Closed | 1986-01-01 | 1964-01-01 | 1993-03-29 | Petroleum | Unleaded gasoline | Unleaded gasoline |  | Steel | Steel |  | Painted or None | Steel |  | 1901-01-01 | [15 empty] | UST Currently In Use: 0; UST Temp Close: 0; AST Currently In Use: 0; AST Temp Closed: 0 | 0 | 0 | 5 | 14387-005-011430 | SHEFFIELD OIL CO INC DOTHAN
21918 | Permanently Closed | 1986-01-01 | 1964-01-01 | 1993-03-29 | Petroleum | Used oil | Used oil |  | Steel | Steel |  | Painted or None | Steel |  | 1901-01-01 | [15 empty] | UST Currently In Use: 0; UST Temp Close: 0; AST Currently In Use: 0; AST Temp Closed: 0 | 0 | 0 | 5 | 14387-005-011430 | SHEFFIELD OIL CO INC DOTHAN
21919 | Permanently Closed | 1987-10-20 | 1964-01-01 | 1987-10-20 | Petroleum | Unleaded gasoline | Unleaded gasoline |  | Steel | Steel |  | Painted or None | Steel |  | 1901-01-01 | [15 empty] | UST Currently In Use: 0; UST Temp Close: 0; AST Currently In Use: 0; AST Temp Closed: 0 | 0 | 0 | 2 | 13399-005-011431 | MELVIN CLARK OIL CO INC
21920 | Permanently Closed | 1987-10-20 | 1964-01-01 | 1987-10-20 | Petroleum | On road diesel | On road diesel |  | Steel | Steel |  | Painted or None | Steel |  | 1901-01-01 | [15 empty] | UST Currently In Use: 0; UST Temp Close: 0; AST Currently In Use: 0; AST Temp Closed: 0 | 0 | 0 | 2 | 13399-005-011431 | MELVIN CLARK OIL CO INC
21921 | Permanently Closed | 1998-09-29 | 1982-01-01 | 1998-09-29 | Petroleum | On road diesel | On road diesel | Retail | Steel | Steel |  |  | Steel |  | 1901-01-01 | [12 empty] | Annual line testing | Annual line testing |  | UST Currently In Use: 0; UST Temp Close: 0; AST Currently In Use: 1; AST Temp Closed: 0 | 0 | 0 | 4 | 13400-125-007294 | MELVIN SELLERS
21922 | Permanently Closed | 1998-09-29 | 1981-01-01 | 1998-09-29 | Petroleum | Unleaded gasoline | Unleaded gasoline | Retail | Steel | Steel |  |  | Steel |  | 1901-01-01 | [12 empty] | Annual line testing | Annual line testing |  | UST Currently In Use: 0; UST Temp Close: 0; AST Currently In Use: 1; AST Temp Closed: 0 | 0 | 0 | 4 | 13400-125-007294 | MELVIN SELLERS
21923 | Permanently Closed | 1988-01-01 | 1979-01-01 | 1988-10-12 | Petroleum | Unleaded gasoline | Unleaded gasoline |  | Steel | Steel |  |  | Steel |  | 1901-01-01 | [15 empty] | UST Currently In Use: 0; UST Temp Close: 0; AST Currently In Use: 1; AST Temp Closed: 0 | 0 | 0 | 4 | 13400-125-007294 | MELVIN SELLERS
21924 | Permanently Closed | 1988-01-01 | 1977-01-01 | 1988-10-12 | Petroleum | Unleaded gasoline | Unleaded gasoline |  | Steel | Steel |  |  | Steel |  | 1901-01-01 | [15 empty] | UST Currently In Use: 0; UST Temp Close: 0; AST Currently In Use: 1; AST Temp Closed: 0 | 0 | 0 | 4 | 13400-125-007294 | MELVIN SELLERS
21925 | Permanently Closed | 1985-06-01 | 1964-01-01 | 1992-07-11 | Petroleum | Unleaded gasoline | Unleaded gasoline |  | Steel | Steel |  | Painted or None | Steel |  | 1901-01-01 | [15 empty] | UST Currently In Use: 0; UST Temp Close: 0; AST Currently In Use: 0; AST Temp Closed: 0 | 0 | 0 | 2 | 13401-077-000495 | MELVIN YOUNG MOTORS
21926 | Permanently Closed | 1992-07-11 | 1964-01-01 | 1992-07-11 | Petroleum | Unleaded gasoline | Unleaded gasoline |  | Steel | Steel |  | Painted or None | Steel |  | 1901-01-01 | [15 empty] | UST Currently In Use: 0; UST Temp Close: 0; AST Currently In Use: 0; AST Temp Closed: 0 | 0 | 0 | 2 | 13401-077-000495 | MELVIN YOUNG MOTORS
21927 | Permanently Closed | 1989-10-01 | 1959-01-01 | 1989-10-25 | Petroleum | Unleaded gasoline | Unleaded gasoline |  | Steel | Steel |  |  |  |  | 1901-01-01 | [15 empty] | UST Currently In Use: 0; UST Temp Close: 0; AST Currently In Use: 0; AST Temp Closed: 0 | 0 | 0 | 1 | 13402-125-003177 | MEMORY HILL GARDENS INC
21928 | Permanently Closed | 1990-05-29 | 1963-01-01 | 1990-05-29 | Petroleum | Used oil | Used oil |  | Steel | Steel |  | Painted or None | Steel |  | 1901-01-01 | [15 empty] | UST Currently In Use: 0; UST Temp Close: 0; AST Currently In Use: 0; AST Temp Closed: 0 | 0 | 0 | 2 | 13403-097-008839 | TRIMAC TRANSPORTATION, INC.
21929 | Permanently Closed | 1990-05-29 | 1963-01-01 | 1990-05-29 | Petroleum | On road diesel | On road diesel |  | Steel | Steel |  | Painted or None | Steel |  | 1901-01-01 | [15 empty] | UST Currently In Use: 0; UST Temp Close: 0; AST Currently In Use: 0; AST Temp Closed: 0 | 0 | 0 | 2 | 13403-097-008839 | TRIMAC TRANSPORTATION, INC.
21930 | Permanently Closed | 1999-04-14 | 1982-01-01 | 1999-04-14 | Petroleum | Unleaded gasoline | Unleaded gasoline |  | Steel | Steel |  | Painted or None | Steel |  | 1901-01-01 | [6 empty] | Statistical Inventory Reconciliation (SIR) | [8 empty] | UST Currently In Use: 0; UST Temp Close: 0; AST Currently In Use: 0; AST Temp Closed: 0 | 0 | 0 | 3 | 13404-049-000197 | MENTONE SUPERETTE
21931 | Permanently Closed | 1999-04-14 | 1973-01-01 | 1999-04-14 | Petroleum | Unleaded gasoline | Unleaded gasoline |  | Steel | Steel |  | Painted or None | Steel |  | 1901-01-01 | [6 empty] | Statistical Inventory Reconciliation (SIR) | [8 empty] | UST Currently In Use: 0; UST Temp Close: 0; AST Currently In Use: 0; AST Temp Closed: 0 | 0 | 0 | 3 | 13404-049-000197 | MENTONE SUPERETTE
21932 | Permanently Closed | 1999-04-14 | 1966-01-01 | 1999-04-14 | Petroleum | Unleaded gasoline | Unleaded gasoline |  | Steel | Steel |  | Painted or None | Steel |  | 1901-01-01 | [6 empty] | Statistical Inventory Reconciliation (SIR) | [8 empty] | UST Currently In Use: 0; UST Temp Close: 0; AST Currently In Use: 0; AST Temp Closed: 0 | 0 | 0 | 3 | 13404-049-000197 | MENTONE SUPERETTE
21933 | Permanently Closed | 1991-11-20 | 1974-01-01 | 1991-11-20 | Petroleum | Unleaded gasoline | Unleaded gasoline |  | Steel | Steel |  |  | Steel |  | 1901-01-01 | [15 empty] | UST Currently In Use: 0; UST Temp Close: 0; AST Currently In Use: 0; AST Temp Closed: 0 | 0 | 0 | 1 | 13405-097-001594 | MERCHANTS TRANSFER CO
21934 | Permanently Closed | 1990-03-10 | 1964-01-01 | 1990-03-10 | Petroleum | Unleaded gasoline | Unleaded gasoline |  | Steel | Steel |  |  | Steel |  | 1901-01-01 | [15 empty] | UST Currently In Use: 0; UST Temp Close: 0; AST Currently In Use: 0; AST Temp Closed: 0 | 0 | 0 | 3 | 13405-097-001595 | MERCHANTS TRANSFER CO
21935 | Permanently Closed | 1990-03-10 | 1974-01-01 | 1990-03-10 | Petroleum | Unleaded gasoline | Unleaded gasoline |  | Steel | Steel |  |  | Steel |  | 1901-01-01 | [15 empty] | UST Currently In Use: 0; UST Temp Close: 0; AST Currently In Use: 0; AST Temp Closed: 0 | 0 | 0 | 3 | 13405-097-001595 | MERCHANTS TRANSFER CO
21936 | Permanently Closed | 1990-03-12 | 1974-01-01 |  | Petroleum | Unleaded gasoline | Unleaded gasoline |  | Steel | Steel |  |  | Steel |  | 1901-01-01 | [15 empty] | UST Currently In Use: 0; UST Temp Close: 0; AST Currently In Use: 0; AST Temp Closed: 0 | 0 | 0 | 3 | 13405-097-001595 | MERCHANTS TRANSFER CO
21937 | Temporary Closed | 1998-11-30 | 1975-01-01 |  | Petroleum | Unleaded gasoline | Unleaded gasoline |  | Steel | Steel |  | Painted or None | Single Wall, Steel |  | 1901-01-01 | None | [14 empty] | UST Currently In Use: 0; UST Temp Close: 2; AST Currently In Use: 0; AST Temp Closed: 0 | 0 | 2 | 0 | 19778-073-002035 | HOWARD BAER INC
21938 | Temporary Closed | 1993-01-01 | 1975-01-01 |  | Petroleum | On road diesel | On road diesel |  | Steel | Steel |  | Painted or None | Single Wall, Steel |  | 1901-01-01 | None | [14 empty] | UST Currently In Use: 0; UST Temp Close: 2; AST Currently In Use: 0; AST Temp Closed: 0 | 0 | 2 | 0 | 19778-073-002035 | HOWARD BAER INC
21939 | Permanently Closed | 1901-01-01 | 1964-01-01 | 2011-11-11 | Petroleum | Unleaded gasoline | Unleaded gasoline |  | Steel | Steel |  |  | Steel |  | 1901-01-01 | [15 empty] | UST Currently In Use: 0; UST Temp Close: 0; AST Currently In Use: 0; AST Temp Closed: 0 | 0 | 0 | 1 | 13407-119-012513 | COCA COLA BOTTLING CO OF MERIDIAN
21940 | Currently in Use |  | 1972-12-15 |  | Petroleum | Unleaded gasoline | Unleaded gasoline | Retail | Single Wall, Steel | Steel | Field installed cathodic protection |  | Double Wall, Flexible |  |  |  | Catchment Basin, Single walled catchment basin | Automatic shutoff device At 95% full | Automatic shutoff device At 95% full |  |  | Continuous Automatic Tank Gauge | Single walled submersible pump containment sump | Automatic shutoff device (AELLD) | Automatic shutoff device (AELLD) | [5 empty] | UST Currently In Use: 2; UST Temp Close: 0; AST Currently In Use: 0; AST Temp Closed: 0 | 2 | 0 | 0 | 24613-077-008774 | SINGH-KAUR PROPERTIES LLC
21941 | Currently in Use |  | 1972-12-15 |  | Petroleum | Premium gasoline | Premium gasoline | Retail | Single Wall, Steel | Steel | Field installed cathodic protection |  | Double Wall, Flexible |  |  |  | Catchment Basin, Single walled catchment basin | Automatic shutoff device At 95% full | Automatic shutoff device At 95% full |  |  | Continuous Automatic Tank Gauge | Single walled submersible pump containment sump | Automatic shutoff device (AELLD) | Automatic shutoff device (AELLD) | [5 empty] | UST Currently In Use: 2; UST Temp Close: 0; AST Currently In Use: 0; AST Temp Closed: 0 | 2 | 0 | 0 | 24613-077-008774 | SINGH-KAUR PROPERTIES LLC
21943 | Permanently Closed | 1991-10-24 | 1972-01-01 | 1991-10-24 | Petroleum | On road diesel | On road diesel |  | Steel | Steel |  | Painted or None | Steel |  | 1901-01-01 | [15 empty] | UST Currently In Use: 0; UST Temp Close: 0; AST Currently In Use: 0; AST Temp Closed: 0 | 0 | 0 | 2 | 13414-081-003193 | MESA INDUSTRIES INC
21944 | Permanently Closed | 1991-10-24 | 1972-01-01 | 1991-10-24 | Petroleum | On road diesel | On road diesel |  | Steel | Steel |  | Painted or None | Steel |  | 1901-01-01 | [15 empty] | UST Currently In Use: 0; UST Temp Close: 0; AST Currently In Use: 0; AST Temp Closed: 0 | 0 | 0 | 2 | 13414-081-003193 | MESA INDUSTRIES INC
21945 | Permanently Closed | 2010-01-12 | 1985-06-01 | 2010-01-12 | Petroleum | On road diesel | On road diesel | Emergency Power Generator, Local Government | Fiberglass reinforced plastic | Fiberglass reinforced plastic |  |  | Other, PVC,STEEL |  | 1901-01-01 |  | Catchment Basin, Single walled catchment basin | Automatic shutoff device At 95% full | Automatic shutoff device At 95% full | [11 empty] | UST Currently In Use: 0; UST Temp Close: 0; AST Currently In Use: 0; AST Temp Closed: 0 | 0 | 0 | 1 | 10991-081-004601 | CITY OF AUBURN ACCOUNTS PAYABLE
21946 | Permanently Closed | 2009-05-01 | 1984-12-16 | 2010-01-11 | Petroleum | On road diesel | On road diesel | Emergency Power Generator, Local Government | Fiberglass reinforced plastic | Fiberglass reinforced plastic |  |  | Other, PVC STEEL |  | 1901-01-01 |  | Catchment Basin, Single walled catchment basin | Automatic shutoff device At 95% full | Automatic shutoff device At 95% full | [11 empty] | UST Currently In Use: 0; UST Temp Close: 0; AST Currently In Use: 0; AST Temp Closed: 0 | 0 | 0 | 1 | 10991-081-011922 | CITY OF AUBURN ACCOUNTS PAYABLE
21947 | Permanently Closed | 1997-06-01 | 1983-01-01 | 1997-06-20 | Petroleum | On road diesel | On road diesel | Retail | Fiberglass reinforced plastic | Fiberglass reinforced plastic |  |  | Steel |  | 1901-01-01 | Field installed cathodic protection | [5 empty] | Statistical Inventory Reconciliation (SIR) | [8 empty] | UST Currently In Use: 0; UST Temp Close: 0; AST Currently In Use: 1; AST Temp Closed: 0 | 0 | 0 | 2 | 21358-101-000513 | COUCH READY MIX USA
21948 | Permanently Closed | 1997-06-01 | 1983-01-01 | 1997-06-20 | Petroleum | Unleaded gasoline | Unleaded gasoline | Retail | Fiberglass reinforced plastic | Fiberglass reinforced plastic |  |  | Steel |  | 1901-01-01 | Field installed cathodic protection | [5 empty] | Statistical Inventory Reconciliation (SIR) | [8 empty] | UST Currently In Use: 0; UST Temp Close: 0; AST Currently In Use: 1; AST Temp Closed: 0 | 0 | 0 | 2 | 21358-101-000513 | COUCH READY MIX USA
21949 | Temporary Closed | 2010-04-01 | 1971-01-01 |  | Petroleum | Unleaded gasoline | Unleaded gasoline |  | Steel | Steel | Field installed cathodic protection |  | Steel |  |  | Field installed cathodic protection | Catchment Basin, Single walled catchment basin | Automatic shutoff device At 95% full | Automatic shutoff device At 95% full |  |  | Statistical Inventory Reconciliation (SIR) | [8 empty] | UST Currently In Use: 0; UST Temp Close: 3; AST Currently In Use: 0; AST Temp Closed: 0 | 0 | 3 | 0 | 23397-047-008967 | MINT EXPRESS CORP
21950 | Temporary Closed | 2009-07-01 | 1971-01-01 |  | Petroleum | Unleaded gasoline | Unleaded gasoline |  | Steel | Steel | Field installed cathodic protection |  | Steel |  |  | Field installed cathodic protection | Catchment Basin, Single walled catchment basin | Automatic shutoff device At 95% full | Automatic shutoff device At 95% full | [11 empty] | UST Currently In Use: 0; UST Temp Close: 3; AST Currently In Use: 0; AST Temp Closed: 0 | 0 | 3 | 0 | 23397-047-008967 | MINT EXPRESS CORP
21951 | Temporary Closed | 2011-09-24 | 1971-01-01 |  | Petroleum | Unleaded gasoline | Unleaded gasoline |  | Steel | Steel | Field installed cathodic protection |  | Steel |  |  | Field installed cathodic protection | Catchment Basin, Single walled catchment basin | Automatic shutoff device At 95% full | Automatic shutoff device At 95% full |  |  | Statistical Inventory Reconciliation (SIR) | [8 empty] | UST Currently In Use: 0; UST Temp Close: 3; AST Currently In Use: 0; AST Temp Closed: 0 | 0 | 3 | 0 | 23397-047-008967 | MINT EXPRESS CORP
21954 | Permanently Closed | 1982-01-01 | 1973-01-01 | 1982-01-01 | Petroleum | Unleaded gasoline | Unleaded gasoline |  | Steel | Steel |  | Painted or None | Steel |  | 1901-01-01 | [15 empty] | UST Currently In Use: 0; UST Temp Close: 0; AST Currently In Use: 0; AST Temp Closed: 0 | 0 | 0 | 1 | 13419-121-011266 | MICHAEL SUPPLY CO INC
21955 | Currently in Use |  | 1984-06-01 |  | Petroleum | Premium gasoline | Premium gasoline | Retail | Steel | Steel | Field installed cathodic protection |  | Single Wall, Steel |  |  | Field installed cathodic protection | Catchment Basin, Single walled catchment basin | Automatic shutoff device At 95% full | Automatic shutoff device At 95% full |  |  | Statistical Inventory Reconciliation (SIR) |  | Automatic flow restrictor (MLLD) | Automatic flow restrictor (MLLD) |  |  | Statistical inventory reconciliation (SIR) | Statistical inventory reconciliation (SIR) |  | UST Currently In Use: 4; UST Temp Close: 0; AST Currently In Use: 0; AST Temp Closed: 0 | 4 | 0 | 0 | 24845-131-007775 | SHAUN REED
21956 | Currently in Use |  | 1984-06-01 |  | Petroleum | Unleaded gasoline | Unleaded gasoline | Retail | Steel | Steel | Field installed cathodic protection |  | Single Wall, Steel |  |  | Field installed cathodic protection | Catchment Basin, Single walled catchment basin | Automatic shutoff device At 95% full, Flow Rest 90% Full | Flow Rest 90% Full |  |  | Statistical Inventory Reconciliation (SIR) |  | Automatic flow restrictor (MLLD) | Automatic flow restrictor (MLLD) |  |  | Statistical inventory reconciliation (SIR) | Statistical inventory reconciliation (SIR) |  | UST Currently In Use: 4; UST Temp Close: 0; AST Currently In Use: 0; AST Temp Closed: 0 | 4 | 0 | 0 | 24845-131-007775 | SHAUN REED
21957 | Currently in Use |  | 1984-06-01 |  | Petroleum | On road diesel | On road diesel | Retail | Steel | Steel | Field installed cathodic protection |  | Double Wall, Fiberglass reinforced plastic |  |  |  | Catchment Basin, Single walled catchment basin | Automatic shutoff device At 95% full, Flow Rest 90% Full | Flow Rest 90% Full |  |  | Statistical Inventory Reconciliation (SIR) |  | Automatic flow restrictor (MLLD), Containment Sump | Containment Sump | Interstitial Monitoring within Secondary Containment | MANUAL/VISUAL CHECK |  |  |  | UST Currently In Use: 4; UST Temp Close: 0; AST Currently In Use: 0; AST Temp Closed: 0 | 4 | 0 | 0 | 24845-131-007775 | SHAUN REED
21958 | Cannot Locate or abandoned | 2001-09-01 | 1976-01-01 |  | Petroleum | Unleaded gasoline | Unleaded gasoline |  | Steel | Steel |  | Painted or None | Steel |  | 1901-01-01 | [15 empty] | UST Currently In Use: 2; UST Temp Close: 0; AST Currently In Use: 0; AST Temp Closed: 0 | 2 | 0 | 0 | 13421-099-013123 | MICHEAL R NALL
21959 | Cannot Locate or abandoned | 2001-09-01 | 1976-01-01 |  | Petroleum | Unleaded gasoline | Unleaded gasoline |  | Steel | Steel |  | Painted or None | Steel |  | 1901-01-01 | [15 empty] | UST Currently In Use: 2; UST Temp Close: 0; AST Currently In Use: 0; AST Temp Closed: 0 | 2 | 0 | 0 | 13421-099-013123 | MICHEAL R NALL
21960 | Cannot Locate or abandoned | 2001-09-01 | 1976-01-01 |  | Petroleum | Unleaded gasoline | Unleaded gasoline |  | Steel | Steel |  | Painted or None | Steel |  | 1901-01-01 | [15 empty] | UST Currently In Use: 2; UST Temp Close: 0; AST Currently In Use: 0; AST Temp Closed: 0 | 2 | 0 | 0 | 13421-099-013123 | MICHEAL R NALL
21961 | Cannot Locate or abandoned | 2001-09-01 | 1976-01-01 |  | Petroleum | On road diesel | On road diesel |  | Steel | Steel |  | Painted or None | Steel |  | 1901-01-01 | [15 empty] | UST Currently In Use: 2; UST Temp Close: 0; AST Currently In Use: 0; AST Temp Closed: 0 | 2 | 0 | 0 | 13421-099-013123 | MICHEAL R NALL
21962 | Cannot Locate or abandoned | 2001-09-01 | 1985-01-01 |  | Petroleum | On road diesel | On road diesel |  | Steel | Steel |  | Painted or None | Steel |  | 1901-01-01 | [15 empty] | UST Currently In Use: 2; UST Temp Close: 0; AST Currently In Use: 0; AST Temp Closed: 0 | 2 | 0 | 0 | 13421-099-013123 | MICHEAL R NALL
21963 | Permanently Closed | 1991-09-10 | 1975-01-01 | 1991-09-25 | Petroleum | Unleaded gasoline | Unleaded gasoline |  | Steel | Steel |  | Painted or None | Steel |  | 1901-01-01 | [15 empty] | UST Currently In Use: 0; UST Temp Close: 0; AST Currently In Use: 6; AST Temp Closed: 0 | 0 | 0 | 2 | 13422-045-008325 | MICHELIN TIRE CORP
21964 | Permanently Closed | 1991-09-10 | 1975-01-01 | 1991-09-25 | Petroleum | On road diesel | On road diesel |  | Steel | Steel |  | Painted or None | Steel |  | 1901-01-01 | [15 empty] | UST Currently In Use: 0; UST Temp Close: 0; AST Currently In Use: 6; AST Temp Closed: 0 | 0 | 0 | 2 | 13422-045-008325 | MICHELIN TIRE CORP
21965 | Cannot Locate or abandoned | 1999-07-29 | 1964-01-01 |  | Petroleum | Used oil | Used oil | Retail | Steel | Steel |  |  | Other, NO PIPE |  | 1901-01-01 |  | Other, EXEMPT | Other, EXEMPT | Other | [11 empty] | UST Currently In Use: 0; UST Temp Close: 0; AST Currently In Use: 0; AST Temp Closed: 0 | 0 | 0 | 2 | 13423-097-007337 | MICHIGAN AVE AUTO REPAIR
21966 | Permanently Closed | 1982-01-01 | 1964-01-01 |  | Petroleum | Unleaded gasoline | Unleaded gasoline | [7 empty] | 1901-01-01 | [15 empty] | UST Currently In Use: 0; UST Temp Close: 0; AST Currently In Use: 0; AST Temp Closed: 0 | 0 | 0 | 2 | 13423-097-007337 | MICHIGAN AVE AUTO REPAIR
21967 | Permanently Closed | 1982-01-01 | 1964-01-01 |  | Petroleum | Unleaded gasoline | Unleaded gasoline | [7 empty] | 1901-01-01 | [15 empty] | UST Currently In Use: 0; UST Temp Close: 0; AST Currently In Use: 0; AST Temp Closed: 0 | 0 | 0 | 2 | 13423-097-007337 | MICHIGAN AVE AUTO REPAIR
21968 | Retired | 1988-08-08 | 1981-01-01 |  | Petroleum | Unleaded gasoline | Unleaded gasoline |  | Steel | Steel |  | Painted or None | Steel |  | 1901-01-01 | [15 empty] | UST Currently In Use: 0; UST Temp Close: 0; AST Currently In Use: 0; AST Temp Closed: 0 | 0 | 0 | 0 | 13424-093-010784 | MICKEY GOGGONS
21969 | Retired | 1988-08-08 | 1981-01-01 |  | Petroleum | Unleaded gasoline | Unleaded gasoline |  | Steel | Steel |  | Painted or None | Steel |  | 1901-01-01 | [15 empty] | UST Currently In Use: 0; UST Temp Close: 0; AST Currently In Use: 0; AST Temp Closed: 0 | 0 | 0 | 0 | 13424-093-010784 | MICKEY GOGGONS
21970 | Permanently Closed | 1975-06-01 | 1964-01-01 | 1989-09-20 | Petroleum | Unleaded gasoline | Unleaded gasoline |  | Steel | Steel |  |  | Steel |  | 1901-01-01 | [15 empty] | UST Currently In Use: 0; UST Temp Close: 0; AST Currently In Use: 0; AST Temp Closed: 0 | 0 | 0 | 1 | 13425-055-002858 | MID SOUTH ELECTRICS INC
21971 | Permanently Closed | 1973-11-01 | 1971-01-01 | 1984-01-01 | Petroleum | Unleaded gasoline | Unleaded gasoline |  | Steel | Steel |  |  | Steel |  | 1901-01-01 | [15 empty] | UST Currently In Use: 0; UST Temp Close: 0; AST Currently In Use: 0; AST Temp Closed: 0 | 0 | 0 | 2 | 13425-055-002859 | MID SOUTH ELECTRICS INC
21972 | Permanently Closed | 1973-11-01 | 1971-01-01 | 1984-01-01 | Petroleum | On road diesel | On road diesel |  | Steel | Steel |  |  | Steel |  | 1901-01-01 | [15 empty] | UST Currently In Use: 0; UST Temp Close: 0; AST Currently In Use: 0; AST Temp Closed: 0 | 0 | 0 | 2 | 13425-055-002859 | MID SOUTH ELECTRICS INC
21973 | Permanently Closed | 1901-01-01 | 1970-01-01 | 1988-03-01 | Petroleum | On road diesel | On road diesel |  | Steel | Steel |  |  |  |  | 1901-01-01 | [15 empty] | UST Currently In Use: 0; UST Temp Close: 0; AST Currently In Use: 0; AST Temp Closed: 0 | 0 | 0 | 2 | 13426-069-010489 | MID SOUTH MACHINERY
21974 | Permanently Closed | 1986-01-01 | 1970-01-01 | 1988-03-01 | Petroleum | On road diesel | On road diesel |  | Steel | Steel |  |  |  |  | 1901-01-01 | [15 empty] | UST Currently In Use: 0; UST Temp Close: 0; AST Currently In Use: 0; AST Temp Closed: 0 | 0 | 0 | 2 | 13426-069-010489 | MID SOUTH MACHINERY
21975 | Permanently Closed | 1990-11-11 | 1901-01-01 | 1990-11-11 | Petroleum | Used oil | Used oil |  | Steel | Steel |  |  | Steel |  | 1901-01-01 | [15 empty] | UST Currently In Use: 0; UST Temp Close: 0; AST Currently In Use: 0; AST Temp Closed: 0 | 0 | 0 | 1 | 13427-117-009184 | MID SOUTH MACHINERY
21976 | Permanently Closed | 1996-12-22 | 1980-01-01 | 1999-06-14 | Petroleum | On road diesel | On road diesel | [7 empty] | 1901-01-01 | [15 empty] | UST Currently In Use: 2; UST Temp Close: 0; AST Currently In Use: 0; AST Temp Closed: 0 | 2 | 0 | 4 | 15295-101-010482 | WARRIOR TRACTOR AND EQUIPMENT CO INC
21977 | Permanently Closed | 1996-12-22 | 1980-01-01 | 1999-06-14 | Petroleum | Unleaded gasoline | Unleaded gasoline | [7 empty] | 1901-01-01 | [15 empty] | UST Currently In Use: 2; UST Temp Close: 0; AST Currently In Use: 0; AST Temp Closed: 0 | 2 | 0 | 4 | 15295-101-010482 | WARRIOR TRACTOR AND EQUIPMENT CO INC
21978 | Permanently Closed | 1996-12-22 | 1980-01-01 | 1999-06-14 | Petroleum | Used oil | Used oil | [7 empty] | 1901-01-01 | [15 empty] | UST Currently In Use: 2; UST Temp Close: 0; AST Currently In Use: 0; AST Temp Closed: 0 | 2 | 0 | 4 | 15295-101-010482 | WARRIOR TRACTOR AND EQUIPMENT CO INC
21979 | Permanently Closed | 1996-12-26 | 1980-01-01 | 1999-06-14 | Petroleum | Used oil | Used oil | [7 empty] | 1901-01-01 | [15 empty] | UST Currently In Use: 2; UST Temp Close: 0; AST Currently In Use: 0; AST Temp Closed: 0 | 2 | 0 | 4 | 15295-101-010482 | WARRIOR TRACTOR AND EQUIPMENT CO INC
21980 | Permanently Closed | 1988-01-01 | 1979-01-01 | 1988-01-01 | Petroleum | On road diesel | On road diesel |  | Steel | Steel |  | Painted or None | Steel |  | 1901-01-01 | [15 empty] | UST Currently In Use: 0; UST Temp Close: 0; AST Currently In Use: 0; AST Temp Closed: 0 | 0 | 0 | 2 | 13429-043-001680 | MID SOUTH PACKAGING INC
21981 | Permanently Closed | 1988-01-01 | 1979-01-01 | 1988-01-01 | Petroleum | Used oil | Used oil |  | Steel | Steel |  | Painted or None | Steel |  | 1901-01-01 | [15 empty] | UST Currently In Use: 0; UST Temp Close: 0; AST Currently In Use: 0; AST Temp Closed: 0 | 0 | 0 | 2 | 13429-043-001680 | MID SOUTH PACKAGING INC
21982 | Permanently Closed | 1979-12-01 | 1974-01-01 |  | Petroleum | Other, OTHER | Other |  | Steel | Steel |  | Painted or None |  |  | 1901-01-01 | [15 empty] | UST Currently In Use: 0; UST Temp Close: 0; AST Currently In Use: 0; AST Temp Closed: 0 | 0 | 0 | 2 | 13430-073-001971 | MID SOUTH TANK & EQUIPMENT
21983 | Permanently Closed | 1979-12-01 | 1974-01-01 |  | Petroleum | Other, OTHER | Other |  | Steel | Steel |  | Painted or None |  |  | 1901-01-01 | [15 empty] | UST Currently In Use: 0; UST Temp Close: 0; AST Currently In Use: 0; AST Temp Closed: 0 | 0 | 0 | 2 | 13430-073-001971 | MID SOUTH TANK & EQUIPMENT
21984 | Permanently Closed | 1989-10-20 | 1953-01-01 | 1989-10-20 | Petroleum | Unleaded gasoline | Unleaded gasoline |  | Steel | Steel |  |  |  |  | 1901-01-01 | [15 empty] | UST Currently In Use: 0; UST Temp Close: 0; AST Currently In Use: 0; AST Temp Closed: 0 | 0 | 0 | 2 | 13431-033-000465 | MID SOUTH VENDING INC
21985 | Permanently Closed | 1989-10-20 | 1953-01-01 | 1989-10-20 | Petroleum | Unleaded gasoline | Unleaded gasoline |  | Steel | Steel |  |  |  |  | 1901-01-01 | [15 empty] | UST Currently In Use: 0; UST Temp Close: 0; AST Currently In Use: 0; AST Temp Closed: 0 | 0 | 0 | 2 | 13431-033-000465 | MID SOUTH VENDING INC
21986 | Permanently Closed | 1998-04-20 | 1969-01-01 | 1998-04-20 | Petroleum | Unleaded gasoline | Unleaded gasoline |  | Steel | Steel | Coated & cathodic protection (sti-P3) |  | Steel |  | 1901-01-01 | Field installed cathodic protection | [14 empty] | UST Currently In Use: 3; UST Temp Close: 0; AST Currently In Use: 0; AST Temp Closed: 0 | 3 | 0 | 4 | 13434-013-005309 | MIDDLETON OIL COMPANY, INC.
21987 | Permanently Closed | 1998-04-20 | 1969-01-01 | 1998-04-20 | Petroleum | Unleaded gasoline | Unleaded gasoline |  | Steel | Steel | Coated & cathodic protection (sti-P3) |  | Steel |  | 1901-01-01 | Field installed cathodic protection | [14 empty] | UST Currently In Use: 3; UST Temp Close: 0; AST Currently In Use: 0; AST Temp Closed: 0 | 3 | 0 | 4 | 13434-013-005309 | MIDDLETON OIL COMPANY, INC.
21988 | Permanently Closed | 1998-04-20 | 1969-01-01 | 1998-04-20 | Petroleum | Unleaded gasoline | Unleaded gasoline |  | Steel | Steel | Coated & cathodic protection (sti-P3) |  | Steel |  | 1901-01-01 | Field installed cathodic protection | [14 empty] | UST Currently In Use: 3; UST Temp Close: 0; AST Currently In Use: 0; AST Temp Closed: 0 | 3 | 0 | 4 | 13434-013-005309 | MIDDLETON OIL COMPANY, INC.
21989 | Permanently Closed | 1998-04-20 | 1969-01-01 | 1998-04-20 | Petroleum | Used oil | Used oil |  | Steel | Steel | Coated & cathodic protection (sti-P3) |  | Steel |  | 1901-01-01 | Field installed cathodic protection | [14 empty] | UST Currently In Use: 3; UST Temp Close: 0; AST Currently In Use: 0; AST Temp Closed: 0 | 3 | 0 | 4 | 13434-013-005309 | MIDDLETON OIL COMPANY, INC.
21990 | Currently in Use |  | 1987-10-15 |  | Petroleum | Unleaded gasoline | Unleaded gasoline | Retail | Steel | Steel | Coated & cathodic protection (sti-P3) |  | Flexible |  |  |  | Catchment Basin, Single walled catchment basin | Automatic shutoff device At 95% full, Flow Rest 90% Full | Flow Rest 90% Full |  |  | Continuous Automatic Tank Gauge |  | Automatic shutoff device (AELLD), Containment Sump | Containment Sump | [5 empty] | UST Currently In Use: 2; UST Temp Close: 0; AST Currently In Use: 0; AST Temp Closed: 0 | 2 | 0 | 2 | 13434-013-008600 | MIDDLETON OIL COMPANY, INC.
21992 | Currently in Use |  | 1987-10-15 |  | Petroleum | Premium gasoline | Premium gasoline | Retail | Steel | Steel | Coated & cathodic protection (sti-P3) |  | Flexible |  |  |  | Catchment Basin, Single walled catchment basin | Automatic shutoff device At 95% full, Flow Rest 90% Full | Flow Rest 90% Full |  |  | Continuous Automatic Tank Gauge |  | Automatic shutoff device (AELLD), Containment Sump | Containment Sump | [5 empty] | UST Currently In Use: 2; UST Temp Close: 0; AST Currently In Use: 0; AST Temp Closed: 0 | 2 | 0 | 2 | 13434-013-008600 | MIDDLETON OIL COMPANY, INC.
21993 | Permanently Closed | 1987-10-22 | 1969-01-01 | 1987-10-22 | Petroleum | Unleaded gasoline | Unleaded gasoline |  | Steel | Steel |  |  |  |  | 1901-01-01 | [15 empty] | UST Currently In Use: 2; UST Temp Close: 0; AST Currently In Use: 0; AST Temp Closed: 0 | 2 | 0 | 2 | 13434-013-008600 | MIDDLETON OIL COMPANY, INC.
21994 | Permanently Closed | 1987-10-22 | 1969-01-01 | 1987-10-22 | Petroleum | Unleaded gasoline | Unleaded gasoline |  | Steel | Steel |  |  |  |  | 1901-01-01 | [15 empty] | UST Currently In Use: 2; UST Temp Close: 0; AST Currently In Use: 0; AST Temp Closed: 0 | 2 | 0 | 2 | 13434-013-008600 | MIDDLETON OIL COMPANY, INC.
21995 | Permanently Closed | 1992-05-25 | 1972-01-01 | 1992-05-25 | Petroleum | Unleaded gasoline | Unleaded gasoline |  | Steel | Steel |  | Painted or None | Steel |  | 1901-01-01 | [15 empty] | UST Currently In Use: 0; UST Temp Close: 0; AST Currently In Use: 0; AST Temp Closed: 0 | 0 | 0 | 1 | 13434-013-010158 | MIDDLETON OIL COMPANY, INC.
21996 | Permanently Closed | 1901-01-01 | 1972-01-01 | 1988-12-05 | Petroleum | Unleaded gasoline | Unleaded gasoline |  | Steel | Steel |  | Painted or None | Steel |  | 1901-01-01 | [15 empty] | UST Currently In Use: 0; UST Temp Close: 0; AST Currently In Use: 0; AST Temp Closed: 0 | 0 | 0 | 1 | 13434-013-010159 | MIDDLETON OIL COMPANY, INC.
21997 | Permanently Closed | 1991-09-11 | 1972-01-01 | 1991-09-11 | Petroleum | Unleaded gasoline | Unleaded gasoline |  | Steel | Steel |  | Painted or None | Steel |  | 1901-01-01 | [15 empty] | UST Currently In Use: 0; UST Temp Close: 0; AST Currently In Use: 0; AST Temp Closed: 0 | 0 | 0 | 2 | 13434-013-010160 | MIDDLETON OIL COMPANY, INC.
21998 | Permanently Closed | 1901-01-01 | 1958-01-01 |  | Petroleum | Unleaded gasoline | Unleaded gasoline |  | Steel | Steel |  | Painted or None | Steel |  | 1901-01-01 | [15 empty] | UST Currently In Use: 0; UST Temp Close: 0; AST Currently In Use: 0; AST Temp Closed: 0 | 0 | 0 | 2 | 13434-013-010160 | MIDDLETON OIL COMPANY, INC.
21999 | Permanently Closed | 1990-03-01 | 1961-01-01 | 1990-03-01 | Petroleum | Unleaded gasoline | Unleaded gasoline |  | Steel | Steel |  | Painted or None | Steel |  | 1901-01-01 | [15 empty] | UST Currently In Use: 0; UST Temp Close: 1; AST Currently In Use: 0; AST Temp Closed: 0 | 0 | 1 | 2 | 17213-013-010162 | TOMMY SAUCER
22000 | Permanently Closed | 1990-03-01 | 1961-01-01 | 1990-03-01 | Petroleum | Unleaded gasoline | Unleaded gasoline |  | Steel | Steel |  | Painted or None | Steel |  | 1901-01-01 | [15 empty] | UST Currently In Use: 0; UST Temp Close: 1; AST Currently In Use: 0; AST Temp Closed: 0 | 0 | 1 | 2 | 17213-013-010162 | TOMMY SAUCER
22001 | Temporary Closed | 2003-05-21 | 1990-03-06 |  | Petroleum | Unleaded gasoline | Unleaded gasoline |  | Fiberglass coated steel | Fiberglass coated steel |  |  | Fiberglass reinforced plastic |  | 1901-01-01 |  | Catchment Basin, Single walled catchment basin | Flow Rest 90% Full | Flow Rest 90% Full | [11 empty] | UST Currently In Use: 0; UST Temp Close: 1; AST Currently In Use: 0; AST Temp Closed: 0 | 0 | 1 | 2 | 17213-013-010162 | TOMMY SAUCER
22003 | Currently in Use |  | 1981-01-01 |  | Petroleum | Premium gasoline | Premium gasoline | Bulk facility | Steel | Steel | Field installed cathodic protection |  | Flexible, ENVIRON |  |  |  | Catchment Basin, Single walled catchment basin | Audible high level alarm At 90% full, Flow Rest 90% Full | Flow Rest 90% Full |  |  | Continuous Automatic Tank Gauge |  | Containment Sump, Sump sensor relayed to automatically shut off submersible pump | Sump sensor relayed to automatically shut off submersible pump | Interstitial Monitoring within Secondary Containment | SENSOR TO ATG | Continuous alarm system | Continuous alarm system |  | UST Currently In Use: 4; UST Temp Close: 0; AST Currently In Use: 0; AST Temp Closed: 0 | 4 | 0 | 0 | 13434-013-010167 | MIDDLETON OIL COMPANY, INC.
22004 | Currently in Use |  | 1981-01-01 |  | Petroleum | Unleaded gasoline | Unleaded gasoline | Bulk facility | Steel | Steel | Field installed cathodic protection |  | Flexible, ENVIRON |  |  |  | Catchment Basin, Single walled catchment basin | Audible high level alarm At 90% full, Flow Rest 90% Full | Flow Rest 90% Full |  |  | Continuous Automatic Tank Gauge |  | Containment Sump, Sump sensor relayed to automatically shut off submersible pump | Sump sensor relayed to automatically shut off submersible pump | Interstitial Monitoring within Secondary Containment | SENSOR TO ATG | Continuous alarm system | Continuous alarm system |  | UST Currently In Use: 4; UST Temp Close: 0; AST Currently In Use: 0; AST Temp Closed: 0 | 4 | 0 | 0 | 13434-013-010167 | MIDDLETON OIL COMPANY, INC.
22005 | Currently in Use |  | 1981-01-01 |  | Petroleum | On road diesel | On road diesel | Bulk facility | Steel | Steel | Field installed cathodic protection |  | Flexible, ENVIRON |  |  |  | Catchment Basin, Single walled catchment basin | Audible high level alarm At 90% full, Flow Rest 90% Full | Flow Rest 90% Full |  |  | Continuous Automatic Tank Gauge |  | Containment Sump, Sump sensor relayed to automatically shut off submersible pump | Sump sensor relayed to automatically shut off submersible pump | Interstitial Monitoring within Secondary Containment | SENSOR TO ATG | Continuous alarm system | Continuous alarm system |  | UST Currently In Use: 4; UST Temp Close: 0; AST Currently In Use: 0; AST Temp Closed: 0 | 4 | 0 | 0 | 13434-013-010167 | MIDDLETON OIL COMPANY, INC.
22006 | Currently in Use |  | 1981-01-01 |  | Petroleum | On road diesel | On road diesel | Bulk facility | Steel | Steel | Field installed cathodic protection |  | Flexible, ENVIRON |  |  |  | Catchment Basin, Single walled catchment basin | Audible high level alarm At 90% full, Flow Rest 90% Full | Flow Rest 90% Full |  |  | Continuous Automatic Tank Gauge |  | Containment Sump, Sump sensor relayed to automatically shut off submersible pump | Sump sensor relayed to automatically shut off submersible pump | Interstitial Monitoring within Secondary Containment | SENSOR TO ATG | Continuous alarm system | Continuous alarm system |  | UST Currently In Use: 4; UST Temp Close: 0; AST Currently In Use: 0; AST Temp Closed: 0 | 4 | 0 | 0 | 13434-013-010167 | MIDDLETON OIL COMPANY, INC.
22007 | Permanently Closed | 1901-01-01 | 1959-01-01 |  | Petroleum | Unleaded gasoline | Unleaded gasoline |  | Steel | Steel |  | Painted or None | Steel |  | 1901-01-01 | [15 empty] | UST Currently In Use: 0; UST Temp Close: 0; AST Currently In Use: 0; AST Temp Closed: 0 | 0 | 0 | 3 | 13434-013-010168 | MIDDLETON OIL COMPANY, INC.
22008 | Permanently Closed | 1901-01-01 | 1959-01-01 |  | Petroleum | Unleaded gasoline | Unleaded gasoline |  | Steel | Steel |  | Painted or None | Steel |  | 1901-01-01 | [15 empty] | UST Currently In Use: 0; UST Temp Close: 0; AST Currently In Use: 0; AST Temp Closed: 0 | 0 | 0 | 3 | 13434-013-010168 | MIDDLETON OIL COMPANY, INC.
22009 | Permanently Closed | 1901-01-01 | 1959-01-01 |  | Petroleum | Unleaded gasoline | Unleaded gasoline |  | Steel | Steel |  | Painted or None | Steel |  | 1901-01-01 | [15 empty] | UST Currently In Use: 0; UST Temp Close: 0; AST Currently In Use: 0; AST Temp Closed: 0 | 0 | 0 | 3 | 13434-013-010168 | MIDDLETON OIL COMPANY, INC.
22010 | Permanently Closed | 1992-05-30 | 1974-01-01 | 1992-05-30 | Petroleum | Unleaded gasoline | Unleaded gasoline |  | Steel | Steel |  | Painted or None | Steel |  | 1901-01-01 | [15 empty] | UST Currently In Use: 0; UST Temp Close: 0; AST Currently In Use: 0; AST Temp Closed: 0 | 0 | 0 | 7 | 23831-013-010169 | JAMES W TILL
22011 | Permanently Closed | 1992-05-30 | 1974-01-01 | 1992-05-30 | Petroleum | Unleaded gasoline | Unleaded gasoline |  | Steel | Steel |  | Painted or None | Steel |  | 1901-01-01 | [15 empty] | UST Currently In Use: 0; UST Temp Close: 0; AST Currently In Use: 0; AST Temp Closed: 0 | 0 | 0 | 7 | 23831-013-010169 | JAMES W TILL
22012 | Permanently Closed | 1992-05-30 | 1964-01-01 | 1992-05-30 | Petroleum | Unleaded gasoline | Unleaded gasoline |  | Steel | Steel |  | Painted or None | Steel |  | 1901-01-01 | [15 empty] | UST Currently In Use: 0; UST Temp Close: 0; AST Currently In Use: 0; AST Temp Closed: 0 | 0 | 0 | 7 | 23831-013-010169 | JAMES W TILL
22013 | Permanently Closed | 1992-05-30 | 1983-01-01 | 1992-05-30 | Petroleum | Unleaded gasoline | Unleaded gasoline |  | Steel | Steel |  | Painted or None | Steel |  | 1901-01-01 | [15 empty] | UST Currently In Use: 0; UST Temp Close: 0; AST Currently In Use: 0; AST Temp Closed: 0 | 0 | 0 | 7 | 23831-013-010169 | JAMES W TILL
22014 | Permanently Closed | 1990-06-18 | 1964-01-01 | 1990-06-18 | Petroleum | On road diesel | On road diesel |  | Steel | Steel |  | Painted or None | Steel |  | 1901-01-01 | [15 empty] | UST Currently In Use: 0; UST Temp Close: 0; AST Currently In Use: 0; AST Temp Closed: 0 | 0 | 0 | 7 | 23831-013-010169 | JAMES W TILL
22015 | Permanently Closed | 1992-09-09 | 1959-01-01 | 1992-09-09 | Petroleum | Unleaded gasoline | Unleaded gasoline |  | Steel | Steel |  | Painted or None | Steel |  | 1901-01-01 | [15 empty] | UST Currently In Use: 0; UST Temp Close: 0; AST Currently In Use: 0; AST Temp Closed: 0 | 0 | 0 | 4 | 13434-013-010173 | MIDDLETON OIL COMPANY, INC.
22016 | Permanently Closed | 1992-09-09 | 1959-01-01 | 1992-09-09 | Petroleum | Unleaded gasoline | Unleaded gasoline |  | Steel | Steel |  | Painted or None | Steel |  | 1901-01-01 | [15 empty] | UST Currently In Use: 0; UST Temp Close: 0; AST Currently In Use: 0; AST Temp Closed: 0 | 0 | 0 | 4 | 13434-013-010173 | MIDDLETON OIL COMPANY, INC.
22017 | Permanently Closed | 1992-09-09 | 1959-01-01 | 1992-09-09 | Petroleum | Unleaded gasoline | Unleaded gasoline |  | Steel | Steel |  | Painted or None | Steel |  | 1901-01-01 | [15 empty] | UST Currently In Use: 0; UST Temp Close: 0; AST Currently In Use: 0; AST Temp Closed: 0 | 0 | 0 | 4 | 13434-013-010173 | MIDDLETON OIL COMPANY, INC.
22018 | Permanently Closed | 1992-09-09 | 1959-01-01 | 1992-09-09 | Petroleum | Unleaded gasoline | Unleaded gasoline |  | Steel | Steel |  | Painted or None | Steel |  | 1901-01-01 | [15 empty] | UST Currently In Use: 0; UST Temp Close: 0; AST Currently In Use: 0; AST Temp Closed: 0 | 0 | 0 | 4 | 13434-013-010173 | MIDDLETON OIL COMPANY, INC.
22019 | Permanently Closed | 1988-11-01 | 1954-01-01 | 1988-11-01 | Petroleum | Unleaded gasoline | Unleaded gasoline |  | Steel | Steel |  | Painted or None | Steel |  | 1901-01-01 | [15 empty] | UST Currently In Use: 0; UST Temp Close: 1; AST Currently In Use: 0; AST Temp Closed: 0 | 0 | 1 | 2 | 22662-013-010175 | PAMELA JONES
22020 | Permanently Closed | 1988-11-01 | 1954-01-01 | 1988-11-01 | Petroleum | Unleaded gasoline | Unleaded gasoline |  | Steel | Steel |  | Painted or None | Steel |  | 1901-01-01 | [15 empty] | UST Currently In Use: 0; UST Temp Close: 1; AST Currently In Use: 0; AST Temp Closed: 0 | 0 | 1 | 2 | 22662-013-010175 | PAMELA JONES
22021 | Permanently Closed | 1901-01-01 | 1966-01-01 | 1988-12-17 | Petroleum | On road diesel | On road diesel |  | Steel | Steel |  | Painted or None | Steel |  | 1901-01-01 | [15 empty] | UST Currently In Use: 0; UST Temp Close: 0; AST Currently In Use: 0; AST Temp Closed: 0 | 0 | 0 | 1 | 13434-013-010177 | MIDDLETON OIL COMPANY, INC.
22022 | Permanently Closed | 1901-01-01 | 1972-01-01 | 1988-12-17 | Petroleum | Unleaded gasoline | Unleaded gasoline |  | Steel | Steel |  | Painted or None | Steel |  | 1901-01-01 | [15 empty] | UST Currently In Use: 0; UST Temp Close: 0; AST Currently In Use: 0; AST Temp Closed: 0 | 0 | 0 | 1 | 13434-013-010194 | MIDDLETON OIL COMPANY, INC.
22023 | Permanently Closed | 1992-05-25 | 1982-01-01 | 1992-05-25 | Petroleum | Unleaded gasoline | Unleaded gasoline |  | Steel | Steel |  | Painted or None | Steel |  | 1901-01-01 | [15 empty] | UST Currently In Use: 0; UST Temp Close: 0; AST Currently In Use: 0; AST Temp Closed: 0 | 0 | 0 | 1 | 13434-013-010195 | MIDDLETON OIL COMPANY, INC.
22024 | Permanently Closed | 1901-01-01 | 1969-01-01 | 1988-12-09 | Petroleum | On road diesel | On road diesel |  | Steel | Steel |  | Painted or None | Steel |  | 1901-01-01 | [15 empty] | UST Currently In Use: 0; UST Temp Close: 0; AST Currently In Use: 0; AST Temp Closed: 0 | 0 | 0 | 1 | 13434-013-010196 | MIDDLETON OIL COMPANY, INC.
22025 | Permanently Closed | 1901-01-01 | 1964-01-01 | 1988-12-09 | Petroleum | On road diesel | On road diesel |  | Steel | Steel |  | Painted or None | Steel |  | 1901-01-01 | [15 empty] | UST Currently In Use: 0; UST Temp Close: 0; AST Currently In Use: 0; AST Temp Closed: 0 | 0 | 0 | 2 | 13434-013-010197 | MIDDLETON OIL COMPANY, INC.
22026 | Permanently Closed | 1901-01-01 | 1969-01-01 | 1988-12-09 | Petroleum | On road diesel | On road diesel |  | Steel | Steel |  | Painted or None | Steel |  | 1901-01-01 | [15 empty] | UST Currently In Use: 0; UST Temp Close: 0; AST Currently In Use: 0; AST Temp Closed: 0 | 0 | 0 | 2 | 13434-013-010197 | MIDDLETON OIL COMPANY, INC.
22027 | Permanently Closed | 1992-09-09 | 1979-01-01 | 1992-09-04 | Petroleum | Unleaded gasoline | Unleaded gasoline |  | Steel | Steel |  | Painted or None | Steel |  | 1901-01-01 | [15 empty] | UST Currently In Use: 0; UST Temp Close: 0; AST Currently In Use: 0; AST Temp Closed: 0 | 0 | 0 | 4 | 13434-013-010198 | MIDDLETON OIL COMPANY, INC.
22028 | Permanently Closed | 1992-09-09 | 1979-01-01 | 1992-09-09 | Petroleum | Unleaded gasoline | Unleaded gasoline |  | Steel | Steel |  | Painted or None | Steel |  | 1901-01-01 | [15 empty] | UST Currently In Use: 0; UST Temp Close: 0; AST Currently In Use: 0; AST Temp Closed: 0 | 0 | 0 | 4 | 13434-013-010198 | MIDDLETON OIL COMPANY, INC.
22029 | Permanently Closed | 1992-09-09 | 1970-01-01 | 1992-09-09 | Petroleum | Unleaded gasoline | Unleaded gasoline |  | Steel | Steel |  | Painted or None | Steel |  | 1901-01-01 | [15 empty] | UST Currently In Use: 0; UST Temp Close: 0; AST Currently In Use: 0; AST Temp Closed: 0 | 0 | 0 | 4 | 13434-013-010198 | MIDDLETON OIL COMPANY, INC.
22030 | Permanently Closed | 1992-09-09 | 1901-01-01 | 1992-09-09 | Petroleum | Kerosene | Kerosene |  | Steel | Steel |  |  | Steel |  | 1901-01-01 | [15 empty] | UST Currently In Use: 0; UST Temp Close: 0; AST Currently In Use: 0; AST Temp Closed: 0 | 0 | 0 | 4 | 13434-013-010198 | MIDDLETON OIL COMPANY, INC.
22031 | Permanently Closed | 1993-06-02 | 1973-01-01 | 1993-06-02 | Petroleum | Unleaded gasoline | Unleaded gasoline |  | Steel | Steel |  | Painted or None | Steel |  | 1901-01-01 | [15 empty] | UST Currently In Use: 0; UST Temp Close: 0; AST Currently In Use: 0; AST Temp Closed: 0 | 0 | 0 | 3 | 13434-013-010204 | MIDDLETON OIL COMPANY, INC.
22032 | Permanently Closed | 1993-06-02 | 1973-01-01 | 1993-06-02 | Petroleum | Unleaded gasoline | Unleaded gasoline |  | Steel | Steel |  | Painted or None | Steel |  | 1901-01-01 | [15 empty] | UST Currently In Use: 0; UST Temp Close: 0; AST Currently In Use: 0; AST Temp Closed: 0 | 0 | 0 | 3 | 13434-013-010204 | MIDDLETON OIL COMPANY, INC.
22033 | Permanently Closed | 1993-06-02 | 1973-01-01 | 1993-06-02 | Petroleum | Unleaded gasoline | Unleaded gasoline |  | Steel | Steel |  | Painted or None | Steel |  | 1901-01-01 | [15 empty] | UST Currently In Use: 0; UST Temp Close: 0; AST Currently In Use: 0; AST Temp Closed: 0 | 0 | 0 | 3 | 13434-013-010204 | MIDDLETON OIL COMPANY, INC.
22034 | Temporary Closed | 2011-04-11 | 1986-09-26 |  | Petroleum | Unleaded gasoline | Unleaded gasoline | Retail | Steel | Steel | Coated & cathodic protection (sti-P3) |  | Fiberglass reinforced plastic |  |  |  | Catchment Basin, Single walled catchment basin | Flow Rest 90% Full | Flow Rest 90% Full |  |  | Statistical Inventory Reconciliation (SIR) | [8 empty] | UST Currently In Use: 0; UST Temp Close: 3; AST Currently In Use: 0; AST Temp Closed: 0 | 0 | 3 | 0 | 13434-013-010205 | MIDDLETON OIL COMPANY, INC.
22035 | Temporary Closed | 2011-04-15 | 1986-09-26 |  | Petroleum | Premium gasoline | Premium gasoline | Retail | Steel | Steel | Coated & cathodic protection (sti-P3) |  | Fiberglass reinforced plastic |  |  |  | Catchment Basin, Single walled catchment basin | Flow Rest 90% Full | Flow Rest 90% Full |  |  | Statistical Inventory Reconciliation (SIR) | [8 empty] | UST Currently In Use: 0; UST Temp Close: 3; AST Currently In Use: 0; AST Temp Closed: 0 | 0 | 3 | 0 | 13434-013-010205 | MIDDLETON OIL COMPANY, INC.
22036 | Temporary Closed | 2011-04-15 | 1986-09-26 |  | Petroleum | On road diesel | On road diesel | Retail | Steel | Steel | Coated & cathodic protection (sti-P3) |  | Fiberglass reinforced plastic |  |  |  | Catchment Basin, Single walled catchment basin | Flow Rest 90% Full | Flow Rest 90% Full |  |  | Statistical Inventory Reconciliation (SIR) | [8 empty] | UST Currently In Use: 0; UST Temp Close: 3; AST Currently In Use: 0; AST Temp Closed: 0 | 0 | 3 | 0 | 13434-013-010205 | MIDDLETON OIL COMPANY, INC.
22037 | Permanently Closed | 1985-10-01 | 1978-01-01 | 1985-10-01 | Petroleum | On road diesel | On road diesel |  | Steel | Steel |  | Painted or None | Steel |  | 1901-01-01 | [15 empty] | UST Currently In Use: 0; UST Temp Close: 0; AST Currently In Use: 0; AST Temp Closed: 0 | 0 | 0 | 2 | 13434-013-010217 | MIDDLETON OIL COMPANY, INC.
22038 | Permanently Closed | 1985-10-01 | 1978-01-01 | 1985-10-01 | Petroleum | On road diesel | On road diesel |  | Steel | Steel |  | Painted or None | Steel |  | 1901-01-01 | [15 empty] | UST Currently In Use: 0; UST Temp Close: 0; AST Currently In Use: 0; AST Temp Closed: 0 | 0 | 0 | 2 | 13434-013-010217 | MIDDLETON OIL COMPANY, INC.
22039 | Permanently Closed | 1992-01-22 | 1963-01-01 | 1992-01-22 | Petroleum | Unleaded gasoline | Unleaded gasoline |  | Steel | Steel |  | Painted or None | Steel |  | 1901-01-01 | [15 empty] | UST Currently In Use: 0; UST Temp Close: 0; AST Currently In Use: 0; AST Temp Closed: 0 | 0 | 0 | 3 | 13434-035-010151 | MIDDLETON OIL COMPANY, INC.
22040 | Permanently Closed | 1992-01-22 | 1975-01-01 | 1992-01-22 | Petroleum | Unleaded gasoline | Unleaded gasoline |  | Steel | Steel |  | Painted or None | Steel |  | 1901-01-01 | [15 empty] | UST Currently In Use: 0; UST Temp Close: 0; AST Currently In Use: 0; AST Temp Closed: 0 | 0 | 0 | 3 | 13434-035-010151 | MIDDLETON OIL COMPANY, INC.
22041 | Permanently Closed | 1992-01-22 | 1963-01-01 | 1992-01-22 | Petroleum | On road diesel | On road diesel |  | Steel | Steel |  | Painted or None | Steel |  | 1901-01-01 | [15 empty] | UST Currently In Use: 0; UST Temp Close: 0; AST Currently In Use: 0; AST Temp Closed: 0 | 0 | 0 | 3 | 13434-035-010151 | MIDDLETON OIL COMPANY, INC.
22042 | Permanently Closed | 1992-09-09 | 1963-01-01 | 1992-09-09 | Petroleum | Unleaded gasoline | Unleaded gasoline |  | Steel | Steel |  | Painted or None | Steel |  | 1901-01-01 | [15 empty] | UST Currently In Use: 0; UST Temp Close: 0; AST Currently In Use: 0; AST Temp Closed: 0 | 0 | 0 | 2 | 13434-035-010153 | MIDDLETON OIL COMPANY, INC.
22043 | Permanently Closed | 1992-09-09 | 1963-01-01 | 1992-09-09 | Petroleum | On road diesel | On road diesel |  | Steel | Steel |  | Painted or None | Steel |  | 1901-01-01 | [15 empty] | UST Currently In Use: 0; UST Temp Close: 0; AST Currently In Use: 0; AST Temp Closed: 0 | 0 | 0 | 2 | 13434-035-010153 | MIDDLETON OIL COMPANY, INC.
22044 | Permanently Closed | 1992-01-22 | 1971-01-01 | 1992-01-22 | Petroleum | Unleaded gasoline | Unleaded gasoline |  | Steel | Steel |  | Painted or None | Steel |  | 1901-01-01 | [15 empty] | UST Currently In Use: 0; UST Temp Close: 0; AST Currently In Use: 0; AST Temp Closed: 0 | 0 | 0 | 2 | 13434-035-010154 | MIDDLETON OIL COMPANY, INC.
22045 | Permanently Closed | 1992-01-22 | 1971-01-01 | 1992-01-22 | Petroleum | On road diesel | On road diesel |  | Steel | Steel |  | Painted or None | Steel |  | 1901-01-01 | [15 empty] | UST Currently In Use: 0; UST Temp Close: 0; AST Currently In Use: 0; AST Temp Closed: 0 | 0 | 0 | 2 | 13434-035-010154 | MIDDLETON OIL COMPANY, INC.
22046 | Permanently Closed | 1901-01-01 | 1983-01-01 | 1987-01-01 | Petroleum | Unleaded gasoline | Unleaded gasoline |  | Steel | Steel |  | Painted or None | Steel |  | 1901-01-01 | [15 empty] | UST Currently In Use: 0; UST Temp Close: 0; AST Currently In Use: 0; AST Temp Closed: 0 | 0 | 0 | 2 | 13434-035-010188 | MIDDLETON OIL COMPANY, INC.
22047 | Permanently Closed | 1901-01-01 | 1983-01-01 | 1987-01-01 | Petroleum | Unleaded gasoline | Unleaded gasoline |  | Steel | Steel |  | Painted or None | Steel |  | 1901-01-01 | [15 empty] | UST Currently In Use: 0; UST Temp Close: 0; AST Currently In Use: 0; AST Temp Closed: 0 | 0 | 0 | 2 | 13434-035-010188 | MIDDLETON OIL COMPANY, INC.
22048 | Permanently Closed | 1901-01-01 | 1969-01-01 |  | Petroleum | Unleaded gasoline | Unleaded gasoline |  | Steel | Steel |  | Painted or None | Steel |  | 1901-01-01 | [15 empty] | UST Currently In Use: 0; UST Temp Close: 0; AST Currently In Use: 0; AST Temp Closed: 0 | 0 | 0 | 2 | 13434-035-010199 | MIDDLETON OIL COMPANY, INC.
22049 | Permanently Closed | 1901-01-01 | 1969-01-01 |  | Petroleum | Unleaded gasoline | Unleaded gasoline |  | Steel | Steel |  | Painted or None | Steel |  | 1901-01-01 | [15 empty] | UST Currently In Use: 0; UST Temp Close: 0; AST Currently In Use: 0; AST Temp Closed: 0 | 0 | 0 | 2 | 13434-035-010199 | MIDDLETON OIL COMPANY, INC.
22050 | Permanently Closed | 1993-03-29 | 1978-01-01 | 1993-03-29 | Petroleum | Unleaded gasoline | Unleaded gasoline |  | Steel | Steel |  | Painted or None | Steel |  | 1901-01-01 | [15 empty] | UST Currently In Use: 0; UST Temp Close: 0; AST Currently In Use: 0; AST Temp Closed: 0 | 0 | 0 | 3 | 13434-035-010202 | MIDDLETON OIL COMPANY, INC.
22051 | Permanently Closed | 1993-03-29 | 1978-01-01 | 1993-03-29 | Petroleum | Unleaded gasoline | Unleaded gasoline |  | Steel | Steel |  | Painted or None | Steel |  | 1901-01-01 | [15 empty] | UST Currently In Use: 0; UST Temp Close: 0; AST Currently In Use: 0; AST Temp Closed: 0 | 0 | 0 | 3 | 13434-035-010202 | MIDDLETON OIL COMPANY, INC.
22052 | Permanently Closed | 1993-03-29 | 1978-01-01 | 1993-03-29 | Petroleum | On road diesel | On road diesel |  | Steel | Steel |  | Painted or None | Steel |  | 1901-01-01 | [15 empty] | UST Currently In Use: 0; UST Temp Close: 0; AST Currently In Use: 0; AST Temp Closed: 0 | 0 | 0 | 3 | 13434-035-010202 | MIDDLETON OIL COMPANY, INC.
22053 | Permanently Closed | 1993-06-02 | 1974-01-01 | 1993-06-02 | Petroleum | Unleaded gasoline | Unleaded gasoline |  | Steel | Steel |  | Painted or None | Steel |  | 1901-01-01 | [15 empty] | UST Currently In Use: 0; UST Temp Close: 0; AST Currently In Use: 0; AST Temp Closed: 0 | 0 | 0 | 2 | 13434-035-010203 | MIDDLETON OIL COMPANY, INC.
22054 | Permanently Closed | 1993-06-02 | 1974-01-01 | 1993-06-02 | Petroleum | Unleaded gasoline | Unleaded gasoline |  | Steel | Steel |  | Painted or None | Steel |  | 1901-01-01 | [15 empty] | UST Currently In Use: 0; UST Temp Close: 0; AST Currently In Use: 0; AST Temp Closed: 0 | 0 | 0 | 2 | 13434-035-010203 | MIDDLETON OIL COMPANY, INC.
22055 | Permanently Closed | 1992-01-22 | 1969-01-01 | 1992-01-22 | Petroleum | Unleaded gasoline | Unleaded gasoline |  | Steel | Steel |  | Painted or None | Steel |  | 1901-01-01 | [15 empty] | UST Currently In Use: 0; UST Temp Close: 0; AST Currently In Use: 0; AST Temp Closed: 0 | 0 | 0 | 2 | 13434-035-010206 | MIDDLETON OIL COMPANY, INC.
22056 | Permanently Closed | 1992-01-22 | 1978-01-01 | 1992-01-22 | Petroleum | Unleaded gasoline | Unleaded gasoline |  | Steel | Steel |  | Painted or None | Steel |  | 1901-01-01 | [15 empty] | UST Currently In Use: 0; UST Temp Close: 0; AST Currently In Use: 0; AST Temp Closed: 0 | 0 | 0 | 2 | 13434-035-010206 | MIDDLETON OIL COMPANY, INC.
22057 | Permanently Closed | 1991-09-11 | 1980-01-01 | 1991-09-11 | Petroleum | Unleaded gasoline | Unleaded gasoline |  | Steel | Steel |  | Painted or None | Steel |  | 1901-01-01 | [15 empty] | UST Currently In Use: 0; UST Temp Close: 0; AST Currently In Use: 0; AST Temp Closed: 0 | 0 | 0 | 6 | 13434-035-010208 | MIDDLETON OIL COMPANY, INC.
22058 | Permanently Closed | 1991-09-11 | 1980-01-01 | 1991-09-11 | Petroleum | Unleaded gasoline | Unleaded gasoline |  | Steel | Steel |  | Painted or None | Steel |  | 1901-01-01 | [15 empty] | UST Currently In Use: 0; UST Temp Close: 0; AST Currently In Use: 0; AST Temp Closed: 0 | 0 | 0 | 6 | 13434-035-010208 | MIDDLETON OIL COMPANY, INC.
22059 | Permanently Closed | 1991-09-11 | 1964-01-01 | 1991-09-11 | Petroleum | Unleaded gasoline | Unleaded gasoline |  | Steel | Steel |  | Painted or None | Steel |  | 1901-01-01 | [15 empty] | UST Currently In Use: 0; UST Temp Close: 0; AST Currently In Use: 0; AST Temp Closed: 0 | 0 | 0 | 6 | 13434-035-010208 | MIDDLETON OIL COMPANY, INC.
22060 | Permanently Closed | 1991-09-11 | 1964-01-01 | 1991-09-11 | Petroleum | Unleaded gasoline | Unleaded gasoline |  | Steel | Steel |  | Painted or None | Steel |  | 1901-01-01 | [15 empty] | UST Currently In Use: 0; UST Temp Close: 0; AST Currently In Use: 0; AST Temp Closed: 0 | 0 | 0 | 6 | 13434-035-010208 | MIDDLETON OIL COMPANY, INC.
22061 | Permanently Closed | 1991-09-11 | 1980-01-01 | 1991-09-11 | Petroleum | On road diesel | On road diesel |  | Steel | Steel |  | Painted or None | Steel |  | 1901-01-01 | [15 empty] | UST Currently In Use: 0; UST Temp Close: 0; AST Currently In Use: 0; AST Temp Closed: 0 | 0 | 0 | 6 | 13434-035-010208 | MIDDLETON OIL COMPANY, INC.
22062 | Permanently Closed | 1991-09-11 | 1980-01-01 | 1991-09-11 | Petroleum | On road diesel | On road diesel |  | Steel | Steel |  | Painted or None | Steel |  | 1901-01-01 | [15 empty] | UST Currently In Use: 0; UST Temp Close: 0; AST Currently In Use: 0; AST Temp Closed: 0 | 0 | 0 | 6 | 13434-035-010208 | MIDDLETON OIL COMPANY, INC.
22063 | Permanently Closed | 1985-10-01 | 1954-01-01 | 1987-01-01 | Petroleum | Other, OTHER | Other |  | Steel | Steel |  | Painted or None | Steel |  | 1901-01-01 | [15 empty] | UST Currently In Use: 0; UST Temp Close: 0; AST Currently In Use: 0; AST Temp Closed: 0 | 0 | 0 | 2 | 13434-035-010210 | MIDDLETON OIL COMPANY, INC.
22064 | Permanently Closed | 1985-10-01 | 1954-01-01 | 1987-01-01 | Petroleum | Other, OTHER | Other |  | Steel | Steel |  | Painted or None | Steel |  | 1901-01-01 | [15 empty] | UST Currently In Use: 0; UST Temp Close: 0; AST Currently In Use: 0; AST Temp Closed: 0 | 0 | 0 | 2 | 13434-035-010210 | MIDDLETON OIL COMPANY, INC.
22065 | Permanently Closed | 1989-12-01 | 1959-01-01 | 1989-12-01 | Petroleum | Unleaded gasoline | Unleaded gasoline |  | Steel | Steel |  | Painted or None | Steel |  | 1901-01-01 | [15 empty] | UST Currently In Use: 0; UST Temp Close: 0; AST Currently In Use: 0; AST Temp Closed: 0 | 0 | 0 | 1 | 13434-035-010212 | MIDDLETON OIL COMPANY, INC.
22066 | Permanently Closed | 1989-12-01 | 1959-01-01 | 1989-12-01 | Petroleum | Unleaded gasoline | Unleaded gasoline |  | Steel | Steel |  | Painted or None | Steel |  | 1901-01-01 | [15 empty] | UST Currently In Use: 0; UST Temp Close: 0; AST Currently In Use: 0; AST Temp Closed: 0 | 0 | 0 | 1 | 13434-035-010213 | MIDDLETON OIL COMPANY, INC.
22067 | Permanently Closed | 1989-12-01 | 1959-01-01 | 1989-12-01 | Petroleum | Unleaded gasoline | Unleaded gasoline |  | Steel | Steel |  | Painted or None | Steel |  | 1901-01-01 | [15 empty] | UST Currently In Use: 0; UST Temp Close: 0; AST Currently In Use: 0; AST Temp Closed: 0 | 0 | 0 | 1 | 13434-035-010214 | MIDDLETON OIL COMPANY, INC.
22068 | Permanently Closed | 1989-12-01 | 1959-01-01 | 1989-12-01 | Petroleum | Unleaded gasoline | Unleaded gasoline |  | Steel | Steel |  | Painted or None | Steel |  | 1901-01-01 | [15 empty] | UST Currently In Use: 0; UST Temp Close: 0; AST Currently In Use: 0; AST Temp Closed: 0 | 0 | 0 | 2 | 13434-035-010215 | MIDDLETON OIL COMPANY, INC.
22069 | Permanently Closed | 1989-12-01 | 1959-01-01 | 1989-12-01 | Petroleum | Unleaded gasoline | Unleaded gasoline |  | Steel | Steel |  | Painted or None | Steel |  | 1901-01-01 | [15 empty] | UST Currently In Use: 0; UST Temp Close: 0; AST Currently In Use: 0; AST Temp Closed: 0 | 0 | 0 | 2 | 13434-035-010215 | MIDDLETON OIL COMPANY, INC.
22070 | Permanently Closed | 1983-11-11 | 1980-01-01 | 1983-11-11 | Petroleum | Unleaded gasoline | Unleaded gasoline |  | Steel | Steel |  | Painted or None | Steel |  | 1901-01-01 | [15 empty] | UST Currently In Use: 0; UST Temp Close: 0; AST Currently In Use: 0; AST Temp Closed: 0 | 0 | 0 | 2 | 13434-035-010226 | MIDDLETON OIL COMPANY, INC.
22071 | Permanently Closed | 1983-11-11 | 1980-01-01 | 1983-11-11 | Petroleum | On road diesel | On road diesel |  | Steel | Steel |  | Painted or None | Steel |  | 1901-01-01 | [15 empty] | UST Currently In Use: 0; UST Temp Close: 0; AST Currently In Use: 0; AST Temp Closed: 0 | 0 | 0 | 2 | 13434-035-010226 | MIDDLETON OIL COMPANY, INC.
22072 | Permanently Closed | 1983-11-11 | 1980-01-01 | 1983-11-11 | Petroleum | Unleaded gasoline | Unleaded gasoline |  | Steel | Steel |  | Painted or None | Steel |  | 1901-01-01 | [15 empty] | UST Currently In Use: 0; UST Temp Close: 0; AST Currently In Use: 0; AST Temp Closed: 0 | 0 | 0 | 2 | 13434-035-010227 | MIDDLETON OIL COMPANY, INC.
22073 | Permanently Closed | 1983-11-11 | 1980-01-01 | 1983-11-11 | Petroleum | On road diesel | On road diesel |  | Steel | Steel |  | Painted or None | Steel |  | 1901-01-01 | [15 empty] | UST Currently In Use: 0; UST Temp Close: 0; AST Currently In Use: 0; AST Temp Closed: 0 | 0 | 0 | 2 | 13434-035-010227 | MIDDLETON OIL COMPANY, INC.
22074 | Permanently Closed | 1991-09-11 | 1964-01-01 | 1991-09-11 | Petroleum | Unleaded gasoline | Unleaded gasoline |  | Steel | Steel |  | Painted or None | Steel |  | 1901-01-01 | [15 empty] | UST Currently In Use: 0; UST Temp Close: 0; AST Currently In Use: 0; AST Temp Closed: 0 | 0 | 0 | 1 | 13434-035-010228 | MIDDLETON OIL COMPANY, INC.
22075 | Permanently Closed | 1989-07-06 | 1969-01-01 | 1989-07-06 | Petroleum | Unleaded gasoline | Unleaded gasoline |  | Steel | Steel |  | Painted or None | Steel |  | 1901-01-01 | [15 empty] | UST Currently In Use: 0; UST Temp Close: 0; AST Currently In Use: 0; AST Temp Closed: 0 | 0 | 0 | 1 | 13434-035-010229 | MIDDLETON OIL COMPANY, INC.
22076 | Permanently Closed | 1998-10-20 | 1974-01-01 | 1998-10-20 | Petroleum | Unleaded gasoline | Unleaded gasoline |  | Steel | Steel |  | Painted or None | Steel |  | 1901-01-01 | [15 empty] | UST Currently In Use: 0; UST Temp Close: 0; AST Currently In Use: 0; AST Temp Closed: 0 | 0 | 0 | 3 | 13434-035-010230 | MIDDLETON OIL COMPANY, INC.
22077 | Permanently Closed | 1998-10-20 | 1974-01-01 | 1998-10-20 | Petroleum | Unleaded gasoline | Unleaded gasoline |  | Steel | Steel |  | Painted or None | Steel |  | 1901-01-01 | [15 empty] | UST Currently In Use: 0; UST Temp Close: 0; AST Currently In Use: 0; AST Temp Closed: 0 | 0 | 0 | 3 | 13434-035-010230 | MIDDLETON OIL COMPANY, INC.
22078 | Permanently Closed | 1998-10-20 | 1976-01-01 | 1998-10-20 | Petroleum | Unleaded gasoline | Unleaded gasoline |  | Steel | Steel |  | Painted or None | Steel |  | 1901-01-01 | [15 empty] | UST Currently In Use: 0; UST Temp Close: 0; AST Currently In Use: 0; AST Temp Closed: 0 | 0 | 0 | 3 | 13434-035-010230 | MIDDLETON OIL COMPANY, INC.
22079 | Permanently Closed | 1992-09-29 | 1964-01-01 | 1992-09-29 | Petroleum | Unleaded gasoline | Unleaded gasoline |  | Steel | Steel |  | Painted or None | Steel |  | 1901-01-01 | [6 empty] | Manual Tank Gauging (only tanks 1000 gal. or less and 48” or 64” in diameter) | [8 empty] | UST Currently In Use: 0; UST Temp Close: 0; AST Currently In Use: 0; AST Temp Closed: 0 | 0 | 0 | 2 | 13434-035-010231 | MIDDLETON OIL COMPANY, INC.
22080 | Permanently Closed | 1992-09-29 | 1964-01-01 | 1992-09-29 | Petroleum | Unleaded gasoline | Unleaded gasoline |  | Steel | Steel |  | Painted or None | Steel |  | 1901-01-01 | [6 empty] | Manual Tank Gauging (only tanks 1000 gal. or less and 48” or 64” in diameter) | [8 empty] | UST Currently In Use: 0; UST Temp Close: 0; AST Currently In Use: 0; AST Temp Closed: 0 | 0 | 0 | 2 | 13434-035-010231 | MIDDLETON OIL COMPANY, INC.
22081 | Permanently Closed | 1901-01-01 | 1959-01-01 |  | Petroleum | Unleaded gasoline | Unleaded gasoline |  | Steel | Steel |  | Painted or None | Steel |  | 1901-01-01 | [15 empty] | UST Currently In Use: 0; UST Temp Close: 0; AST Currently In Use: 0; AST Temp Closed: 0 | 0 | 0 | 4 | 13434-041-010163 | MIDDLETON OIL COMPANY, INC.
22082 | Permanently Closed | 1901-01-01 | 1959-01-01 |  | Petroleum | Unleaded gasoline | Unleaded gasoline |  | Steel | Steel |  | Painted or None | Steel |  | 1901-01-01 | [15 empty] | UST Currently In Use: 0; UST Temp Close: 0; AST Currently In Use: 0; AST Temp Closed: 0 | 0 | 0 | 4 | 13434-041-010163 | MIDDLETON OIL COMPANY, INC.
22083 | Permanently Closed | 1901-01-01 | 1959-01-01 |  | Petroleum | Unleaded gasoline | Unleaded gasoline |  | Steel | Steel |  | Painted or None | Steel |  | 1901-01-01 | [15 empty] | UST Currently In Use: 0; UST Temp Close: 0; AST Currently In Use: 0; AST Temp Closed: 0 | 0 | 0 | 4 | 13434-041-010163 | MIDDLETON OIL COMPANY, INC.
22084 | Permanently Closed | 1901-01-01 | 1959-01-01 |  | Petroleum | On road diesel | On road diesel |  | Steel | Steel |  | Painted or None | Steel |  | 1901-01-01 | [15 empty] | UST Currently In Use: 0; UST Temp Close: 0; AST Currently In Use: 0; AST Temp Closed: 0 | 0 | 0 | 4 | 13434-041-010163 | MIDDLETON OIL COMPANY, INC.
22085 | Permanently Closed | 1992-09-09 | 1974-01-01 | 1992-09-09 | Petroleum | Unleaded gasoline | Unleaded gasoline |  | Steel | Steel |  | Painted or None | Steel |  | 1901-01-01 | [15 empty] | UST Currently In Use: 0; UST Temp Close: 0; AST Currently In Use: 0; AST Temp Closed: 0 | 0 | 0 | 3 | 13434-041-010164 | MIDDLETON OIL COMPANY, INC.
22086 | Permanently Closed | 1901-01-01 | 1966-01-01 |  | Petroleum | Unleaded gasoline | Unleaded gasoline |  | Steel | Steel |  | Painted or None | Steel |  | 1901-01-01 | [15 empty] | UST Currently In Use: 0; UST Temp Close: 0; AST Currently In Use: 0; AST Temp Closed: 0 | 0 | 0 | 3 | 13434-041-010164 | MIDDLETON OIL COMPANY, INC.
22087 | Permanently Closed | 1901-01-01 | 1966-01-01 |  | Petroleum | Other, OTHER | Other |  | Steel | Steel |  | Painted or None | Steel |  | 1901-01-01 | [15 empty] | UST Currently In Use: 0; UST Temp Close: 0; AST Currently In Use: 0; AST Temp Closed: 0 | 0 | 0 | 3 | 13434-041-010164 | MIDDLETON OIL COMPANY, INC.
22088 | Permanently Closed | 1901-01-01 | 1954-01-01 | 1988-12-16 | Petroleum | Unleaded gasoline | Unleaded gasoline |  | Steel | Steel |  |  |  |  | 1901-01-01 | [15 empty] | UST Currently In Use: 0; UST Temp Close: 0; AST Currently In Use: 0; AST Temp Closed: 0 | 0 | 0 | 3 | 13434-041-010223 | MIDDLETON OIL COMPANY, INC.
22089 | Permanently Closed | 1901-01-01 | 1954-01-01 | 1988-12-16 | Petroleum | Unleaded gasoline | Unleaded gasoline |  | Steel | Steel |  |  |  |  | 1901-01-01 | [15 empty] | UST Currently In Use: 0; UST Temp Close: 0; AST Currently In Use: 0; AST Temp Closed: 0 | 0 | 0 | 3 | 13434-041-010223 | MIDDLETON OIL COMPANY, INC.
22090 | Permanently Closed | 1901-01-01 | 1954-01-01 | 1988-12-16 | Petroleum | Unleaded gasoline | Unleaded gasoline |  | Steel | Steel |  |  |  |  | 1901-01-01 | [15 empty] | UST Currently In Use: 0; UST Temp Close: 0; AST Currently In Use: 0; AST Temp Closed: 0 | 0 | 0 | 3 | 13434-041-010223 | MIDDLETON OIL COMPANY, INC.
22091 | Permanently Closed | 1998-12-21 | 1971-01-01 | 1999-03-29 | Petroleum | Unleaded gasoline | Unleaded gasoline |  | Steel | Steel |  | Painted or None | Fiberglass reinforced plastic, Steel |  | 1901-01-01 | [12 empty] | Annual line testing | Annual line testing |  | UST Currently In Use: 2; UST Temp Close: 0; AST Currently In Use: 0; AST Temp Closed: 0 | 2 | 0 | 5 | 13434-085-010165 | MIDDLETON OIL COMPANY, INC.
22092 | Permanently Closed | 1998-12-21 | 1971-01-01 | 1999-03-29 | Petroleum | Unleaded gasoline | Unleaded gasoline |  | Steel | Steel |  | Painted or None | Fiberglass reinforced plastic, Steel |  | 1901-01-01 | [12 empty] | Annual line testing | Annual line testing |  | UST Currently In Use: 2; UST Temp Close: 0; AST Currently In Use: 0; AST Temp Closed: 0 | 2 | 0 | 5 | 13434-085-010165 | MIDDLETON OIL COMPANY, INC.
22093 | Permanently Closed | 1998-12-21 | 1971-01-01 | 1999-03-29 | Petroleum | Unleaded gasoline | Unleaded gasoline |  | Steel | Steel |  | Painted or None | Fiberglass reinforced plastic, Steel |  | 1901-01-01 | [12 empty] | Annual line testing | Annual line testing |  | UST Currently In Use: 2; UST Temp Close: 0; AST Currently In Use: 0; AST Temp Closed: 0 | 2 | 0 | 5 | 13434-085-010165 | MIDDLETON OIL COMPANY, INC.
22094 | Permanently Closed | 1998-12-21 | 1981-01-01 | 1999-03-29 | Petroleum | On road diesel | On road diesel |  | Steel | Steel |  | Painted or None | Steel |  | 1901-01-01 | [12 empty] | Annual line testing | Annual line testing |  | UST Currently In Use: 2; UST Temp Close: 0; AST Currently In Use: 0; AST Temp Closed: 0 | 2 | 0 | 5 | 13434-085-010165 | MIDDLETON OIL COMPANY, INC.
22095 | Permanently Closed | 1998-12-21 | 1971-01-01 | 1999-03-29 | Petroleum | Used oil | Used oil |  | Steel | Steel |  | Painted or None |  |  | 1901-01-01 | [15 empty] | UST Currently In Use: 2; UST Temp Close: 0; AST Currently In Use: 0; AST Temp Closed: 0 | 2 | 0 | 5 | 13434-085-010165 | MIDDLETON OIL COMPANY, INC.
22096 | Permanently Closed | 1901-01-01 | 1964-01-01 | 1988-12-21 | Petroleum | Unleaded gasoline | Unleaded gasoline |  | Steel | Steel |  | Painted or None | Steel |  | 1901-01-01 | [15 empty] | UST Currently In Use: 0; UST Temp Close: 0; AST Currently In Use: 0; AST Temp Closed: 0 | 0 | 0 | 2 | 13434-085-010200 | MIDDLETON OIL COMPANY, INC.
22097 | Permanently Closed | 1901-01-01 | 1964-01-01 | 1988-12-21 | Petroleum | Unleaded gasoline | Unleaded gasoline |  | Steel | Steel |  | Painted or None | Steel |  | 1901-01-01 | [15 empty] | UST Currently In Use: 0; UST Temp Close: 0; AST Currently In Use: 0; AST Temp Closed: 0 | 0 | 0 | 2 | 13434-085-010200 | MIDDLETON OIL COMPANY, INC.
22098 | Permanently Closed | 1998-12-21 | 1978-01-01 | 1999-03-10 | Petroleum | On road diesel | On road diesel |  | Steel | Steel |  | Painted or None | Steel |  | 1901-01-01 | [15 empty] | UST Currently In Use: 0; UST Temp Close: 0; AST Currently In Use: 0; AST Temp Closed: 0 | 0 | 0 | 1 | 13434-099-000788 | MIDDLETON OIL COMPANY, INC.
22099 | Permanently Closed | 1993-06-02 | 1976-01-01 | 1993-06-02 | Petroleum | Unleaded gasoline | Unleaded gasoline |  | Steel | Steel |  | Painted or None | Steel |  | 1901-01-01 | [15 empty] | UST Currently In Use: 0; UST Temp Close: 0; AST Currently In Use: 0; AST Temp Closed: 0 | 0 | 0 | 2 | 13434-099-010155 | MIDDLETON OIL COMPANY, INC.
22100 | Permanently Closed | 1993-06-02 | 1976-01-01 | 1993-06-02 | Petroleum | Unleaded gasoline | Unleaded gasoline |  | Steel | Steel |  | Painted or None | Steel |  | 1901-01-01 | [15 empty] | UST Currently In Use: 0; UST Temp Close: 0; AST Currently In Use: 0; AST Temp Closed: 0 | 0 | 0 | 2 | 13434-099-010155 | MIDDLETON OIL COMPANY, INC.
22101 | Permanently Closed | 1993-06-23 | 1975-01-01 | 1993-06-23 | Petroleum | Unleaded gasoline | Unleaded gasoline |  | Steel | Steel |  | Painted or None | Steel |  | 1901-01-01 | [15 empty] | UST Currently In Use: 0; UST Temp Close: 0; AST Currently In Use: 0; AST Temp Closed: 0 | 0 | 0 | 3 | 13434-099-010157 | MIDDLETON OIL COMPANY, INC.
22102 | Permanently Closed | 1993-06-23 | 1966-01-01 | 1993-06-23 | Petroleum | Unleaded gasoline | Unleaded gasoline |  | Steel | Steel |  | Painted or None | Steel |  | 1901-01-01 | [6 empty] | Manual Tank Gauging (only tanks 1000 gal. or less and 48” or 64” in diameter) | [8 empty] | UST Currently In Use: 0; UST Temp Close: 0; AST Currently In Use: 0; AST Temp Closed: 0 | 0 | 0 | 3 | 13434-099-010157 | MIDDLETON OIL COMPANY, INC.
22103 | Permanently Closed | 1993-06-23 | 1966-01-01 | 1993-06-23 | Petroleum | Unleaded gasoline | Unleaded gasoline |  | Steel | Steel |  | Painted or None | Steel |  | 1901-01-01 | [6 empty] | Manual Tank Gauging (only tanks 1000 gal. or less and 48” or 64” in diameter) | [8 empty] | UST Currently In Use: 0; UST Temp Close: 0; AST Currently In Use: 0; AST Temp Closed: 0 | 0 | 0 | 3 | 13434-099-010157 | MIDDLETON OIL COMPANY, INC.
22104 | Currently in Use |  | 1980-01-01 |  | Petroleum | On road diesel | On road diesel | Bulk facility | Steel | Steel | Field installed cathodic protection |  | Steel |  |  | Field installed cathodic protection | Catchment Basin, Single walled catchment basin | Automatic shutoff device At 95% full | Automatic shutoff device At 95% full |  |  | Statistical Inventory Reconciliation (SIR) |  | Automatic flow restrictor (MLLD) | Automatic flow restrictor (MLLD) |  |  | Annual line testing, Statistical inventory reconciliation (SIR) | Statistical inventory reconciliation (SIR) |  | UST Currently In Use: 3; UST Temp Close: 1; AST Currently In Use: 0; AST Temp Closed: 0 | 3 | 1 | 0 | 13434-099-010166 | MIDDLETON OIL COMPANY, INC.
22105 | Currently in Use |  | 1980-01-01 |  | Petroleum | Unleaded gasoline | Unleaded gasoline | Bulk facility | Steel | Steel | Field installed cathodic protection |  | Steel |  |  | Field installed cathodic protection | Catchment Basin, Single walled catchment basin | Automatic shutoff device At 95% full | Automatic shutoff device At 95% full |  |  | Statistical Inventory Reconciliation (SIR) |  | Automatic flow restrictor (MLLD) | Automatic flow restrictor (MLLD) |  |  | Statistical inventory reconciliation (SIR) | Statistical inventory reconciliation (SIR) |  | UST Currently In Use: 3; UST Temp Close: 1; AST Currently In Use: 0; AST Temp Closed: 0 | 3 | 1 | 0 | 13434-099-010166 | MIDDLETON OIL COMPANY, INC.
22106 | Temporary Closed | 2023-04-10 | 1980-01-01 |  | Petroleum | On road diesel | On road diesel | Bulk facility | Steel | Steel | Field installed cathodic protection |  | Steel |  |  | Field installed cathodic protection | Catchment Basin, Single walled catchment basin | Flow Rest 90% Full | Flow Rest 90% Full |  |  | Statistical Inventory Reconciliation (SIR) |  | Automatic flow restrictor (MLLD) | Automatic flow restrictor (MLLD) |  |  | Annual line testing, Statistical inventory reconciliation (SIR) | Statistical inventory reconciliation (SIR) |  | UST Currently In Use: 3; UST Temp Close: 1; AST Currently In Use: 0; AST Temp Closed: 0 | 3 | 1 | 0 | 13434-099-010166 | MIDDLETON OIL COMPANY, INC.
22107 | Currently in Use |  | 1980-01-01 |  | Petroleum | On road diesel | On road diesel | Bulk facility | Steel | Steel | Field installed cathodic protection |  | Steel |  |  | Field installed cathodic protection | Catchment Basin, Single walled catchment basin | Automatic shutoff device At 95% full | Automatic shutoff device At 95% full |  |  | Statistical Inventory Reconciliation (SIR) |  | Automatic flow restrictor (MLLD) | Automatic flow restrictor (MLLD) |  |  | Annual line testing, Statistical inventory reconciliation (SIR) | Statistical inventory reconciliation (SIR) |  | UST Currently In Use: 3; UST Temp Close: 1; AST Currently In Use: 0; AST Temp Closed: 0 | 3 | 1 | 0 | 13434-099-010166 | MIDDLETON OIL COMPANY, INC.
22108 | Permanently Closed | 1990-08-06 | 1971-01-01 | 1990-08-06 | Petroleum | Unleaded gasoline | Unleaded gasoline |  | Steel | Steel |  | Painted or None | Steel |  | 1901-01-01 | [15 empty] | UST Currently In Use: 2; UST Temp Close: 0; AST Currently In Use: 0; AST Temp Closed: 0 | 2 | 0 | 5 | 23206-099-010186 | AGEE S. BROUGHTON III/ ANN B. MAGEE
22109 | Permanently Closed | 1990-08-06 | 1971-01-01 | 1990-08-06 | Petroleum | Unleaded gasoline | Unleaded gasoline |  | Steel | Steel |  | Painted or None | Steel |  | 1901-01-01 | [15 empty] | UST Currently In Use: 2; UST Temp Close: 0; AST Currently In Use: 0; AST Temp Closed: 0 | 2 | 0 | 5 | 23206-099-010186 | AGEE S. BROUGHTON III/ ANN B. MAGEE
22110 | Permanently Closed | 1990-08-06 | 1972-01-01 | 1990-08-06 | Petroleum | On road diesel | On road diesel |  | Steel | Steel |  | Painted or None | Steel |  | 1901-01-01 | [15 empty] | UST Currently In Use: 2; UST Temp Close: 0; AST Currently In Use: 0; AST Temp Closed: 0 | 2 | 0 | 5 | 23206-099-010186 | AGEE S. BROUGHTON III/ ANN B. MAGEE
22111 | Permanently Closed | 1990-08-06 | 1971-01-01 | 1990-08-06 | Petroleum | On road diesel | On road diesel |  | Steel | Steel |  | Painted or None | Steel |  | 1901-01-01 | [15 empty] | UST Currently In Use: 2; UST Temp Close: 0; AST Currently In Use: 0; AST Temp Closed: 0 | 2 | 0 | 5 | 23206-099-010186 | AGEE S. BROUGHTON III/ ANN B. MAGEE
22112 | Permanently Closed | 1990-08-06 | 1971-01-01 | 1990-08-06 | Petroleum | Kerosene | Kerosene |  | Steel | Steel |  | Painted or None | Steel |  | 1901-01-01 | [15 empty] | UST Currently In Use: 2; UST Temp Close: 0; AST Currently In Use: 0; AST Temp Closed: 0 | 2 | 0 | 5 | 23206-099-010186 | AGEE S. BROUGHTON III/ ANN B. MAGEE
22113 | Permanently Closed | 1998-11-18 | 1983-01-01 | 1998-11-18 | Petroleum | Unleaded gasoline | Unleaded gasoline |  | Steel | Steel |  | Painted or None | Steel |  | 1901-01-01 | [15 empty] | UST Currently In Use: 3; UST Temp Close: 0; AST Currently In Use: 0; AST Temp Closed: 0 | 3 | 0 | 4 | 24197-099-010187 | THERESA STRICKLAND
22114 | Permanently Closed | 1998-11-18 | 1976-01-01 | 1998-11-18 | Petroleum | Unleaded gasoline | Unleaded gasoline |  | Steel | Steel |  | Painted or None | Steel |  | 1901-01-01 | [15 empty] | UST Currently In Use: 3; UST Temp Close: 0; AST Currently In Use: 0; AST Temp Closed: 0 | 3 | 0 | 4 | 24197-099-010187 | THERESA STRICKLAND
22115 | Permanently Closed | 1998-11-18 | 1974-01-01 | 1998-11-18 | Petroleum | Unleaded gasoline | Unleaded gasoline |  | Steel | Steel |  | Painted or None | Steel |  | 1901-01-01 | [15 empty] | UST Currently In Use: 3; UST Temp Close: 0; AST Currently In Use: 0; AST Temp Closed: 0 | 3 | 0 | 4 | 24197-099-010187 | THERESA STRICKLAND
22116 | Permanently Closed | 1998-11-18 | 1974-01-01 | 1998-11-18 | Petroleum | On road diesel | On road diesel |  | Steel | Steel |  | Painted or None | Steel |  | 1901-01-01 | [15 empty] | UST Currently In Use: 3; UST Temp Close: 0; AST Currently In Use: 0; AST Temp Closed: 0 | 3 | 0 | 4 | 24197-099-010187 | THERESA STRICKLAND
22117 | Permanently Closed | 1901-01-01 | 1959-01-01 |  | Petroleum | Unleaded gasoline | Unleaded gasoline | Local government | Steel | Steel |  | Painted or None | Steel |  | 1901-01-01 | [15 empty] | UST Currently In Use: 0; UST Temp Close: 0; AST Currently In Use: 0; AST Temp Closed: 0 | 0 | 0 | 4 | 24547-099-010189 | TOWN OF BEATRICE
22118 | Permanently Closed | 1992-09-20 | 1982-01-01 | 1992-09-20 | Petroleum | Unleaded gasoline | Unleaded gasoline |  | Steel | Steel |  | Painted or None | Steel |  | 1901-01-01 | [15 empty] | UST Currently In Use: 0; UST Temp Close: 0; AST Currently In Use: 0; AST Temp Closed: 0 | 0 | 0 | 1 | 13434-131-010216 | MIDDLETON OIL COMPANY, INC.
22119 | Permanently Closed | 1998-04-01 | 1982-01-01 | 1998-04-24 | Petroleum | Unleaded gasoline | Unleaded gasoline | Retail | Steel | Steel |  | Painted or None | Steel |  | 1901-01-01 | [15 empty] | UST Currently In Use: 0; UST Temp Close: 0; AST Currently In Use: 0; AST Temp Closed: 0 | 0 | 0 | 2 | 13434-131-010218 | MIDDLETON OIL COMPANY, INC.
22120 | Permanently Closed | 1998-04-01 | 1982-01-01 | 1998-04-24 | Petroleum | On road diesel | On road diesel | Retail | Steel | Steel |  | Painted or None | Steel |  | 1901-01-01 | [15 empty] | UST Currently In Use: 0; UST Temp Close: 0; AST Currently In Use: 0; AST Temp Closed: 0 | 0 | 0 | 2 | 13434-131-010218 | MIDDLETON OIL COMPANY, INC.
22121 | Permanently Closed | 1998-01-01 | 1973-01-01 | 1998-12-17 | Petroleum | Unleaded gasoline | Unleaded gasoline |  | Steel | Steel |  |  | Steel |  | 1901-01-01 | [12 empty] | Annual line testing | Annual line testing |  | UST Currently In Use: 0; UST Temp Close: 0; AST Currently In Use: 0; AST Temp Closed: 0 | 0 | 0 | 1 | 13435-073-000518 | MIDFIELD CITY BOARD OF EDUCATION
22122 | Permanently Closed | 2012-12-06 | 1988-01-01 | 2012-12-06 | Petroleum | Used oil | Used oil | Industrial | Steel | Steel | Coated & cathodic protection (sti-P3) |  | Steel, FILL PIPE |  |  | Other, CP NOT REQ | Other, EXEMPT | Other, EXEMPT | Other |  |  | Manual Tank Gauging (only tanks 1000 gal. or less and 48” or 64” in diameter) | [8 empty] | UST Currently In Use: 0; UST Temp Close: 0; AST Currently In Use: 0; AST Temp Closed: 0 | 0 | 0 | 1 | 22822-027-013340 | CLAY AUTOMOTIVE LLC
22123 | Cannot Locate or abandoned | 1996-11-01 | 1976-01-01 |  | Petroleum | Unleaded gasoline | Unleaded gasoline | Retail | Steel | Steel |  | Painted or None | Steel |  | 1901-01-01 | [15 empty] | UST Currently In Use: 0; UST Temp Close: 0; AST Currently In Use: 0; AST Temp Closed: 0 | 0 | 0 | 0 | 19645-081-012849 | KIM CARLISLE
22124 | Cannot Locate or abandoned | 1996-11-01 | 1976-01-01 |  | Petroleum | Unleaded gasoline | Unleaded gasoline | Retail | Steel | Steel |  | Painted or None | Steel |  | 1901-01-01 | [15 empty] | UST Currently In Use: 0; UST Temp Close: 0; AST Currently In Use: 0; AST Temp Closed: 0 | 0 | 0 | 0 | 19645-081-012849 | KIM CARLISLE
22125 | Cannot Locate or abandoned | 1996-11-01 | 1976-01-01 |  | Petroleum | Unleaded gasoline | Unleaded gasoline | Retail | Steel | Steel |  | Painted or None | Steel |  | 1901-01-01 | [15 empty] | UST Currently In Use: 0; UST Temp Close: 0; AST Currently In Use: 0; AST Temp Closed: 0 | 0 | 0 | 0 | 19645-081-012849 | KIM CARLISLE
22126 | Currently in Use |  | 1980-01-01 |  | Petroleum | Unleaded gasoline | Unleaded gasoline | Retail | Steel | Steel | Field installed cathodic protection |  | Steel |  | 1901-01-01 | Field installed cathodic protection | Catchment Basin, Single walled catchment basin | Automatic shutoff device At 95% full | Automatic shutoff device At 95% full |  |  | Continuous Automatic Tank Gauge |  | Automatic flow restrictor (MLLD), Automatic shutoff device (AELLD) | Automatic shutoff device (AELLD) |  |  | Annual line testing | Annual line testing |  | UST Currently In Use: 4; UST Temp Close: 0; AST Currently In Use: 0; AST Temp Closed: 0 | 4 | 0 | 0 | 22305-123-011731 | LYNN PATTERSON
22127 | Currently in Use |  | 1975-01-01 |  | Petroleum | On road diesel | On road diesel | Retail | Steel | Steel | Field installed cathodic protection |  | Steel |  | 1901-01-01 | Field installed cathodic protection | Catchment Basin, Single walled catchment basin | Automatic shutoff device At 95% full | Automatic shutoff device At 95% full |  |  | Continuous Automatic Tank Gauge | [8 empty] | UST Currently In Use: 4; UST Temp Close: 0; AST Currently In Use: 0; AST Temp Closed: 0 | 4 | 0 | 0 | 22305-123-011731 | LYNN PATTERSON
22128 | Currently in Use |  | 1975-01-01 |  | Petroleum | Premium gasoline | Premium gasoline | Retail | Steel | Steel | Field installed cathodic protection |  | Steel |  | 1901-01-01 | Field installed cathodic protection | Catchment Basin, Single walled catchment basin | Automatic shutoff device At 95% full | Automatic shutoff device At 95% full |  |  | Continuous Automatic Tank Gauge |  | Automatic flow restrictor (MLLD), Automatic shutoff device (AELLD) | Automatic shutoff device (AELLD) |  |  | Annual line testing | Annual line testing |  | UST Currently In Use: 4; UST Temp Close: 0; AST Currently In Use: 0; AST Temp Closed: 0 | 4 | 0 | 0 | 22305-123-011731 | LYNN PATTERSON
22129 | Permanently Closed | 1992-12-22 | 1980-01-01 | 1992-12-22 | Petroleum | Unleaded gasoline | Unleaded gasoline |  | Steel | Steel |  | Painted or None | Steel |  | 1901-01-01 | [15 empty] | UST Currently In Use: 0; UST Temp Close: 0; AST Currently In Use: 0; AST Temp Closed: 0 | 0 | 0 | 2 | 13439-075-004683 | MIKE RONEY
22130 | Permanently Closed | 1992-12-22 | 1980-01-01 | 1992-12-22 | Petroleum | Unleaded gasoline | Unleaded gasoline |  | Steel | Steel |  | Painted or None | Steel |  | 1901-01-01 | [15 empty] | UST Currently In Use: 0; UST Temp Close: 0; AST Currently In Use: 0; AST Temp Closed: 0 | 0 | 0 | 2 | 13439-075-004683 | MIKE RONEY
22131 | Permanently Closed | 1990-05-10 | 1959-01-01 | 1990-05-10 | Petroleum | Unleaded gasoline | Unleaded gasoline |  | Steel | Steel |  | Painted or None | Steel |  | 1901-01-01 | [15 empty] | UST Currently In Use: 3; UST Temp Close: 0; AST Currently In Use: 0; AST Temp Closed: 0 | 3 | 0 | 3 | 25113-111-008712 | SAFDHAR ALI KHAN
22132 | Permanently Closed | 1901-01-01 | 1959-01-01 | 1990-05-10 | Petroleum | Unleaded gasoline | Unleaded gasoline |  | Steel | Steel |  | Painted or None | Steel |  | 1901-01-01 | [15 empty] | UST Currently In Use: 3; UST Temp Close: 0; AST Currently In Use: 0; AST Temp Closed: 0 | 3 | 0 | 3 | 25113-111-008712 | SAFDHAR ALI KHAN
22133 | Permanently Closed | 1901-01-01 | 1959-01-01 | 1990-05-10 | Petroleum | Unleaded gasoline | Unleaded gasoline |  | Steel | Steel |  | Painted or None | Steel |  | 1901-01-01 | [15 empty] | UST Currently In Use: 3; UST Temp Close: 0; AST Currently In Use: 0; AST Temp Closed: 0 | 3 | 0 | 3 | 25113-111-008712 | SAFDHAR ALI KHAN
22134 | Permanently Closed | 1989-08-30 | 1978-01-01 | 1989-08-30 | Petroleum | On road diesel | On road diesel |  | Steel | Steel |  | Painted or None | Steel |  | 1901-01-01 | [15 empty] | UST Currently In Use: 0; UST Temp Close: 0; AST Currently In Use: 0; AST Temp Closed: 0 | 0 | 0 | 6 | 13441-003-002481 | CENTURY SOUTH
22135 | Permanently Closed | 1989-08-30 | 1978-01-01 | 1989-08-30 | Petroleum | Kerosene | Kerosene |  | Steel | Steel |  | Painted or None | Steel |  | 1901-01-01 | [15 empty] | UST Currently In Use: 0; UST Temp Close: 0; AST Currently In Use: 0; AST Temp Closed: 0 | 0 | 0 | 6 | 13441-003-002481 | CENTURY SOUTH
22136 | Permanently Closed | 1989-08-30 | 1978-01-01 | 1989-08-30 | Petroleum | Kerosene | Kerosene |  | Steel | Steel |  | Painted or None | Steel |  | 1901-01-01 | [15 empty] | UST Currently In Use: 0; UST Temp Close: 0; AST Currently In Use: 0; AST Temp Closed: 0 | 0 | 0 | 6 | 13441-003-002481 | CENTURY SOUTH
22137 | Permanently Closed | 1989-08-30 | 1978-01-01 | 1989-08-30 | Petroleum | Kerosene | Kerosene |  | Steel | Steel |  | Painted or None | Steel |  | 1901-01-01 | [15 empty] | UST Currently In Use: 0; UST Temp Close: 0; AST Currently In Use: 0; AST Temp Closed: 0 | 0 | 0 | 6 | 13441-003-002481 | CENTURY SOUTH
22138 | Permanently Closed | 1989-08-30 | 1978-01-01 | 1989-08-30 | Petroleum | On road diesel | On road diesel |  | Steel | Steel |  | Painted or None | Steel |  | 1901-01-01 | [15 empty] | UST Currently In Use: 0; UST Temp Close: 0; AST Currently In Use: 0; AST Temp Closed: 0 | 0 | 0 | 6 | 13441-003-002481 | CENTURY SOUTH
22139 | Permanently Closed | 1989-08-30 | 1978-01-01 | 1989-08-30 | Petroleum | Unleaded gasoline | Unleaded gasoline |  | Steel | Steel |  | Painted or None | Steel |  | 1901-01-01 | [15 empty] | UST Currently In Use: 0; UST Temp Close: 0; AST Currently In Use: 0; AST Temp Closed: 0 | 0 | 0 | 6 | 13441-003-002481 | CENTURY SOUTH
22140 | Permanently Closed | 2004-09-23 | 1971-01-01 | 2004-09-23 | Petroleum | Unleaded gasoline | Unleaded gasoline | Industrial | Steel | Steel | Field installed cathodic protection |  | Steel |  | 1901-01-01 | Field installed cathodic protection | Catchment Basin, Single walled catchment basin | Automatic shutoff device At 95% full | Automatic shutoff device At 95% full |  |  | Statistical Inventory Reconciliation (SIR) | [8 empty] | UST Currently In Use: 0; UST Temp Close: 0; AST Currently In Use: 0; AST Temp Closed: 0 | 0 | 0 | 2 | 13445-091-005489 | MILLER AND CO INC
22141 | Permanently Closed | 2004-09-23 | 1971-01-01 | 2004-09-23 | Petroleum | On road diesel | On road diesel | Industrial | Steel | Steel | Field installed cathodic protection |  | Steel |  | 1901-01-01 | Field installed cathodic protection | Catchment Basin, Single walled catchment basin | Automatic shutoff device At 95% full | Automatic shutoff device At 95% full |  |  | Statistical Inventory Reconciliation (SIR) | [8 empty] | UST Currently In Use: 0; UST Temp Close: 0; AST Currently In Use: 0; AST Temp Closed: 0 | 0 | 0 | 2 | 13445-091-005489 | MILLER AND CO INC
22142 | Permanently Closed | 1988-12-16 | 1974-01-01 | 1988-12-16 | Petroleum | Unleaded gasoline | Unleaded gasoline |  | Steel | Steel |  | Painted or None | Steel |  | 1901-01-01 | [15 empty] | UST Currently In Use: 2; UST Temp Close: 0; AST Currently In Use: 0; AST Temp Closed: 0 | 2 | 0 | 5 | 13444-089-000348 | MILLER AND MILLER INC
22143 | Permanently Closed | 1988-12-16 | 1974-01-01 | 1988-12-16 | Petroleum | On road diesel | On road diesel |  | Steel | Steel |  | Painted or None | Steel |  | 1901-01-01 | [15 empty] | UST Currently In Use: 2; UST Temp Close: 0; AST Currently In Use: 0; AST Temp Closed: 0 | 2 | 0 | 5 | 13444-089-000348 | MILLER AND MILLER INC
22144 | Permanently Closed | 1988-12-16 | 1983-01-01 | 1988-12-16 | Petroleum | Unleaded gasoline | Unleaded gasoline |  | Steel | Steel |  | Painted or None | Steel |  | 1901-01-01 | [15 empty] | UST Currently In Use: 2; UST Temp Close: 0; AST Currently In Use: 0; AST Temp Closed: 0 | 2 | 0 | 5 | 13444-089-000348 | MILLER AND MILLER INC
22145 | Permanently Closed | 1988-12-16 | 1983-01-01 | 1988-12-16 | Petroleum | On road diesel | On road diesel |  | Steel | Steel |  | Painted or None | Steel |  | 1901-01-01 | [15 empty] | UST Currently In Use: 2; UST Temp Close: 0; AST Currently In Use: 0; AST Temp Closed: 0 | 2 | 0 | 5 | 13444-089-000348 | MILLER AND MILLER INC
22146 | Currently in Use |  | 1988-12-13 |  | Petroleum | Premium gasoline | Premium gasoline | Industrial | Fiberglass reinforced plastic, Single Wall | Single Wall |  |  | Fiberglass reinforced plastic, Single Wall |  | 1901-01-01 |  | Catchment Basin, Single walled catchment basin | Automatic shutoff device At 95% full | Automatic shutoff device At 95% full |  |  | Automatic Tank Gauge | [8 empty] | UST Currently In Use: 2; UST Temp Close: 0; AST Currently In Use: 0; AST Temp Closed: 0 | 2 | 0 | 5 | 13444-089-000348 | MILLER AND MILLER INC
22147 | Currently in Use |  | 1988-12-13 |  | Petroleum | On road diesel | On road diesel | Industrial | Fiberglass reinforced plastic, Single Wall | Single Wall |  |  | Fiberglass reinforced plastic, Single Wall |  | 1901-01-01 |  | Catchment Basin, Single walled catchment basin | Automatic shutoff device At 95% full | Automatic shutoff device At 95% full |  |  | Automatic Tank Gauge | [8 empty] | UST Currently In Use: 2; UST Temp Close: 0; AST Currently In Use: 0; AST Temp Closed: 0 | 2 | 0 | 5 | 13444-089-000348 | MILLER AND MILLER INC
22148 | Permanently Closed | 2020-05-28 | 1989-08-01 | 2020-06-02 | Petroleum | Used oil | Used oil | Industrial | Fiberglass reinforced plastic, Single Wall | Single Wall |  |  | Other, DIRECTDUMP |  | 1901-01-01 |  | Other, EXEMPT | Other, EXEMPT | Other |  |  | Manual Tank Gauging (only tanks 1000 gal. or less and 48” or 64” in diameter) | [8 empty] | UST Currently In Use: 2; UST Temp Close: 0; AST Currently In Use: 0; AST Temp Closed: 0 | 2 | 0 | 5 | 13444-089-000348 | MILLER AND MILLER INC
22150 | Temporary Closed | 2020-11-12 | 1979-03-01 |  | Petroleum | Unleaded gasoline | Unleaded gasoline | Bulk facility | Steel | Steel | Field installed cathodic protection |  | Steel |  |  | Field installed cathodic protection | Catchment Basin, Single walled catchment basin | Automatic shutoff device At 95% full | Automatic shutoff device At 95% full |  |  | Statistical Inventory Reconciliation (SIR) | [8 empty] | UST Currently In Use: 0; UST Temp Close: 4; AST Currently In Use: 2; AST Temp Closed: 0 | 0 | 4 | 0 | 25989-047-010114 | LPS REAL ESTATE DEVELOPMENT LLC
22151 | Temporary Closed | 2020-11-12 | 1979-03-01 |  | Petroleum | Unleaded gasoline | Unleaded gasoline | Industrial | Steel | Steel | Field installed cathodic protection |  | Steel |  |  | Field installed cathodic protection | Catchment Basin, Single walled catchment basin | Automatic shutoff device At 95% full | Automatic shutoff device At 95% full |  |  | Statistical Inventory Reconciliation (SIR) | [8 empty] | UST Currently In Use: 0; UST Temp Close: 4; AST Currently In Use: 2; AST Temp Closed: 0 | 0 | 4 | 0 | 25989-047-010114 | LPS REAL ESTATE DEVELOPMENT LLC
22152 | Temporary Closed | 2020-11-12 | 1986-06-26 |  | Petroleum | On road diesel | On road diesel | Bulk facility | Steel | Steel | Field installed cathodic protection |  | Steel |  |  | Field installed cathodic protection | Catchment Basin, Single walled catchment basin | Automatic shutoff device At 95% full | Automatic shutoff device At 95% full |  |  | Statistical Inventory Reconciliation (SIR) | [8 empty] | UST Currently In Use: 0; UST Temp Close: 4; AST Currently In Use: 2; AST Temp Closed: 0 | 0 | 4 | 0 | 25989-047-010114 | LPS REAL ESTATE DEVELOPMENT LLC
22153 | Temporary Closed | 2020-11-12 | 1998-06-26 |  | Petroleum | On road diesel | On road diesel | Bulk facility | Steel | Steel | Field installed cathodic protection |  | Steel |  |  | Field installed cathodic protection | Catchment Basin, Single walled catchment basin | Automatic shutoff device At 95% full | Automatic shutoff device At 95% full |  |  | Statistical Inventory Reconciliation (SIR) | [8 empty] | UST Currently In Use: 0; UST Temp Close: 4; AST Currently In Use: 2; AST Temp Closed: 0 | 0 | 4 | 0 | 25989-047-010114 | LPS REAL ESTATE DEVELOPMENT LLC
22154 | Permanently Closed | 1998-11-20 | 1965-01-01 | 1998-11-11 | Petroleum | Unleaded gasoline | Unleaded gasoline |  | Steel | Steel |  |  |  |  | 1901-01-01 | [12 empty] | Annual line testing | Annual line testing |  | UST Currently In Use: 0; UST Temp Close: 0; AST Currently In Use: 0; AST Temp Closed: 0 | 0 | 0 | 1 | 13446-125-000532 | MILLER ELECTRIC CO INC
22155 | Cannot Locate or abandoned | 1998-05-10 | 1965-01-01 |  | Petroleum | Unleaded gasoline | Unleaded gasoline | Retail | Steel | Steel |  | Painted or None | Steel |  | 1901-01-01 | [15 empty] | UST Currently In Use: 0; UST Temp Close: 0; AST Currently In Use: 0; AST Temp Closed: 0 | 0 | 0 | 0 | 13448-119-009662 | MILLER OIL CO
22156 | Cannot Locate or abandoned | 1998-05-10 | 1965-01-01 |  | Petroleum | Unleaded gasoline | Unleaded gasoline | Retail | Steel | Steel |  | Painted or None | Steel |  | 1901-01-01 | [15 empty] | UST Currently In Use: 0; UST Temp Close: 0; AST Currently In Use: 0; AST Temp Closed: 0 | 0 | 0 | 0 | 13448-119-009662 | MILLER OIL CO
22157 | Cannot Locate or abandoned | 1998-05-10 | 1965-01-01 |  | Petroleum | On road diesel | On road diesel | Retail | Steel | Steel |  | Painted or None | Steel |  | 1901-01-01 | [15 empty] | UST Currently In Use: 0; UST Temp Close: 0; AST Currently In Use: 0; AST Temp Closed: 0 | 0 | 0 | 0 | 13448-119-009662 | MILLER OIL CO
22158 | Retired | 1975-01-01 | 1963-01-01 |  | Petroleum | Unleaded gasoline | Unleaded gasoline |  | Steel | Steel |  | Painted or None | Steel |  | 1901-01-01 | [15 empty] | UST Currently In Use: 0; UST Temp Close: 0; AST Currently In Use: 0; AST Temp Closed: 0 | 0 | 0 | 0 | 13448-119-009663 | MILLER OIL CO
22159 | Retired | 1982-01-01 | 1950-01-01 |  | Petroleum | Unleaded gasoline | Unleaded gasoline |  | Steel | Steel |  | Painted or None | Steel |  | 1901-01-01 | [15 empty] | UST Currently In Use: 0; UST Temp Close: 0; AST Currently In Use: 0; AST Temp Closed: 0 | 0 | 0 | 0 | 13448-119-009664 | MILLER OIL CO
22160 | Permanently Closed | 1988-03-01 | 1982-01-01 | 1988-03-10 | Petroleum | On road diesel | On road diesel |  | Steel | Steel | Coated & cathodic protection (sti-P3) |  | Steel |  | 1901-01-01 | Field installed cathodic protection | [14 empty] | UST Currently In Use: 0; UST Temp Close: 0; AST Currently In Use: 0; AST Temp Closed: 0 | 0 | 0 | 4 | 13448-119-009665 | MILLER OIL CO
22161 | Permanently Closed | 1988-03-01 | 1982-01-01 | 1988-03-10 | Petroleum | Unleaded gasoline | Unleaded gasoline |  | Steel | Steel | Coated & cathodic protection (sti-P3) |  | Steel |  | 1901-01-01 | Field installed cathodic protection | [14 empty] | UST Currently In Use: 0; UST Temp Close: 0; AST Currently In Use: 0; AST Temp Closed: 0 | 0 | 0 | 4 | 13448-119-009665 | MILLER OIL CO
22162 | Permanently Closed | 1988-03-01 | 1982-01-01 | 1988-03-10 | Petroleum | Unleaded gasoline | Unleaded gasoline |  | Steel | Steel | Coated & cathodic protection (sti-P3) |  | Steel |  | 1901-01-01 | Field installed cathodic protection | [14 empty] | UST Currently In Use: 0; UST Temp Close: 0; AST Currently In Use: 0; AST Temp Closed: 0 | 0 | 0 | 4 | 13448-119-009665 | MILLER OIL CO
22163 | Permanently Closed | 1988-03-01 | 1982-01-01 | 1988-03-10 | Petroleum | Unleaded gasoline | Unleaded gasoline |  | Steel | Steel | Coated & cathodic protection (sti-P3) |  | Steel |  | 1901-01-01 | Field installed cathodic protection | [14 empty] | UST Currently In Use: 0; UST Temp Close: 0; AST Currently In Use: 0; AST Temp Closed: 0 | 0 | 0 | 4 | 13448-119-009665 | MILLER OIL CO
22164 | Permanently Closed | 1991-03-25 | 1974-01-01 | 1991-03-25 | Petroleum | Unleaded gasoline | Unleaded gasoline |  | Steel | Steel |  | Painted or None | Steel |  | 1901-01-01 | [15 empty] | UST Currently In Use: 0; UST Temp Close: 0; AST Currently In Use: 0; AST Temp Closed: 0 | 0 | 0 | 1 | 13451-035-001129 | MILLER TRADING CO INC
22165 | Permanently Closed | 1997-12-01 | 1959-01-01 | 1997-12-04 | Petroleum | On road diesel | On road diesel |  | Steel | Steel |  |  | Steel |  | 1901-01-01 | [15 empty] | UST Currently In Use: 3; UST Temp Close: 0; AST Currently In Use: 0; AST Temp Closed: 0 | 3 | 0 | 4 | 22543-073-004868 | G. FENN CHURCH
22166 | Permanently Closed | 1997-12-01 | 1959-01-01 | 1997-12-04 | Petroleum | On road diesel | On road diesel |  | Steel | Steel |  |  | Steel |  | 1901-01-01 | [15 empty] | UST Currently In Use: 3; UST Temp Close: 0; AST Currently In Use: 0; AST Temp Closed: 0 | 3 | 0 | 4 | 22543-073-004868 | G. FENN CHURCH
22167 | Permanently Closed | 1997-12-01 | 1981-01-01 | 1997-12-04 | Petroleum | Other, LUBE OIL | Other |  | Steel | Steel |  | Painted or None | Steel |  | 1901-01-01 | [15 empty] | UST Currently In Use: 3; UST Temp Close: 0; AST Currently In Use: 0; AST Temp Closed: 0 | 3 | 0 | 4 | 22543-073-004868 | G. FENN CHURCH
22168 | Permanently Closed | 1997-12-01 | 1973-01-01 | 1997-12-04 | Petroleum | Used oil | Used oil |  | Steel | Steel |  | Painted or None | Steel |  | 1901-01-01 |  |  | Audible high level alarm At 90% full | Audible high level alarm At 90% full | [11 empty] | UST Currently In Use: 3; UST Temp Close: 0; AST Currently In Use: 0; AST Temp Closed: 0 | 3 | 0 | 4 | 22543-073-004868 | G. FENN CHURCH
22169 | Permanently Closed | 1996-11-01 | 1975-01-01 | 1996-12-04 | Petroleum | On road diesel | On road diesel |  | Steel | Steel |  | Painted or None | Steel |  | 1901-01-01 | [12 empty] | Annual line testing | Annual line testing |  | UST Currently In Use: 2; UST Temp Close: 1; AST Currently In Use: 0; AST Temp Closed: 0 | 2 | 1 | 5 | 13452-097-004869 | MILLER TRANSPORTERS, INC.
22170 | Permanently Closed | 1996-11-01 | 1975-01-01 | 1996-12-04 | Petroleum | On road diesel | On road diesel |  | Steel | Steel |  | Painted or None | Steel |  | 1901-01-01 | [12 empty] | Annual line testing | Annual line testing |  | UST Currently In Use: 2; UST Temp Close: 1; AST Currently In Use: 0; AST Temp Closed: 0 | 2 | 1 | 5 | 13452-097-004869 | MILLER TRANSPORTERS, INC.
22171 | Permanently Closed | 1996-12-01 | 1975-01-01 | 1996-12-13 | Petroleum | Other, NEW OIL | Other |  | Steel | Steel |  | Painted or None | Steel |  | 1901-01-01 | [12 empty] | Annual line testing | Annual line testing |  | UST Currently In Use: 2; UST Temp Close: 1; AST Currently In Use: 0; AST Temp Closed: 0 | 2 | 1 | 5 | 13452-097-004869 | MILLER TRANSPORTERS, INC.
22172 | Permanently Closed | 1996-12-01 | 1975-01-01 | 1996-12-13 | Petroleum | Used oil | Used oil |  | Steel | Steel |  | Painted or None | Steel |  | 1901-01-01 | [15 empty] | UST Currently In Use: 2; UST Temp Close: 1; AST Currently In Use: 0; AST Temp Closed: 0 | 2 | 1 | 5 | 13452-097-004869 | MILLER TRANSPORTERS, INC.
22173 | Permanently Closed | 1996-11-01 | 1975-01-01 | 1996-12-12 | Petroleum | Other, NEW OIL | Other |  | Steel | Steel |  | Painted or None | Steel |  | 1901-01-01 | [12 empty] | Annual line testing | Annual line testing |  | UST Currently In Use: 2; UST Temp Close: 1; AST Currently In Use: 0; AST Temp Closed: 0 | 2 | 1 | 5 | 13452-097-004869 | MILLER TRANSPORTERS, INC.
22174 | Permanently Closed | 1998-12-22 | 1973-01-01 | 1999-04-14 | Petroleum | On road diesel | On road diesel |  | Steel | Steel |  | Painted or None | Steel |  | 1901-01-01 | [15 empty] | UST Currently In Use: 0; UST Temp Close: 0; AST Currently In Use: 0; AST Temp Closed: 0 | 0 | 0 | 4 | 13452-125-004870 | MILLER TRANSPORTERS, INC.
22175 | Permanently Closed | 1998-12-22 | 1973-01-01 | 1999-04-14 | Petroleum | On road diesel | On road diesel |  | Steel | Steel |  | Painted or None | Steel |  | 1901-01-01 | [15 empty] | UST Currently In Use: 0; UST Temp Close: 0; AST Currently In Use: 0; AST Temp Closed: 0 | 0 | 0 | 4 | 13452-125-004870 | MILLER TRANSPORTERS, INC.
22176 | Permanently Closed | 1998-12-22 | 1973-01-01 | 1999-04-14 | Petroleum | Other, LUBE OIL | Other |  | Steel | Steel |  | Painted or None | Steel |  | 1901-01-01 | [15 empty] | UST Currently In Use: 0; UST Temp Close: 0; AST Currently In Use: 0; AST Temp Closed: 0 | 0 | 0 | 4 | 13452-125-004870 | MILLER TRANSPORTERS, INC.
22177 | Permanently Closed | 1998-12-22 | 1968-01-01 | 1999-04-14 | Petroleum | Used oil | Used oil |  | Steel | Steel |  | Painted or None | Steel |  | 1901-01-01 | [15 empty] | UST Currently In Use: 0; UST Temp Close: 0; AST Currently In Use: 0; AST Temp Closed: 0 | 0 | 0 | 4 | 13452-125-004870 | MILLER TRANSPORTERS, INC.
22178 | Permanently Closed | 1998-12-29 | 1981-01-01 | 2000-02-29 | Petroleum | Unleaded gasoline | Unleaded gasoline | Retail | Steel | Steel |  | Painted or None | Steel |  | 1901-01-01 | [15 empty] | UST Currently In Use: 0; UST Temp Close: 0; AST Currently In Use: 0; AST Temp Closed: 0 | 0 | 0 | 2 | 13453-127-009422 | CORA PERKINS
22179 | Permanently Closed | 1998-12-29 | 1981-01-01 | 2000-02-29 | Petroleum | Unleaded gasoline | Unleaded gasoline | Retail | Steel | Steel |  | Painted or None | Steel |  | 1901-01-01 | [15 empty] | UST Currently In Use: 0; UST Temp Close: 0; AST Currently In Use: 0; AST Temp Closed: 0 | 0 | 0 | 2 | 13453-127-009422 | CORA PERKINS
22180 | Permanently Closed | 1998-12-21 | 1979-01-01 | 1999-02-04 | Petroleum | Unleaded gasoline | Unleaded gasoline |  | Steel | Steel |  | Painted or None | Steel |  | 1901-01-01 | [6 empty] | Statistical Inventory Reconciliation (SIR) | [5 empty] | Annual line testing, Statistical inventory reconciliation (SIR) | Statistical inventory reconciliation (SIR) |  | UST Currently In Use: 0; UST Temp Close: 0; AST Currently In Use: 0; AST Temp Closed: 0 | 0 | 0 | 5 | 13454-127-009446 | MILLICAN GROCERY
22181 | Permanently Closed | 1991-09-29 | 1974-01-01 | 1991-09-29 | Petroleum | Unleaded gasoline | Unleaded gasoline |  | Steel | Steel |  | Painted or None | Steel |  | 1901-01-01 | [6 empty] | Statistical Inventory Reconciliation (SIR) | [5 empty] | Annual line testing, Statistical inventory reconciliation (SIR) | Statistical inventory reconciliation (SIR) |  | UST Currently In Use: 0; UST Temp Close: 0; AST Currently In Use: 0; AST Temp Closed: 0 | 0 | 0 | 5 | 13454-127-009446 | MILLICAN GROCERY
22182 | Permanently Closed | 1991-09-29 | 1974-01-01 | 1991-09-29 | Petroleum | Unleaded gasoline | Unleaded gasoline |  | Steel | Steel |  | Painted or None | Steel |  | 1901-01-01 | [6 empty] | Statistical Inventory Reconciliation (SIR) | [5 empty] | Annual line testing, Statistical inventory reconciliation (SIR) | Statistical inventory reconciliation (SIR) |  | UST Currently In Use: 0; UST Temp Close: 0; AST Currently In Use: 0; AST Temp Closed: 0 | 0 | 0 | 5 | 13454-127-009446 | MILLICAN GROCERY
22183 | Permanently Closed | 2008-03-10 | 1974-01-01 | 2008-03-10 | Petroleum | Unleaded gasoline | Unleaded gasoline | Retail | Steel | Steel | Field installed cathodic protection | Painted or None | Steel |  | 1901-01-01 | Field installed cathodic protection | Catchment Basin, Single walled catchment basin | Automatic shutoff device At 95% full | Automatic shutoff device At 95% full |  |  | Statistical Inventory Reconciliation (SIR) | [5 empty] | Annual line testing, Statistical inventory reconciliation (SIR) | Statistical inventory reconciliation (SIR) |  | UST Currently In Use: 0; UST Temp Close: 0; AST Currently In Use: 0; AST Temp Closed: 0 | 0 | 0 | 5 | 13454-127-009446 | MILLICAN GROCERY
22184 | Permanently Closed | 2008-03-10 | 1982-01-01 | 2008-03-10 | Petroleum | Premium gasoline | Premium gasoline | Retail | Steel | Steel | Coated & cathodic protection (sti-P3) |  | Steel |  | 1901-01-01 | Field installed cathodic protection | Catchment Basin, Single walled catchment basin | Automatic shutoff device At 95% full | Automatic shutoff device At 95% full |  |  | Statistical Inventory Reconciliation (SIR) | [5 empty] | Annual line testing, Statistical inventory reconciliation (SIR) | Statistical inventory reconciliation (SIR) |  | UST Currently In Use: 0; UST Temp Close: 0; AST Currently In Use: 0; AST Temp Closed: 0 | 0 | 0 | 5 | 13454-127-009446 | MILLICAN GROCERY
22185 | Permanently Closed | 1901-01-01 | 1977-01-01 | 1988-12-19 | Petroleum | Unleaded gasoline | Unleaded gasoline |  | Steel | Steel |  | Painted or None | Steel |  | 1901-01-01 | [15 empty] | UST Currently In Use: 0; UST Temp Close: 0; AST Currently In Use: 4; AST Temp Closed: 0 | 0 | 0 | 10 | 13455-129-005031 | MILLRY TELEPHONE CO
22186 | Permanently Closed | 1901-01-01 | 1977-01-01 | 1988-12-19 | Petroleum | Unleaded gasoline | Unleaded gasoline |  | Steel | Steel |  | Painted or None | Steel |  | 1901-01-01 | [15 empty] | UST Currently In Use: 0; UST Temp Close: 0; AST Currently In Use: 4; AST Temp Closed: 0 | 0 | 0 | 10 | 13455-129-005031 | MILLRY TELEPHONE CO
22187 | Permanently Closed | 1901-01-01 | 1977-01-01 | 1988-12-19 | Petroleum | Unleaded gasoline | Unleaded gasoline |  | Steel | Steel |  | Painted or None | Steel |  | 1901-01-01 | [15 empty] | UST Currently In Use: 0; UST Temp Close: 0; AST Currently In Use: 4; AST Temp Closed: 0 | 0 | 0 | 10 | 13455-129-005031 | MILLRY TELEPHONE CO
22188 | Permanently Closed | 1901-01-01 | 1977-01-01 | 1988-12-19 | Petroleum | Unleaded gasoline | Unleaded gasoline |  | Steel | Steel |  | Painted or None | Steel |  | 1901-01-01 | [15 empty] | UST Currently In Use: 0; UST Temp Close: 0; AST Currently In Use: 4; AST Temp Closed: 0 | 0 | 0 | 10 | 13455-129-005031 | MILLRY TELEPHONE CO
22189 | Permanently Closed | 1901-01-01 | 1978-01-01 | 1988-12-19 | Petroleum | Unleaded gasoline | Unleaded gasoline |  | Steel | Steel |  | Painted or None | Steel |  | 1901-01-01 | [15 empty] | UST Currently In Use: 0; UST Temp Close: 0; AST Currently In Use: 4; AST Temp Closed: 0 | 0 | 0 | 10 | 13455-129-005031 | MILLRY TELEPHONE CO
22190 | Permanently Closed | 1901-01-01 | 1981-01-01 | 1988-12-19 | Petroleum | Unleaded gasoline | Unleaded gasoline |  | Steel | Steel |  | Painted or None | Steel |  | 1901-01-01 | [15 empty] | UST Currently In Use: 0; UST Temp Close: 0; AST Currently In Use: 4; AST Temp Closed: 0 | 0 | 0 | 10 | 13455-129-005031 | MILLRY TELEPHONE CO
22191 | Permanently Closed | 1901-01-01 | 1979-01-01 | 1988-12-19 | Petroleum | Unleaded gasoline | Unleaded gasoline |  | Steel | Steel |  | Painted or None | Steel |  | 1901-01-01 | [15 empty] | UST Currently In Use: 0; UST Temp Close: 0; AST Currently In Use: 4; AST Temp Closed: 0 | 0 | 0 | 10 | 13455-129-005031 | MILLRY TELEPHONE CO
22192 | Permanently Closed | 1901-01-01 | 1979-01-01 | 1988-12-19 | Petroleum | On road diesel | On road diesel |  | Steel | Steel |  | Painted or None | Steel |  | 1901-01-01 | [15 empty] | UST Currently In Use: 0; UST Temp Close: 0; AST Currently In Use: 4; AST Temp Closed: 0 | 0 | 0 | 10 | 13455-129-005031 | MILLRY TELEPHONE CO
22193 | Permanently Closed | 1901-01-01 | 1981-01-01 | 1988-12-19 | Petroleum | On road diesel | On road diesel |  | Steel | Steel |  | Painted or None | Steel |  | 1901-01-01 | [15 empty] | UST Currently In Use: 0; UST Temp Close: 0; AST Currently In Use: 4; AST Temp Closed: 0 | 0 | 0 | 10 | 13455-129-005031 | MILLRY TELEPHONE CO
22194 | Permanently Closed | 1901-01-01 | 1981-01-01 | 1988-12-19 | Petroleum | On road diesel | On road diesel |  | Steel | Steel |  | Painted or None | Steel |  | 1901-01-01 | [15 empty] | UST Currently In Use: 0; UST Temp Close: 0; AST Currently In Use: 4; AST Temp Closed: 0 | 0 | 0 | 10 | 13455-129-005031 | MILLRY TELEPHONE CO
22195 | Permanently Closed | 1990-02-26 | 1979-01-01 | 1990-02-27 | Petroleum | Unleaded gasoline | Unleaded gasoline | [5 empty] | Steel |  | 1901-01-01 | [15 empty] | UST Currently In Use: 4; UST Temp Close: 1; AST Currently In Use: 0; AST Temp Closed: 0 | 4 | 1 | 5 | 24374-011-010072 | PARESH PATEL
22196 | Permanently Closed | 1990-02-26 | 1979-01-01 | 1990-02-27 | Petroleum | Unleaded gasoline | Unleaded gasoline | [5 empty] | Steel |  | 1901-01-01 | [15 empty] | UST Currently In Use: 4; UST Temp Close: 1; AST Currently In Use: 0; AST Temp Closed: 0 | 4 | 1 | 5 | 24374-011-010072 | PARESH PATEL
22197 | Permanently Closed | 1990-02-26 | 1962-01-01 | 1990-02-27 | Petroleum | On road diesel | On road diesel | [7 empty] | 1901-01-01 | [15 empty] | UST Currently In Use: 4; UST Temp Close: 1; AST Currently In Use: 0; AST Temp Closed: 0 | 4 | 1 | 5 | 24374-011-010072 | PARESH PATEL
22198 | Permanently Closed | 1990-02-26 | 1962-01-01 | 1990-02-27 | Petroleum | On road diesel | On road diesel | [7 empty] | 1901-01-01 | [15 empty] | UST Currently In Use: 4; UST Temp Close: 1; AST Currently In Use: 0; AST Temp Closed: 0 | 4 | 1 | 5 | 24374-011-010072 | PARESH PATEL
22199 | Permanently Closed | 1990-02-26 | 1962-01-01 | 1990-02-27 | Petroleum | Unleaded gasoline | Unleaded gasoline | [7 empty] | 1901-01-01 | [15 empty] | UST Currently In Use: 4; UST Temp Close: 1; AST Currently In Use: 0; AST Temp Closed: 0 | 4 | 1 | 5 | 24374-011-010072 | PARESH PATEL
22200 | Currently in Use |  | 1990-05-14 |  | Petroleum | Unleaded gasoline | Unleaded gasoline | Retail | Steel | Steel | Coated & cathodic protection (sti-P3) |  | Fiberglass reinforced plastic |  |  |  | Catchment Basin, Single walled catchment basin | Flow Rest 90% Full | Flow Rest 90% Full | Interstitial Monitoring within Secondary Containment |  | Automatic Tank Gauge |  | Automatic flow restrictor (MLLD) | Automatic flow restrictor (MLLD) |  |  | Annual line testing | Annual line testing |  | UST Currently In Use: 4; UST Temp Close: 1; AST Currently In Use: 0; AST Temp Closed: 0 | 4 | 1 | 5 | 24374-011-010072 | PARESH PATEL
22201 | Currently in Use |  | 1990-05-14 |  | Petroleum | Mid-grade gasoline | Mid-grade gasoline | Retail | Steel | Steel | Coated & cathodic protection (sti-P3) |  | Fiberglass reinforced plastic |  |  |  | Catchment Basin, Single walled catchment basin | Flow Rest 90% Full | Flow Rest 90% Full |  |  | Automatic Tank Gauge |  | Automatic flow restrictor (MLLD) | Automatic flow restrictor (MLLD) |  |  | Annual line testing | Annual line testing |  | UST Currently In Use: 4; UST Temp Close: 1; AST Currently In Use: 0; AST Temp Closed: 0 | 4 | 1 | 5 | 24374-011-010072 | PARESH PATEL
22202 | Currently in Use |  | 1990-05-14 |  | Petroleum | Premium gasoline | Premium gasoline | Retail | Steel | Steel | Coated & cathodic protection (sti-P3) |  | Fiberglass reinforced plastic |  |  |  | Catchment Basin, Single walled catchment basin | Flow Rest 90% Full | Flow Rest 90% Full |  |  | Automatic Tank Gauge |  | Automatic flow restrictor (MLLD) | Automatic flow restrictor (MLLD) |  |  | Annual line testing | Annual line testing |  | UST Currently In Use: 4; UST Temp Close: 1; AST Currently In Use: 0; AST Temp Closed: 0 | 4 | 1 | 5 | 24374-011-010072 | PARESH PATEL
22203 | Currently in Use |  | 1990-05-14 |  | Petroleum | On road diesel | On road diesel | Retail | Steel | Steel | Coated & cathodic protection (sti-P3) |  | Fiberglass reinforced plastic |  |  |  | Catchment Basin, Single walled catchment basin | Flow Rest 90% Full | Flow Rest 90% Full | Interstitial Monitoring within Secondary Containment |  | Automatic Tank Gauge |  | Automatic flow restrictor (MLLD) | Automatic flow restrictor (MLLD) |  |  | Annual line testing | Annual line testing |  | UST Currently In Use: 4; UST Temp Close: 1; AST Currently In Use: 0; AST Temp Closed: 0 | 4 | 1 | 5 | 24374-011-010072 | PARESH PATEL
22204 | Temporary Closed | 2007-03-05 | 1990-05-14 |  | Petroleum | Kerosene | Kerosene | Retail | Steel | Steel | Coated & cathodic protection (sti-P3) |  | Fiberglass reinforced plastic |  |  |  | Catchment Basin, Single walled catchment basin | Flow Rest 90% Full | Flow Rest 90% Full | Interstitial Monitoring within Secondary Containment |  | Manual Tank Gauging (only tanks 1000 gal. or less and 48” or 64” in diameter) |  | Automatic flow restrictor (MLLD) | Automatic flow restrictor (MLLD) |  |  | Annual line testing | Annual line testing |  | UST Currently In Use: 4; UST Temp Close: 1; AST Currently In Use: 0; AST Temp Closed: 0 | 4 | 1 | 5 | 24374-011-010072 | PARESH PATEL
22205 | Permanently Closed | 1992-01-01 | 1963-01-01 | 1992-01-01 | Petroleum | Unleaded gasoline | Unleaded gasoline |  | Steel | Steel |  |  | Steel |  | 1901-01-01 | [15 empty] | UST Currently In Use: 0; UST Temp Close: 0; AST Currently In Use: 0; AST Temp Closed: 0 | 0 | 0 | 1 | 13457-129-011346 | MILTON H TURNER
22206 | Retired | 1988-08-08 | 1901-01-01 |  | Petroleum | Unleaded gasoline | Unleaded gasoline |  | Steel | Steel |  |  |  |  | 1901-01-01 | [15 empty] | UST Currently In Use: 0; UST Temp Close: 0; AST Currently In Use: 0; AST Temp Closed: 0 | 0 | 0 | 0 | 13458-017-012811 | MINIT SAVER
22207 | Retired | 1988-08-08 | 1901-01-01 |  | Petroleum | Unleaded gasoline | Unleaded gasoline |  | Steel | Steel |  |  |  |  | 1901-01-01 | [15 empty] | UST Currently In Use: 0; UST Temp Close: 0; AST Currently In Use: 0; AST Temp Closed: 0 | 0 | 0 | 0 | 13458-017-012811 | MINIT SAVER
22208 | Retired | 1988-08-08 | 1901-01-01 |  | Petroleum | Unleaded gasoline | Unleaded gasoline |  | Steel | Steel |  |  |  |  | 1901-01-01 | [15 empty] | UST Currently In Use: 0; UST Temp Close: 0; AST Currently In Use: 0; AST Temp Closed: 0 | 0 | 0 | 0 | 13458-017-012811 | MINIT SAVER
22209 | Permanently Closed | 1993-12-01 | 1985-01-01 | 1994-01-24 | Petroleum | Unleaded gasoline | Unleaded gasoline |  | Steel | Steel |  | Painted or None | Steel |  | 1901-01-01 | [15 empty] | UST Currently In Use: 0; UST Temp Close: 0; AST Currently In Use: 0; AST Temp Closed: 0 | 0 | 0 | 4 | 13459-081-012553 | MINUTE MAN CAR CARE INC
22210 | Permanently Closed | 1993-12-01 | 1985-01-01 | 1994-01-24 | Petroleum | Unleaded gasoline | Unleaded gasoline |  | Steel | Steel |  | Painted or None | Steel |  | 1901-01-01 | [15 empty] | UST Currently In Use: 0; UST Temp Close: 0; AST Currently In Use: 0; AST Temp Closed: 0 | 0 | 0 | 4 | 13459-081-012553 | MINUTE MAN CAR CARE INC
22211 | Permanently Closed | 1993-12-01 | 1985-01-01 | 1994-01-24 | Petroleum | Unleaded gasoline | Unleaded gasoline |  |  |  |  | Painted or None | Steel |  | 1901-01-01 | [15 empty] | UST Currently In Use: 0; UST Temp Close: 0; AST Currently In Use: 0; AST Temp Closed: 0 | 0 | 0 | 4 | 13459-081-012553 | MINUTE MAN CAR CARE INC
22212 | Permanently Closed | 1994-07-14 | 1985-01-01 | 1994-07-14 | Petroleum | Other, LUBE OIL | Other |  |  |  |  | Painted or None | Steel |  | 1901-01-01 | [15 empty] | UST Currently In Use: 0; UST Temp Close: 0; AST Currently In Use: 0; AST Temp Closed: 0 | 0 | 0 | 4 | 13459-081-012553 | MINUTE MAN CAR CARE INC
22213 | Currently in Use |  | 1982-01-01 |  | Petroleum | Unleaded gasoline | Unleaded gasoline | Retail | Steel | Steel | Coated & cathodic protection (sti-P3) |  | Fiberglass reinforced plastic |  |  | Other, FLXS IOSLA | Catchment Basin, Single walled catchment basin | Automatic shutoff device At 95% full | Automatic shutoff device At 95% full |  |  | Statistical Inventory Reconciliation (SIR) |  | Automatic flow restrictor (MLLD) | Automatic flow restrictor (MLLD) |  |  | Annual line testing, Statistical inventory reconciliation (SIR) | Statistical inventory reconciliation (SIR) |  | UST Currently In Use: 3; UST Temp Close: 0; AST Currently In Use: 0; AST Temp Closed: 0 | 3 | 0 | 0 | 22176-003-012447 | Circle K Stores, Inc.
22214 | Currently in Use |  | 1982-01-01 |  | Petroleum | Premium gasoline | Premium gasoline | Retail | Steel | Steel | Coated & cathodic protection (sti-P3) |  | Fiberglass reinforced plastic |  |  | Other, FLXS ISOLA | Catchment Basin, Single walled catchment basin | Automatic shutoff device At 95% full | Automatic shutoff device At 95% full |  |  | Statistical Inventory Reconciliation (SIR) |  | Automatic flow restrictor (MLLD) | Automatic flow restrictor (MLLD) |  |  | Annual line testing, Statistical inventory reconciliation (SIR) | Statistical inventory reconciliation (SIR) |  | UST Currently In Use: 3; UST Temp Close: 0; AST Currently In Use: 0; AST Temp Closed: 0 | 3 | 0 | 0 | 22176-003-012447 | Circle K Stores, Inc.
22215 | Currently in Use |  | 1982-01-01 |  | Petroleum | On road diesel | On road diesel | Retail | Steel | Steel | Coated & cathodic protection (sti-P3) |  | Fiberglass reinforced plastic |  |  | Other, FLXS ISOLA | Catchment Basin, Single walled catchment basin | Automatic shutoff device At 95% full | Automatic shutoff device At 95% full |  |  | Statistical Inventory Reconciliation (SIR) |  | Automatic flow restrictor (MLLD) | Automatic flow restrictor (MLLD) |  |  | Annual line testing, Statistical inventory reconciliation (SIR) | Statistical inventory reconciliation (SIR) |  | UST Currently In Use: 3; UST Temp Close: 0; AST Currently In Use: 0; AST Temp Closed: 0 | 3 | 0 | 0 | 22176-003-012447 | Circle K Stores, Inc.
22216 | Currently in Use |  | 1988-01-01 |  | Petroleum | Unleaded gasoline | Unleaded gasoline | Retail | Fiberglass coated steel | Fiberglass coated steel |  |  | Fiberglass reinforced plastic |  | 1901-01-01 |  | Catchment Basin, Single walled catchment basin | Automatic shutoff device At 95% full | Automatic shutoff device At 95% full |  |  | Continuous Automatic Tank Gauge |  | Automatic flow restrictor (MLLD) | Automatic flow restrictor (MLLD) |  |  | Annual line testing | Annual line testing |  | UST Currently In Use: 3; UST Temp Close: 0; AST Currently In Use: 0; AST Temp Closed: 0 | 3 | 0 | 0 | 22680-003-013251 | MELDI INC
22217 | Currently in Use |  | 1988-01-01 |  | Petroleum | Premium gasoline | Premium gasoline | Retail | Fiberglass coated steel | Fiberglass coated steel |  |  | Fiberglass reinforced plastic |  | 1901-01-01 |  | Catchment Basin, Single walled catchment basin | Automatic shutoff device At 95% full | Automatic shutoff device At 95% full |  |  | Continuous Automatic Tank Gauge |  | Automatic flow restrictor (MLLD) | Automatic flow restrictor (MLLD) |  |  | Annual line testing | Annual line testing |  | UST Currently In Use: 3; UST Temp Close: 0; AST Currently In Use: 0; AST Temp Closed: 0 | 3 | 0 | 0 | 22680-003-013251 | MELDI INC
22218 | Currently in Use |  | 1988-01-01 |  | Petroleum | On road diesel | On road diesel | Retail | Fiberglass coated steel | Fiberglass coated steel |  |  | Fiberglass reinforced plastic |  | 1901-01-01 |  | Catchment Basin, Single walled catchment basin | Automatic shutoff device At 95% full | Automatic shutoff device At 95% full |  |  | Continuous Automatic Tank Gauge |  | Automatic flow restrictor (MLLD) | Automatic flow restrictor (MLLD) |  |  | Annual line testing | Annual line testing |  | UST Currently In Use: 3; UST Temp Close: 0; AST Currently In Use: 0; AST Temp Closed: 0 | 3 | 0 | 0 | 22680-003-013251 | MELDI INC
22219 | Currently in Use |  | 1989-01-01 |  | Petroleum | Unleaded gasoline | Unleaded gasoline | Retail | Single Wall, Steel | Steel | Coated & cathodic protection (sti-P3), Field installed cathodic protection, Interior lined (not allowed as a standalone method of corrosion protection) |  | Fiberglass reinforced plastic, Single Wall |  |  | Galvanic Cathodic, FLEX CONNS | Catchment Basin, Single walled catchment basin | Automatic shutoff device At 95% full | Automatic shutoff device At 95% full |  |  | Continuous Automatic Tank Gauge |  | Automatic flow restrictor (MLLD) | Automatic flow restrictor (MLLD) |  |  | Annual line testing | Annual line testing |  | UST Currently In Use: 4; UST Temp Close: 0; AST Currently In Use: 0; AST Temp Closed: 0 | 4 | 0 | 0 | 22176-003-014806 | Circle K Stores, Inc.
22220 | Currently in Use |  | 1989-01-01 |  | Petroleum | Unleaded gasoline | Unleaded gasoline | Retail | Steel | Steel | Coated & cathodic protection (sti-P3), Field installed cathodic protection, Interior lined (not allowed as a standalone method of corrosion protection) |  | Fiberglass reinforced plastic |  |  | Galvanic Cathodic, FLEX CONNS | Catchment Basin, Single walled catchment basin | Automatic shutoff device At 95% full | Automatic shutoff device At 95% full |  |  | Continuous Automatic Tank Gauge |  | Automatic flow restrictor (MLLD) | Automatic flow restrictor (MLLD) |  |  | Annual line testing, Other, MANIFOLDED | Other |  | UST Currently In Use: 4; UST Temp Close: 0; AST Currently In Use: 0; AST Temp Closed: 0 | 4 | 0 | 0 | 22176-003-014806 | Circle K Stores, Inc.
22221 | Currently in Use |  | 1989-01-01 |  | Petroleum | Premium gasoline | Premium gasoline | Retail | Steel | Steel | Coated & cathodic protection (sti-P3), Field installed cathodic protection, Interior lined (not allowed as a standalone method of corrosion protection) |  | Fiberglass reinforced plastic |  |  | Galvanic Cathodic, FLEX CONNS | Catchment Basin, Single walled catchment basin | Automatic shutoff device At 95% full | Automatic shutoff device At 95% full |  |  | Continuous Automatic Tank Gauge |  | Automatic flow restrictor (MLLD) | Automatic flow restrictor (MLLD) |  |  | Annual line testing | Annual line testing |  | UST Currently In Use: 4; UST Temp Close: 0; AST Currently In Use: 0; AST Temp Closed: 0 | 4 | 0 | 0 | 22176-003-014806 | Circle K Stores, Inc.
22222 | Currently in Use |  | 1989-01-01 |  | Petroleum | On road diesel | On road diesel | Retail | Steel | Steel | Coated & cathodic protection (sti-P3), Field installed cathodic protection, Interior lined (not allowed as a standalone method of corrosion protection) |  | Fiberglass reinforced plastic |  |  | Galvanic Cathodic, FLEX CONNS | Catchment Basin, Single walled catchment basin | Automatic shutoff device At 95% full | Automatic shutoff device At 95% full |  |  | Continuous Automatic Tank Gauge |  | Automatic flow restrictor (MLLD) | Automatic flow restrictor (MLLD) |  |  | Annual line testing | Annual line testing |  | UST Currently In Use: 4; UST Temp Close: 0; AST Currently In Use: 0; AST Temp Closed: 0 | 4 | 0 | 0 | 22176-003-014806 | Circle K Stores, Inc.
22223 | Temporary Closed | 2012-03-28 | 1983-01-01 |  | Petroleum | Premium gasoline | Premium gasoline | Retail | Steel | Steel | Coated & cathodic protection (sti-P3) |  | Fiberglass reinforced plastic |  | 1901-01-01 |  | Catchment Basin, Single walled catchment basin | Automatic shutoff device At 95% full, Flow Rest 90% Full | Flow Rest 90% Full |  |  | Statistical Inventory Reconciliation (SIR) |  | Automatic flow restrictor (MLLD) | Automatic flow restrictor (MLLD) |  |  | Statistical inventory reconciliation (SIR) | Statistical inventory reconciliation (SIR) |  | UST Currently In Use: 0; UST Temp Close: 4; AST Currently In Use: 0; AST Temp Closed: 0 | 0 | 4 | 0 | 24003-053-012514 | PATRICIA BONNER
22224 | Temporary Closed | 2012-03-28 | 1983-01-01 |  | Petroleum | Mid-grade gasoline | Mid-grade gasoline | Retail | Steel | Steel | Coated & cathodic protection (sti-P3) |  | Fiberglass reinforced plastic |  | 1901-01-01 |  | Catchment Basin, Single walled catchment basin | Automatic shutoff device At 95% full, Flow Rest 90% Full | Flow Rest 90% Full |  |  | Statistical Inventory Reconciliation (SIR) |  | Automatic flow restrictor (MLLD) | Automatic flow restrictor (MLLD) |  |  | Statistical inventory reconciliation (SIR) | Statistical inventory reconciliation (SIR) |  | UST Currently In Use: 0; UST Temp Close: 4; AST Currently In Use: 0; AST Temp Closed: 0 | 0 | 4 | 0 | 24003-053-012514 | PATRICIA BONNER
22225 | Temporary Closed | 2012-03-28 | 1983-01-01 |  | Petroleum | Unleaded gasoline | Unleaded gasoline | Retail | Steel | Steel | Coated & cathodic protection (sti-P3) |  | Fiberglass reinforced plastic |  | 1901-01-01 |  | Catchment Basin, Single walled catchment basin | Automatic shutoff device At 95% full, Flow Rest 90% Full | Flow Rest 90% Full |  |  | Statistical Inventory Reconciliation (SIR) |  | Automatic flow restrictor (MLLD) | Automatic flow restrictor (MLLD) |  |  | Statistical inventory reconciliation (SIR) | Statistical inventory reconciliation (SIR) |  | UST Currently In Use: 0; UST Temp Close: 4; AST Currently In Use: 0; AST Temp Closed: 0 | 0 | 4 | 0 | 24003-053-012514 | PATRICIA BONNER
22226 | Temporary Closed | 2012-03-28 | 1983-01-01 |  | Petroleum | On road diesel | On road diesel | Retail | Steel | Steel | Coated & cathodic protection (sti-P3) |  | Fiberglass reinforced plastic |  | 1901-01-01 |  | Catchment Basin, Single walled catchment basin | Automatic shutoff device At 95% full, Flow Rest 90% Full | Flow Rest 90% Full |  |  | Statistical Inventory Reconciliation (SIR) |  | Automatic flow restrictor (MLLD) | Automatic flow restrictor (MLLD) |  |  | Statistical inventory reconciliation (SIR) | Statistical inventory reconciliation (SIR) |  | UST Currently In Use: 0; UST Temp Close: 4; AST Currently In Use: 0; AST Temp Closed: 0 | 0 | 4 | 0 | 24003-053-012514 | PATRICIA BONNER
22227 | Currently in Use |  | 1987-01-01 |  | Petroleum | On road diesel | On road diesel | Retail | Fiberglass coated steel | Fiberglass coated steel |  |  | Fiberglass reinforced plastic |  | 1901-01-01 |  | Catchment Basin, Single walled catchment basin | Automatic shutoff device At 95% full | Automatic shutoff device At 95% full |  |  | Continuous Automatic Tank Gauge |  | Automatic flow restrictor (MLLD) | Automatic flow restrictor (MLLD) |  |  | Annual line testing | Annual line testing |  | UST Currently In Use: 3; UST Temp Close: 1; AST Currently In Use: 0; AST Temp Closed: 0 | 3 | 1 | 2 | 25265-053-002157 | LGWS/CROSS AMERICA PARTNERS
22228 | Currently in Use |  | 1985-01-01 |  | Petroleum | Unleaded gasoline | Unleaded gasoline | Retail | Fiberglass reinforced plastic | Fiberglass reinforced plastic |  |  | Fiberglass reinforced plastic |  | 1901-01-01 |  | Catchment Basin, Single walled catchment basin | Automatic shutoff device At 95% full | Automatic shutoff device At 95% full |  |  | Statistical Inventory Reconciliation (SIR) |  | Automatic flow restrictor (MLLD) | Automatic flow restrictor (MLLD) |  |  | Annual line testing, Statistical inventory reconciliation (SIR) | Statistical inventory reconciliation (SIR) |  | UST Currently In Use: 3; UST Temp Close: 0; AST Currently In Use: 0; AST Temp Closed: 0 | 3 | 0 | 0 | 22176-053-012557 | Circle K Stores, Inc.
22229 | Currently in Use |  | 1985-01-01 |  | Petroleum | Premium gasoline | Premium gasoline | Retail | Fiberglass reinforced plastic | Fiberglass reinforced plastic |  |  | Fiberglass reinforced plastic |  | 1901-01-01 |  | Catchment Basin, Single walled catchment basin | Automatic shutoff device At 95% full | Automatic shutoff device At 95% full |  |  | Statistical Inventory Reconciliation (SIR) |  | Automatic flow restrictor (MLLD) | Automatic flow restrictor (MLLD) |  |  | Annual line testing, Statistical inventory reconciliation (SIR) | Statistical inventory reconciliation (SIR) |  | UST Currently In Use: 3; UST Temp Close: 0; AST Currently In Use: 0; AST Temp Closed: 0 | 3 | 0 | 0 | 22176-053-012557 | Circle K Stores, Inc.
22230 | Currently in Use |  | 1985-01-01 |  | Petroleum | On road diesel | On road diesel | Retail | Fiberglass reinforced plastic | Fiberglass reinforced plastic |  |  | Fiberglass reinforced plastic |  | 1901-01-01 |  | Catchment Basin, Single walled catchment basin | Automatic shutoff device At 95% full | Automatic shutoff device At 95% full |  |  | Statistical Inventory Reconciliation (SIR) |  | Automatic flow restrictor (MLLD) | Automatic flow restrictor (MLLD) |  |  | Annual line testing, Statistical inventory reconciliation (SIR) | Statistical inventory reconciliation (SIR) |  | UST Currently In Use: 3; UST Temp Close: 0; AST Currently In Use: 0; AST Temp Closed: 0 | 3 | 0 | 0 | 22176-053-012557 | Circle K Stores, Inc.
22231 | Currently in Use |  | 1987-03-09 |  | Petroleum | Unleaded gasoline | Unleaded gasoline | Retail | Steel | Steel | Coated & cathodic protection (sti-P3) |  | Fiberglass reinforced plastic |  |  | Other, FLXS ISOLA | Catchment Basin, Single walled catchment basin | Automatic shutoff device At 95% full | Automatic shutoff device At 95% full |  |  | Continuous Automatic Tank Gauge |  | Automatic flow restrictor (MLLD), Containment Sump | Containment Sump |  |  | Annual line testing | Annual line testing |  | UST Currently In Use: 3; UST Temp Close: 1; AST Currently In Use: 0; AST Temp Closed: 0 | 3 | 1 | 0 | 22176-053-012605 | Circle K Stores, Inc.
22232 | Currently in Use |  | 1987-03-09 |  | Petroleum | Unleaded gasoline | Unleaded gasoline | Retail | Steel | Steel | Coated & cathodic protection (sti-P3) |  | Fiberglass reinforced plastic |  |  | Other, FLXS ISOLA | Catchment Basin, Single walled catchment basin | Automatic shutoff device At 95% full | Automatic shutoff device At 95% full |  |  | Continuous Automatic Tank Gauge |  | Automatic flow restrictor (MLLD), Containment Sump, MANIFOLDED | Containment Sump |  |  | Annual line testing, Other, MANIFOLDED | Other |  | UST Currently In Use: 3; UST Temp Close: 1; AST Currently In Use: 0; AST Temp Closed: 0 | 3 | 1 | 0 | 22176-053-012605 | Circle K Stores, Inc.
22233 | Currently in Use |  | 1987-03-09 |  | Petroleum | Premium gasoline | Premium gasoline | Retail | Steel | Steel | Coated & cathodic protection (sti-P3) |  | Fiberglass reinforced plastic |  |  | Other, FLXS ISOLA | Catchment Basin, Single walled catchment basin | Automatic shutoff device At 95% full | Automatic shutoff device At 95% full |  |  | Continuous Automatic Tank Gauge |  | Automatic flow restrictor (MLLD), Containment Sump | Containment Sump |  |  | Annual line testing | Annual line testing |  | UST Currently In Use: 3; UST Temp Close: 1; AST Currently In Use: 0; AST Temp Closed: 0 | 3 | 1 | 0 | 22176-053-012605 | Circle K Stores, Inc.
22234 | Temporary Closed | 2020-09-01 | 1988-09-28 |  | Petroleum | On road diesel | On road diesel | Retail | Steel | Steel | Coated & cathodic protection (sti-P3), Interior lined (not allowed as a standalone method of corrosion protection) |  | Fiberglass reinforced plastic |  |  | Other, FLXS ISOLA | Catchment Basin, Single walled catchment basin | Automatic shutoff device At 95% full | Automatic shutoff device At 95% full |  |  | Continuous Automatic Tank Gauge |  | Automatic flow restrictor (MLLD), Containment Sump | Containment Sump |  |  | Annual line testing | Annual line testing |  | UST Currently In Use: 3; UST Temp Close: 1; AST Currently In Use: 0; AST Temp Closed: 0 | 3 | 1 | 0 | 22176-053-012605 | Circle K Stores, Inc.
22235 | Permanently Closed | 1988-12-02 | 1980-01-01 | 1988-12-02 | Petroleum | Unleaded gasoline | Unleaded gasoline |  | Steel | Steel |  | Painted or None | Steel |  | 1901-01-01 | [15 empty] | UST Currently In Use: 3; UST Temp Close: 0; AST Currently In Use: 0; AST Temp Closed: 0 | 3 | 0 | 4 | 25109-097-007810 | SHREE HARI SUPER
22236 | Permanently Closed | 1988-12-02 | 1980-01-01 | 1988-12-02 | Petroleum | Unleaded gasoline | Unleaded gasoline |  | Steel | Steel |  | Painted or None | Steel |  | 1901-01-01 | [15 empty] | UST Currently In Use: 3; UST Temp Close: 0; AST Currently In Use: 0; AST Temp Closed: 0 | 3 | 0 | 4 | 25109-097-007810 | SHREE HARI SUPER
22237 | Permanently Closed | 1988-12-02 | 1983-01-01 | 1988-12-02 | Petroleum | Unleaded gasoline | Unleaded gasoline |  | Steel | Steel |  | Painted or None | Steel |  | 1901-01-01 | [15 empty] | UST Currently In Use: 3; UST Temp Close: 0; AST Currently In Use: 0; AST Temp Closed: 0 | 3 | 0 | 4 | 25109-097-007810 | SHREE HARI SUPER
22238 | Permanently Closed | 1988-12-02 | 1983-01-01 | 1988-12-02 | Petroleum | Unleaded gasoline | Unleaded gasoline |  | Steel | Steel |  | Painted or None | Steel |  | 1901-01-01 | [15 empty] | UST Currently In Use: 3; UST Temp Close: 0; AST Currently In Use: 0; AST Temp Closed: 0 | 3 | 0 | 4 | 25109-097-007810 | SHREE HARI SUPER
22239 | Currently in Use |  | 1987-01-01 |  | Petroleum | Unleaded gasoline | Unleaded gasoline | Retail | Steel | Steel | Coated & cathodic protection (sti-P3), Interior lined (not allowed as a standalone method of corrosion protection) |  | Fiberglass reinforced plastic |  |  |  | Catchment Basin, Single walled catchment basin | Automatic shutoff device At 95% full | Automatic shutoff device At 95% full |  |  | Statistical Inventory Reconciliation (SIR) |  | Automatic flow restrictor (MLLD) | Automatic flow restrictor (MLLD) |  |  | Annual line testing, Statistical inventory reconciliation (SIR) | Statistical inventory reconciliation (SIR) |  | UST Currently In Use: 3; UST Temp Close: 0; AST Currently In Use: 0; AST Temp Closed: 0 | 3 | 0 | 4 | 25109-097-007810 | SHREE HARI SUPER
22240 | Currently in Use |  | 1987-01-01 |  | Petroleum | Unleaded gasoline | Unleaded gasoline | Retail | Steel | Steel | Coated & cathodic protection (sti-P3), Interior lined (not allowed as a standalone method of corrosion protection) |  | Fiberglass reinforced plastic |  |  |  | Catchment Basin, Single walled catchment basin | Automatic shutoff device At 95% full | Automatic shutoff device At 95% full |  |  | Statistical Inventory Reconciliation (SIR) |  | Automatic flow restrictor (MLLD) | Automatic flow restrictor (MLLD) |  |  | Annual line testing, Statistical inventory reconciliation (SIR) | Statistical inventory reconciliation (SIR) |  | UST Currently In Use: 3; UST Temp Close: 0; AST Currently In Use: 0; AST Temp Closed: 0 | 3 | 0 | 4 | 25109-097-007810 | SHREE HARI SUPER
22241 | Currently in Use |  | 1987-01-01 |  | Petroleum | Premium gasoline | Premium gasoline | Retail | Steel | Steel | Coated & cathodic protection (sti-P3), Interior lined (not allowed as a standalone method of corrosion protection) |  | Fiberglass reinforced plastic |  |  |  | Catchment Basin, Single walled catchment basin | Automatic shutoff device At 95% full | Automatic shutoff device At 95% full |  |  | Statistical Inventory Reconciliation (SIR) |  | Automatic flow restrictor (MLLD) | Automatic flow restrictor (MLLD) |  |  | Annual line testing, Statistical inventory reconciliation (SIR) | Statistical inventory reconciliation (SIR) |  | UST Currently In Use: 3; UST Temp Close: 0; AST Currently In Use: 0; AST Temp Closed: 0 | 3 | 0 | 4 | 25109-097-007810 | SHREE HARI SUPER
22242 | Currently in Use |  | 1990-05-01 |  | Petroleum | Unleaded gasoline | Unleaded gasoline | Retail | Steel | Steel | Coated & cathodic protection (sti-P3) |  | Fiberglass reinforced plastic |  |  | Galvanic Cathodic, FLEX CONNS | Catchment Basin, Single walled catchment basin | Automatic shutoff device At 95% full | Automatic shutoff device At 95% full |  |  | Statistical Inventory Reconciliation (SIR) |  | Automatic flow restrictor (MLLD) | Automatic flow restrictor (MLLD) |  |  | Statistical inventory reconciliation (SIR) | Statistical inventory reconciliation (SIR) |  | UST Currently In Use: 3; UST Temp Close: 0; AST Currently In Use: 0; AST Temp Closed: 0 | 3 | 0 | 0 | 22176-097-014994 | Circle K Stores, Inc.
22243 | Currently in Use |  | 1990-05-01 |  | Petroleum | Mid-grade gasoline | Mid-grade gasoline | Retail | Steel | Steel | Coated & cathodic protection (sti-P3) |  | Fiberglass reinforced plastic |  |  | Galvanic Cathodic, FLEX CONNS | Catchment Basin, Single walled catchment basin | Automatic shutoff device At 95% full | Automatic shutoff device At 95% full |  |  | Statistical Inventory Reconciliation (SIR) |  | Automatic flow restrictor (MLLD) | Automatic flow restrictor (MLLD) |  |  | Statistical inventory reconciliation (SIR) | Statistical inventory reconciliation (SIR) |  | UST Currently In Use: 3; UST Temp Close: 0; AST Currently In Use: 0; AST Temp Closed: 0 | 3 | 0 | 0 | 22176-097-014994 | Circle K Stores, Inc.
22244 | Currently in Use |  | 1990-05-01 |  | Petroleum | Premium gasoline | Premium gasoline | Retail | Steel | Steel | Coated & cathodic protection (sti-P3) |  | Fiberglass reinforced plastic |  |  | Galvanic Cathodic, FLEX CONNS | Catchment Basin, Single walled catchment basin | Automatic shutoff device At 95% full | Automatic shutoff device At 95% full |  |  | Statistical Inventory Reconciliation (SIR) |  | Automatic flow restrictor (MLLD) | Automatic flow restrictor (MLLD) |  |  | Statistical inventory reconciliation (SIR) | Statistical inventory reconciliation (SIR) |  | UST Currently In Use: 3; UST Temp Close: 0; AST Currently In Use: 0; AST Temp Closed: 0 | 3 | 0 | 0 | 22176-097-014994 | Circle K Stores, Inc.
22245 | Currently in Use |  | 1988-01-01 |  | Petroleum | Unleaded gasoline | Unleaded gasoline | Retail | Fiberglass coated steel | Fiberglass coated steel |  |  | Fiberglass reinforced plastic |  | 1901-01-01 |  | Catchment Basin, Single walled catchment basin | Automatic shutoff device At 95% full | Automatic shutoff device At 95% full |  |  | Continuous Automatic Tank Gauge |  | Automatic flow restrictor (MLLD) | Automatic flow restrictor (MLLD) |  |  | Annual line testing | Annual line testing |  | UST Currently In Use: 4; UST Temp Close: 0; AST Currently In Use: 0; AST Temp Closed: 0 | 4 | 0 | 0 | 22176-099-013185 | Circle K Stores, Inc.
22246 | Currently in Use |  | 1988-01-01 |  | Petroleum | Mid-grade gasoline | Mid-grade gasoline | Retail | Fiberglass coated steel | Fiberglass coated steel |  |  | Fiberglass reinforced plastic |  | 1901-01-01 |  | Catchment Basin, Single walled catchment basin | Automatic shutoff device At 95% full | Automatic shutoff device At 95% full |  |  | Continuous Automatic Tank Gauge |  | Automatic flow restrictor (MLLD) | Automatic flow restrictor (MLLD) |  |  | Annual line testing | Annual line testing |  | UST Currently In Use: 4; UST Temp Close: 0; AST Currently In Use: 0; AST Temp Closed: 0 | 4 | 0 | 0 | 22176-099-013185 | Circle K Stores, Inc.
22247 | Currently in Use |  | 1988-01-01 |  | Petroleum | Premium gasoline | Premium gasoline | Retail | Fiberglass coated steel | Fiberglass coated steel |  |  | Fiberglass reinforced plastic |  | 1901-01-01 |  | Catchment Basin, Single walled catchment basin | Automatic shutoff device At 95% full | Automatic shutoff device At 95% full |  |  | Continuous Automatic Tank Gauge |  | Automatic flow restrictor (MLLD) | Automatic flow restrictor (MLLD) |  |  | Annual line testing | Annual line testing |  | UST Currently In Use: 4; UST Temp Close: 0; AST Currently In Use: 0; AST Temp Closed: 0 | 4 | 0 | 0 | 22176-099-013185 | Circle K Stores, Inc.
22248 | Currently in Use |  | 1988-01-01 |  | Petroleum | On road diesel | On road diesel | Retail | Fiberglass coated steel | Fiberglass coated steel |  |  | Fiberglass reinforced plastic |  | 1901-01-01 |  | Catchment Basin, Single walled catchment basin | Automatic shutoff device At 95% full | Automatic shutoff device At 95% full |  |  | Continuous Automatic Tank Gauge |  | Automatic flow restrictor (MLLD) | Automatic flow restrictor (MLLD) |  |  | Annual line testing | Annual line testing |  | UST Currently In Use: 4; UST Temp Close: 0; AST Currently In Use: 0; AST Temp Closed: 0 | 4 | 0 | 0 | 22176-099-013185 | Circle K Stores, Inc.
22249 | Permanently Closed | 1994-08-17 | 1974-01-01 | 1994-08-17 | Petroleum | Unleaded gasoline | Unleaded gasoline |  | Fiberglass reinforced plastic | Fiberglass reinforced plastic |  |  | Steel |  | 1901-01-01 | [12 empty] | Annual line testing | Annual line testing |  | UST Currently In Use: 0; UST Temp Close: 0; AST Currently In Use: 0; AST Temp Closed: 0 | 0 | 0 | 3 | 13464-089-001263 | SERVICE MERCHANDISE CO INC
22250 | Permanently Closed | 1994-08-17 | 1974-01-01 | 1994-08-17 | Petroleum | Unleaded gasoline | Unleaded gasoline |  | Fiberglass reinforced plastic | Fiberglass reinforced plastic |  |  | Steel |  | 1901-01-01 | [12 empty] | Annual line testing | Annual line testing |  | UST Currently In Use: 0; UST Temp Close: 0; AST Currently In Use: 0; AST Temp Closed: 0 | 0 | 0 | 3 | 13464-089-001263 | SERVICE MERCHANDISE CO INC
22251 | Permanently Closed | 1994-08-17 | 1974-01-01 | 1994-08-17 | Petroleum | Unleaded gasoline | Unleaded gasoline |  | Fiberglass reinforced plastic | Fiberglass reinforced plastic |  |  | Steel |  | 1901-01-01 | [12 empty] | Annual line testing | Annual line testing |  | UST Currently In Use: 0; UST Temp Close: 0; AST Currently In Use: 0; AST Temp Closed: 0 | 0 | 0 | 3 | 13464-089-001263 | SERVICE MERCHANDISE CO INC
22252 | Permanently Closed | 1901-01-01 | 1963-01-01 | 1988-12-05 | Petroleum | Unleaded gasoline | Unleaded gasoline |  | Steel | Steel |  |  |  |  | 1901-01-01 | [15 empty] | UST Currently In Use: 0; UST Temp Close: 0; AST Currently In Use: 0; AST Temp Closed: 0 | 0 | 0 | 2 | 13465-103-008643 | MISSISSIPPI CHEMICAL CORP
22253 | Permanently Closed | 1901-01-01 | 1963-01-01 | 1988-12-05 | Petroleum | On road diesel | On road diesel |  | Steel | Steel |  |  |  |  | 1901-01-01 | [15 empty] | UST Currently In Use: 0; UST Temp Close: 0; AST Currently In Use: 0; AST Temp Closed: 0 | 0 | 0 | 2 | 13465-103-008643 | MISSISSIPPI CHEMICAL CORP
22254 | Permanently Closed | 1991-11-15 | 1972-01-01 | 1991-11-15 | Petroleum | Used oil | Used oil |  | Steel | Steel |  | Painted or None |  |  | 1901-01-01 | [15 empty] | UST Currently In Use: 0; UST Temp Close: 0; AST Currently In Use: 0; AST Temp Closed: 0 | 0 | 0 | 1 | 13466-043-000360 | MITCH SMITH CHEVROLET INC
22255 | Permanently Closed | 1987-08-01 | 1980-01-01 | 1987-08-01 | Petroleum | Unleaded gasoline | Unleaded gasoline |  | Steel | Steel |  | Painted or None | Steel |  | 1901-01-01 | [15 empty] | UST Currently In Use: 0; UST Temp Close: 0; AST Currently In Use: 0; AST Temp Closed: 0 | 0 | 0 | 2 | 13467-019-000183 | MITCHELL OIL CO INC
22256 | Permanently Closed | 1987-08-01 | 1980-01-01 | 1987-08-01 | Petroleum | Unleaded gasoline | Unleaded gasoline |  | Steel | Steel |  | Painted or None | Steel |  | 1901-01-01 | [15 empty] | UST Currently In Use: 0; UST Temp Close: 0; AST Currently In Use: 0; AST Temp Closed: 0 | 0 | 0 | 2 | 13467-019-000183 | MITCHELL OIL CO INC
22257 | Permanently Closed | 2005-02-16 | 1987-01-08 | 2005-02-16 | Petroleum | Unleaded gasoline | Unleaded gasoline | Retail | Steel | Steel | Coated & cathodic protection (sti-P3) |  | Steel |  | 1901-01-01 | Other, BAG ANODES | Catchment Basin, Single walled catchment basin | Audible high level alarm At 90% full, Automatic shutoff device At 95% full | Automatic shutoff device At 95% full |  |  | Statistical Inventory Reconciliation (SIR) | [8 empty] | UST Currently In Use: 0; UST Temp Close: 0; AST Currently In Use: 0; AST Temp Closed: 0 | 0 | 0 | 7 | 13467-049-000060 | MITCHELL OIL CO INC
22258 | Permanently Closed | 2005-02-16 | 1987-01-08 | 2005-02-16 | Petroleum | Mid-grade gasoline | Mid-grade gasoline | Retail | Steel | Steel | Coated & cathodic protection (sti-P3) |  | Steel |  | 1901-01-01 | Other, BAG ANODES | Catchment Basin, Single walled catchment basin | Flow Rest 90% Full | Flow Rest 90% Full |  |  | Statistical Inventory Reconciliation (SIR) | [8 empty] | UST Currently In Use: 0; UST Temp Close: 0; AST Currently In Use: 0; AST Temp Closed: 0 | 0 | 0 | 7 | 13467-049-000060 | MITCHELL OIL CO INC
22259 | Permanently Closed | 1901-01-01 | 1966-01-01 | 1988-12-01 | Petroleum | Unleaded gasoline | Unleaded gasoline |  | Steel | Steel |  | Painted or None | Steel |  | 1901-01-01 | [15 empty] | UST Currently In Use: 0; UST Temp Close: 0; AST Currently In Use: 0; AST Temp Closed: 0 | 0 | 0 | 7 | 13467-049-000060 | MITCHELL OIL CO INC
22260 | Permanently Closed | 1901-01-01 | 1966-01-01 | 1988-12-01 | Petroleum | Unleaded gasoline | Unleaded gasoline |  | Steel | Steel |  | Painted or None | Steel |  | 1901-01-01 | [15 empty] | UST Currently In Use: 0; UST Temp Close: 0; AST Currently In Use: 0; AST Temp Closed: 0 | 0 | 0 | 7 | 13467-049-000060 | MITCHELL OIL CO INC
22261 | Permanently Closed | 1901-01-01 | 1966-01-01 | 1988-12-01 | Petroleum | Unleaded gasoline | Unleaded gasoline |  | Steel | Steel |  | Painted or None | Steel |  | 1901-01-01 | [15 empty] | UST Currently In Use: 0; UST Temp Close: 0; AST Currently In Use: 0; AST Temp Closed: 0 | 0 | 0 | 7 | 13467-049-000060 | MITCHELL OIL CO INC
22262 | Permanently Closed | 2005-02-18 | 1989-02-20 | 2005-02-18 | Petroleum | Premium gasoline | Premium gasoline | Retail | Steel | Steel | Coated & cathodic protection (sti-P3) |  | Steel |  | 1901-01-01 | Other, BAG ANODES | Catchment Basin, Single walled catchment basin | Flow Rest 90% Full | Flow Rest 90% Full |  |  | Statistical Inventory Reconciliation (SIR) | [8 empty] | UST Currently In Use: 0; UST Temp Close: 0; AST Currently In Use: 0; AST Temp Closed: 0 | 0 | 0 | 7 | 13467-049-000060 | MITCHELL OIL CO INC
22263 | Permanently Closed | 2005-02-16 | 1989-02-20 | 2005-02-16 | Petroleum | On road diesel | On road diesel | Retail | Steel | Steel | Coated & cathodic protection (sti-P3) |  | Steel |  | 1901-01-01 | Other, BAG ANODES | Catchment Basin, Single walled catchment basin | Flow Rest 90% Full | Flow Rest 90% Full |  |  | Statistical Inventory Reconciliation (SIR) | [8 empty] | UST Currently In Use: 0; UST Temp Close: 0; AST Currently In Use: 0; AST Temp Closed: 0 | 0 | 0 | 7 | 13467-049-000060 | MITCHELL OIL CO INC
22264 | Permanently Closed | 1990-05-17 | 1976-01-01 | 1990-05-17 | Petroleum | Other, MNRLSPIRIT | Other |  | Steel | Steel |  | Painted or None | Steel |  | 1901-01-01 | [15 empty] | UST Currently In Use: 0; UST Temp Close: 0; AST Currently In Use: 6; AST Temp Closed: 2 | 0 | 0 | 3 | 10878-049-000103 | CEDAR BLUFF OIL CO
22265 | Permanently Closed | 1990-05-17 | 1976-01-01 | 1990-05-17 | Hazardous Substance |  |  |  | Steel | Steel |  | Painted or None | Steel |  | 1901-01-01 | [15 empty] | UST Currently In Use: 0; UST Temp Close: 0; AST Currently In Use: 6; AST Temp Closed: 2 | 0 | 0 | 3 | 10878-049-000103 | CEDAR BLUFF OIL CO
22266 | Permanently Closed | 1990-05-17 | 1979-01-01 | 1990-05-17 | Petroleum | Kerosene | Kerosene |  | Steel | Steel |  | Painted or None | Steel |  | 1901-01-01 | [15 empty] | UST Currently In Use: 0; UST Temp Close: 0; AST Currently In Use: 6; AST Temp Closed: 2 | 0 | 0 | 3 | 10878-049-000103 | CEDAR BLUFF OIL CO
22267 | Permanently Closed | 2005-06-27 | 1983-06-12 | 2007-07-17 | Petroleum | Unleaded gasoline | Unleaded gasoline | Retail | Steel | Steel | Coated & cathodic protection (sti-P3), Field installed cathodic protection |  | Steel |  | 1901-01-01 | Field installed cathodic protection | Catchment Basin, Single walled catchment basin | Flow Rest 90% Full | Flow Rest 90% Full |  |  | Statistical Inventory Reconciliation (SIR) | [8 empty] | UST Currently In Use: 0; UST Temp Close: 0; AST Currently In Use: 0; AST Temp Closed: 0 | 0 | 0 | 3 | 10878-049-000166 | CEDAR BLUFF OIL CO
22268 | Permanently Closed | 2005-06-27 | 1983-06-02 | 2007-07-17 | Petroleum | Mid-grade gasoline | Mid-grade gasoline | Retail | Steel | Steel | Coated & cathodic protection (sti-P3), Field installed cathodic protection |  | Steel |  | 1901-01-01 | Field installed cathodic protection | Catchment Basin, Single walled catchment basin | Flow Rest 90% Full | Flow Rest 90% Full |  |  | Statistical Inventory Reconciliation (SIR) | [8 empty] | UST Currently In Use: 0; UST Temp Close: 0; AST Currently In Use: 0; AST Temp Closed: 0 | 0 | 0 | 3 | 10878-049-000166 | CEDAR BLUFF OIL CO
22269 | Permanently Closed | 2005-06-27 | 1986-08-24 | 2007-07-17 | Petroleum | Premium gasoline | Premium gasoline | Retail | Steel | Steel | Coated & cathodic protection (sti-P3), Field installed cathodic protection |  | Steel |  | 1901-01-01 | Field installed cathodic protection | Catchment Basin, Single walled catchment basin | Flow Rest 90% Full | Flow Rest 90% Full |  |  | Statistical Inventory Reconciliation (SIR) | [8 empty] | UST Currently In Use: 0; UST Temp Close: 0; AST Currently In Use: 0; AST Temp Closed: 0 | 0 | 0 | 3 | 10878-049-000166 | CEDAR BLUFF OIL CO
22270 | Permanently Closed | 1901-01-01 | 1969-01-01 | 1988-12-07 | Petroleum | Unleaded gasoline | Unleaded gasoline |  | Steel | Steel |  | Painted or None | Steel |  | 1901-01-01 | [15 empty] | UST Currently In Use: 0; UST Temp Close: 0; AST Currently In Use: 0; AST Temp Closed: 0 | 0 | 0 | 5 | 12740-049-000167 | JET PEP INC.
22271 | Permanently Closed | 1990-11-26 | 1979-01-01 | 1990-11-26 | Petroleum | Unleaded gasoline | Unleaded gasoline |  | Steel | Steel | Coated & cathodic protection (sti-P3) |  | Steel |  | 1901-01-01 | Field installed cathodic protection | [14 empty] | UST Currently In Use: 0; UST Temp Close: 0; AST Currently In Use: 0; AST Temp Closed: 0 | 0 | 0 | 5 | 12740-049-000167 | JET PEP INC.
22272 | Permanently Closed | 1991-11-26 | 1977-01-01 | 1990-11-26 | Petroleum | Unleaded gasoline | Unleaded gasoline |  | Steel | Steel | Coated & cathodic protection (sti-P3) |  | Steel |  | 1901-01-01 | Field installed cathodic protection | [14 empty] | UST Currently In Use: 0; UST Temp Close: 0; AST Currently In Use: 0; AST Temp Closed: 0 | 0 | 0 | 5 | 12740-049-000167 | JET PEP INC.
22273 | Permanently Closed | 1901-01-01 | 1969-01-01 | 1988-12-07 | Petroleum | Unleaded gasoline | Unleaded gasoline |  | Steel | Steel |  | Painted or None | Steel |  | 1901-01-01 | [15 empty] | UST Currently In Use: 0; UST Temp Close: 0; AST Currently In Use: 0; AST Temp Closed: 0 | 0 | 0 | 5 | 12740-049-000167 | JET PEP INC.
22274 | Permanently Closed | 1999-08-17 | 1979-01-01 | 1999-08-17 | Petroleum | Unleaded gasoline | Unleaded gasoline | Retail | Steel | Steel | Field installed cathodic protection |  | Steel |  | 1901-01-01 | Field installed cathodic protection | Catchment Basin, Single walled catchment basin | Flow Rest 90% Full | Flow Rest 90% Full |  |  | Statistical Inventory Reconciliation (SIR) | [8 empty] | UST Currently In Use: 2; UST Temp Close: 0; AST Currently In Use: 1; AST Temp Closed: 0 | 2 | 0 | 4 | 25572-049-000168 | VARAHI LLC
22275 | Permanently Closed | 1999-08-17 | 1979-01-01 | 1999-08-17 | Petroleum | Mid-grade gasoline | Mid-grade gasoline | Retail | Steel | Steel | Field installed cathodic protection |  | Steel |  | 1901-01-01 | Field installed cathodic protection | Catchment Basin, Single walled catchment basin | Flow Rest 90% Full | Flow Rest 90% Full | [11 empty] | UST Currently In Use: 2; UST Temp Close: 0; AST Currently In Use: 1; AST Temp Closed: 0 | 2 | 0 | 4 | 25572-049-000168 | VARAHI LLC
22276 | Permanently Closed | 1999-08-17 | 1985-01-01 | 1999-08-17 | Petroleum | Premium gasoline | Premium gasoline | Retail | Steel | Steel | Field installed cathodic protection |  | Steel |  | 1901-01-01 | Field installed cathodic protection | Catchment Basin, Single walled catchment basin | Flow Rest 90% Full | Flow Rest 90% Full | [11 empty] | UST Currently In Use: 2; UST Temp Close: 0; AST Currently In Use: 1; AST Temp Closed: 0 | 2 | 0 | 4 | 25572-049-000168 | VARAHI LLC
22277 | Permanently Closed | 1999-08-17 | 1984-01-01 | 1999-08-17 | Petroleum | On road diesel | On road diesel | Retail | Steel | Steel | Field installed cathodic protection |  | Steel |  | 1901-01-01 | Field installed cathodic protection | Catchment Basin, Single walled catchment basin | Flow Rest 90% Full | Flow Rest 90% Full | [8 empty] | Annual line testing | Annual line testing |  | UST Currently In Use: 2; UST Temp Close: 0; AST Currently In Use: 1; AST Temp Closed: 0 | 2 | 0 | 4 | 25572-049-000168 | VARAHI LLC
22278 | Permanently Closed | 1987-03-01 | 1959-01-01 | 1987-03-01 | Petroleum | Unleaded gasoline | Unleaded gasoline |  | Steel | Steel |  | Painted or None | Steel |  | 1901-01-01 | [15 empty] | UST Currently In Use: 0; UST Temp Close: 0; AST Currently In Use: 0; AST Temp Closed: 0 | 0 | 0 | 4 | 17765-049-000170 | ABBOTTS MARINE
22279 | Permanently Closed | 1987-03-01 | 1959-01-01 | 1987-03-01 | Petroleum | Unleaded gasoline | Unleaded gasoline |  | Steel | Steel |  | Painted or None | Steel |  | 1901-01-01 | [15 empty] | UST Currently In Use: 0; UST Temp Close: 0; AST Currently In Use: 0; AST Temp Closed: 0 | 0 | 0 | 4 | 17765-049-000170 | ABBOTTS MARINE
22280 | Permanently Closed | 1998-12-20 | 1985-01-01 | 2006-04-11 | Petroleum | Unleaded gasoline | Unleaded gasoline | Retail | Steel | Steel | Coated & cathodic protection (sti-P3) |  | Steel |  | 1901-01-01 | [15 empty] | UST Currently In Use: 0; UST Temp Close: 0; AST Currently In Use: 0; AST Temp Closed: 0 | 0 | 0 | 4 | 17765-049-000170 | ABBOTTS MARINE
22281 | Permanently Closed | 1998-12-20 | 1985-01-01 | 2006-04-11 | Petroleum | Premium gasoline | Premium gasoline | Retail | Steel | Steel | Coated & cathodic protection (sti-P3) |  | Steel |  | 1901-01-01 | [15 empty] | UST Currently In Use: 0; UST Temp Close: 0; AST Currently In Use: 0; AST Temp Closed: 0 | 0 | 0 | 4 | 17765-049-000170 | ABBOTTS MARINE
22282 | Permanently Closed | 1993-03-03 | 1978-01-01 | 1993-05-20 | Petroleum | Unleaded gasoline | Unleaded gasoline |  | Steel | Steel |  | Painted or None | Steel |  | 1901-01-01 | [6 empty] | Statistical Inventory Reconciliation (SIR) | [8 empty] | UST Currently In Use: 0; UST Temp Close: 0; AST Currently In Use: 0; AST Temp Closed: 0 | 0 | 0 | 2 | 13467-049-000171 | MITCHELL OIL CO INC
22283 | Permanently Closed | 1993-03-03 | 1978-01-01 | 1993-05-20 | Petroleum | Unleaded gasoline | Unleaded gasoline |  | Steel | Steel |  | Painted or None | Steel |  | 1901-01-01 | [6 empty] | Statistical Inventory Reconciliation (SIR) | [8 empty] | UST Currently In Use: 0; UST Temp Close: 0; AST Currently In Use: 0; AST Temp Closed: 0 | 0 | 0 | 2 | 13467-049-000171 | MITCHELL OIL CO INC
22284 | Permanently Closed | 1989-11-29 | 1964-01-01 | 1990-03-29 | Petroleum | Unleaded gasoline | Unleaded gasoline |  | Steel | Steel |  | Painted or None | Steel |  | 1901-01-01 | [15 empty] | UST Currently In Use: 0; UST Temp Close: 0; AST Currently In Use: 0; AST Temp Closed: 0 | 0 | 0 | 3 | 13467-049-000173 | MITCHELL OIL CO INC
22285 | Permanently Closed | 1989-12-29 | 1964-01-01 | 1989-12-29 | Petroleum | Unleaded gasoline | Unleaded gasoline |  | Steel | Steel |  | Painted or None | Steel |  | 1901-01-01 | [15 empty] | UST Currently In Use: 0; UST Temp Close: 0; AST Currently In Use: 0; AST Temp Closed: 0 | 0 | 0 | 3 | 13467-049-000173 | MITCHELL OIL CO INC
22286 | Permanently Closed | 1989-12-29 | 1964-01-01 | 1989-12-29 | Petroleum | Kerosene | Kerosene |  | Steel | Steel |  | Painted or None | Steel |  | 1901-01-01 | [15 empty] | UST Currently In Use: 0; UST Temp Close: 0; AST Currently In Use: 0; AST Temp Closed: 0 | 0 | 0 | 3 | 13467-049-000173 | MITCHELL OIL CO INC
22287 | Permanently Closed | 1990-03-12 | 1976-01-01 | 1990-03-12 | Petroleum | Unleaded gasoline | Unleaded gasoline |  | Steel | Steel |  | Painted or None | Steel |  | 1901-01-01 | [15 empty] | UST Currently In Use: 0; UST Temp Close: 0; AST Currently In Use: 0; AST Temp Closed: 0 | 0 | 0 | 2 | 13467-049-000174 | MITCHELL OIL CO INC
22288 | Permanently Closed | 1990-03-12 | 1976-01-01 | 1990-03-12 | Petroleum | Unleaded gasoline | Unleaded gasoline |  | Steel | Steel |  | Painted or None | Steel |  | 1901-01-01 | [15 empty] | UST Currently In Use: 0; UST Temp Close: 0; AST Currently In Use: 0; AST Temp Closed: 0 | 0 | 0 | 2 | 13467-049-000174 | MITCHELL OIL CO INC
22289 | Permanently Closed | 1988-06-01 | 1981-01-01 | 1988-06-01 | Petroleum | Unleaded gasoline | Unleaded gasoline |  | Steel | Steel |  | Painted or None | Steel |  | 1901-01-01 | [15 empty] | UST Currently In Use: 0; UST Temp Close: 3; AST Currently In Use: 0; AST Temp Closed: 0 | 0 | 3 | 3 | 17612-049-000178 | ROBERTSON ENTERPRISES, INC.
22290 | Permanently Closed | 1988-06-01 | 1975-01-01 | 1988-06-01 | Petroleum | Unleaded gasoline | Unleaded gasoline |  | Steel | Steel |  | Painted or None | Steel |  | 1901-01-01 | [15 empty] | UST Currently In Use: 0; UST Temp Close: 3; AST Currently In Use: 0; AST Temp Closed: 0 | 0 | 3 | 3 | 17612-049-000178 | ROBERTSON ENTERPRISES, INC.
22291 | Permanently Closed | 1988-06-01 | 1970-01-01 | 1988-06-01 | Petroleum | Unleaded gasoline | Unleaded gasoline |  | Steel | Steel |  | Painted or None | Steel |  | 1901-01-01 | [15 empty] | UST Currently In Use: 0; UST Temp Close: 3; AST Currently In Use: 0; AST Temp Closed: 0 | 0 | 3 | 3 | 17612-049-000178 | ROBERTSON ENTERPRISES, INC.
22292 | Temporary Closed | 2007-10-25 | 1988-08-01 |  | Petroleum | Unleaded gasoline | Unleaded gasoline | Retail | Steel | Steel | Coated & cathodic protection (sti-P3), Field installed cathodic protection |  | Steel |  | 1901-01-01 | Field installed cathodic protection | Catchment Basin, Single walled catchment basin | Flow Rest 90% Full | Flow Rest 90% Full |  |  | Statistical Inventory Reconciliation (SIR) | [8 empty] | UST Currently In Use: 0; UST Temp Close: 3; AST Currently In Use: 0; AST Temp Closed: 0 | 0 | 3 | 3 | 17612-049-000178 | ROBERTSON ENTERPRISES, INC.
22293 | Temporary Closed | 2007-10-25 | 1988-08-01 |  | Petroleum | Mid-grade gasoline | Mid-grade gasoline | Retail | Steel | Steel | Coated & cathodic protection (sti-P3), Field installed cathodic protection |  | Steel |  | 1901-01-01 | Field installed cathodic protection | Catchment Basin, Single walled catchment basin | Flow Rest 90% Full | Flow Rest 90% Full |  |  | Statistical Inventory Reconciliation (SIR) | [8 empty] | UST Currently In Use: 0; UST Temp Close: 3; AST Currently In Use: 0; AST Temp Closed: 0 | 0 | 3 | 3 | 17612-049-000178 | ROBERTSON ENTERPRISES, INC.
22294 | Temporary Closed | 2007-10-25 | 1988-08-01 |  | Petroleum | Premium gasoline | Premium gasoline | Retail | Steel | Steel | Coated & cathodic protection (sti-P3), Field installed cathodic protection |  | Steel |  | 1901-01-01 | Field installed cathodic protection | Catchment Basin, Single walled catchment basin | Flow Rest 90% Full | Flow Rest 90% Full |  |  | Statistical Inventory Reconciliation (SIR) | [8 empty] | UST Currently In Use: 0; UST Temp Close: 3; AST Currently In Use: 0; AST Temp Closed: 0 | 0 | 3 | 3 | 17612-049-000178 | ROBERTSON ENTERPRISES, INC.
22295 | Permanently Closed | 1992-08-19 | 1972-01-01 | 1992-08-19 | Petroleum | Unleaded gasoline | Unleaded gasoline |  | Steel | Steel |  | Painted or None | Steel |  | 1901-01-01 | [15 empty] | UST Currently In Use: 0; UST Temp Close: 1; AST Currently In Use: 1; AST Temp Closed: 0 | 0 | 1 | 2 | 24932-049-000179 | JOE GRIGGS
22296 | Permanently Closed | 1992-08-19 | 1972-01-01 | 1992-08-19 | Petroleum | Unleaded gasoline | Unleaded gasoline |  | Steel | Steel |  | Painted or None | Steel |  | 1901-01-01 | [15 empty] | UST Currently In Use: 0; UST Temp Close: 1; AST Currently In Use: 1; AST Temp Closed: 0 | 0 | 1 | 2 | 24932-049-000179 | JOE GRIGGS
22297 | Permanently Closed | 1993-09-28 | 1982-01-01 | 1993-09-28 | Petroleum | Unleaded gasoline | Unleaded gasoline |  | Steel | Steel | Coated & cathodic protection (sti-P3) |  | Steel |  | 1901-01-01 | Field installed cathodic protection | [5 empty] | Statistical Inventory Reconciliation (SIR) | [8 empty] | UST Currently In Use: 0; UST Temp Close: 0; AST Currently In Use: 0; AST Temp Closed: 0 | 0 | 0 | 2 | 13467-049-000180 | MITCHELL OIL CO INC
22298 | Permanently Closed | 1993-09-28 | 1982-01-01 | 1993-09-28 | Petroleum | Unleaded gasoline | Unleaded gasoline |  | Steel | Steel |  | Painted or None | Steel |  | 1901-01-01 | [6 empty] | Statistical Inventory Reconciliation (SIR) | [8 empty] | UST Currently In Use: 0; UST Temp Close: 0; AST Currently In Use: 0; AST Temp Closed: 0 | 0 | 0 | 2 | 13467-049-000180 | MITCHELL OIL CO INC
22299 | Permanently Closed | 1989-07-31 | 1972-01-01 | 1989-07-31 | Petroleum | Unleaded gasoline | Unleaded gasoline |  | Steel | Steel |  | Painted or None | Steel |  | 1901-01-01 | [15 empty] | UST Currently In Use: 0; UST Temp Close: 0; AST Currently In Use: 0; AST Temp Closed: 0 | 0 | 0 | 3 | 13467-049-000186 | MITCHELL OIL CO INC
22300 | Permanently Closed | 1989-07-31 | 1972-01-01 | 1989-07-31 | Petroleum | Unleaded gasoline | Unleaded gasoline |  | Steel | Steel |  | Painted or None | Steel |  | 1901-01-01 | [15 empty] | UST Currently In Use: 0; UST Temp Close: 0; AST Currently In Use: 0; AST Temp Closed: 0 | 0 | 0 | 3 | 13467-049-000186 | MITCHELL OIL CO INC
22301 | Permanently Closed | 1989-07-31 | 1976-01-01 | 1989-07-31 | Petroleum | Unleaded gasoline | Unleaded gasoline |  | Steel | Steel |  | Painted or None | Steel |  | 1901-01-01 | [15 empty] | UST Currently In Use: 0; UST Temp Close: 0; AST Currently In Use: 0; AST Temp Closed: 0 | 0 | 0 | 3 | 13467-049-000186 | MITCHELL OIL CO INC
22302 | Permanently Closed | 1990-04-18 | 1974-01-01 | 1990-04-18 | Petroleum | Unleaded gasoline | Unleaded gasoline |  | Steel | Steel |  | Painted or None | Steel |  | 1901-01-01 | [15 empty] | UST Currently In Use: 0; UST Temp Close: 0; AST Currently In Use: 0; AST Temp Closed: 0 | 0 | 0 | 3 | 13467-049-000189 | MITCHELL OIL CO INC
22303 | Permanently Closed | 1990-04-18 | 1974-01-01 | 1990-04-18 | Petroleum | Unleaded gasoline | Unleaded gasoline |  | Steel | Steel |  | Painted or None | Steel |  | 1901-01-01 | [15 empty] | UST Currently In Use: 0; UST Temp Close: 0; AST Currently In Use: 0; AST Temp Closed: 0 | 0 | 0 | 3 | 13467-049-000189 | MITCHELL OIL CO INC
22304 | Permanently Closed | 1990-04-18 | 1975-01-01 | 1990-04-18 | Petroleum | On road diesel | On road diesel |  | Steel | Steel |  | Painted or None | Steel |  | 1901-01-01 | [15 empty] | UST Currently In Use: 0; UST Temp Close: 0; AST Currently In Use: 0; AST Temp Closed: 0 | 0 | 0 | 3 | 13467-049-000189 | MITCHELL OIL CO INC
22305 | Permanently Closed | 1996-08-06 | 1972-01-01 | 1996-08-06 | Petroleum | Unleaded gasoline | Unleaded gasoline |  | Steel | Steel |  | Painted or None | Steel |  | 1901-01-01 | [6 empty] | Statistical Inventory Reconciliation (SIR) | [8 empty] | UST Currently In Use: 0; UST Temp Close: 0; AST Currently In Use: 0; AST Temp Closed: 0 | 0 | 0 | 2 | 13467-049-000194 | MITCHELL OIL CO INC
22306 | Permanently Closed | 1996-08-06 | 1972-01-01 | 1996-08-06 | Petroleum | Unleaded gasoline | Unleaded gasoline |  | Steel | Steel |  | Painted or None | Steel |  | 1901-01-01 | [6 empty] | Statistical Inventory Reconciliation (SIR) | [8 empty] | UST Currently In Use: 0; UST Temp Close: 0; AST Currently In Use: 0; AST Temp Closed: 0 | 0 | 0 | 2 | 13467-049-000194 | MITCHELL OIL CO INC
22307 | Permanently Closed | 1988-05-01 | 1979-01-01 | 1988-05-12 | Petroleum | Unleaded gasoline | Unleaded gasoline |  | Steel | Steel |  | Painted or None | Steel |  | 1901-01-01 | [15 empty] | UST Currently In Use: 0; UST Temp Close: 0; AST Currently In Use: 0; AST Temp Closed: 0 | 0 | 0 | 4 | 13467-049-000202 | MITCHELL OIL CO INC
22308 | Permanently Closed | 1988-05-01 | 1979-01-01 | 1988-05-12 | Petroleum | Unleaded gasoline | Unleaded gasoline |  | Steel | Steel |  | Painted or None | Steel |  | 1901-01-01 | [15 empty] | UST Currently In Use: 0; UST Temp Close: 0; AST Currently In Use: 0; AST Temp Closed: 0 | 0 | 0 | 4 | 13467-049-000202 | MITCHELL OIL CO INC
22309 | Permanently Closed | 1988-05-01 | 1979-01-01 | 1988-05-12 | Petroleum | Unleaded gasoline | Unleaded gasoline |  | Steel | Steel |  | Painted or None | Steel |  | 1901-01-01 | [15 empty] | UST Currently In Use: 0; UST Temp Close: 0; AST Currently In Use: 0; AST Temp Closed: 0 | 0 | 0 | 4 | 13467-049-000202 | MITCHELL OIL CO INC
22310 | Permanently Closed | 1988-05-01 | 1980-01-01 | 1988-05-12 | Petroleum | On road diesel | On road diesel |  | Steel | Steel |  | Painted or None | Steel |  | 1901-01-01 | [15 empty] | UST Currently In Use: 0; UST Temp Close: 0; AST Currently In Use: 0; AST Temp Closed: 0 | 0 | 0 | 4 | 13467-049-000202 | MITCHELL OIL CO INC
22311 | Permanently Closed | 1901-01-01 | 1981-01-01 | 1987-02-01 | Petroleum | On road diesel | On road diesel |  | Steel | Steel |  | Painted or None | Steel |  | 1901-01-01 | [15 empty] | UST Currently In Use: 0; UST Temp Close: 0; AST Currently In Use: 0; AST Temp Closed: 0 | 0 | 0 | 1 | 13467-049-000203 | MITCHELL OIL CO INC
22312 | Permanently Closed | 1901-01-01 | 1976-01-01 | 1988-09-01 | Petroleum | Unleaded gasoline | Unleaded gasoline |  | Steel | Steel |  | Painted or None | Steel |  | 1901-01-01 | [15 empty] | UST Currently In Use: 0; UST Temp Close: 0; AST Currently In Use: 0; AST Temp Closed: 0 | 0 | 0 | 4 | 13467-049-000211 | MITCHELL OIL CO INC
22313 | Permanently Closed | 1901-01-01 | 1976-01-01 | 1988-09-01 | Petroleum | Unleaded gasoline | Unleaded gasoline |  | Steel | Steel |  | Painted or None | Steel |  | 1901-01-01 | [15 empty] | UST Currently In Use: 0; UST Temp Close: 0; AST Currently In Use: 0; AST Temp Closed: 0 | 0 | 0 | 4 | 13467-049-000211 | MITCHELL OIL CO INC
22314 | Permanently Closed | 1997-09-01 | 1988-09-19 | 1997-10-08 | Petroleum | Unleaded gasoline | Unleaded gasoline | Retail | Steel | Steel | Coated & cathodic protection (sti-P3), Interior lined (not allowed as a standalone method of corrosion protection) |  | Steel, COATED |  | 1901-01-01 | Field installed cathodic protection | Catchment Basin, Single walled catchment basin | Flow Rest 90% Full | Flow Rest 90% Full |  |  | Statistical Inventory Reconciliation (SIR) | [5 empty] | Annual line testing, Statistical inventory reconciliation (SIR) | Statistical inventory reconciliation (SIR) |  | UST Currently In Use: 0; UST Temp Close: 0; AST Currently In Use: 0; AST Temp Closed: 0 | 0 | 0 | 4 | 13467-049-000211 | MITCHELL OIL CO INC
22315 | Permanently Closed | 1997-09-01 | 1988-01-01 | 1997-10-08 | Petroleum | Unleaded gasoline | Unleaded gasoline | Retail | Steel | Steel | Coated & cathodic protection (sti-P3), Interior lined (not allowed as a standalone method of corrosion protection) |  | Steel, COATED |  | 1901-01-01 | Field installed cathodic protection | Catchment Basin, Single walled catchment basin | Flow Rest 90% Full | Flow Rest 90% Full |  |  | Statistical Inventory Reconciliation (SIR) | [5 empty] | Annual line testing, Statistical inventory reconciliation (SIR) | Statistical inventory reconciliation (SIR) |  | UST Currently In Use: 0; UST Temp Close: 0; AST Currently In Use: 0; AST Temp Closed: 0 | 0 | 0 | 4 | 13467-049-000211 | MITCHELL OIL CO INC
22316 | Permanently Closed | 1992-08-19 | 1974-01-01 | 1992-08-19 | Petroleum | On road diesel | On road diesel |  | Steel | Steel | Coated & cathodic protection (sti-P3) |  | Steel |  | 1901-01-01 | Field installed cathodic protection | [14 empty] | UST Currently In Use: 0; UST Temp Close: 0; AST Currently In Use: 0; AST Temp Closed: 0 | 0 | 0 | 2 | 13467-049-000829 | MITCHELL OIL CO INC
22317 | Permanently Closed | 1992-08-19 | 1974-01-01 | 1992-08-19 | Petroleum | On road diesel | On road diesel |  | Steel | Steel | Coated & cathodic protection (sti-P3) |  | Steel |  | 1901-01-01 | Field installed cathodic protection | [14 empty] | UST Currently In Use: 0; UST Temp Close: 0; AST Currently In Use: 0; AST Temp Closed: 0 | 0 | 0 | 2 | 13467-049-000829 | MITCHELL OIL CO INC
22318 | Permanently Closed | 1992-08-19 | 1979-01-01 | 1992-08-19 | Petroleum | Unleaded gasoline | Unleaded gasoline |  | Steel | Steel | Coated & cathodic protection (sti-P3) |  | Steel |  | 1901-01-01 | Field installed cathodic protection | [14 empty] | UST Currently In Use: 0; UST Temp Close: 0; AST Currently In Use: 0; AST Temp Closed: 0 | 0 | 0 | 2 | 13467-049-002131 | MITCHELL OIL CO INC
22319 | Permanently Closed | 1992-08-19 | 1979-01-01 | 1992-08-19 | Petroleum | Unleaded gasoline | Unleaded gasoline |  | Steel | Steel | Coated & cathodic protection (sti-P3) |  | Steel |  | 1901-01-01 | Field installed cathodic protection | [14 empty] | UST Currently In Use: 0; UST Temp Close: 0; AST Currently In Use: 0; AST Temp Closed: 0 | 0 | 0 | 2 | 13467-049-002131 | MITCHELL OIL CO INC
22320 | Currently in Use |  | 1986-09-05 |  | Petroleum | Premium gasoline | Premium gasoline | Retail | Single Wall, Steel | Steel | Coated & cathodic protection (sti-P3) |  | Double Wall, Fiberglass reinforced plastic |  | 2007-10-01 |  | Catchment Basin, Single walled catchment basin | Flow Rest 90% Full | Flow Rest 90% Full |  |  | Continuous Automatic Tank Gauge | Single walled submersible pump containment sump | Automatic flow restrictor (MLLD), Containment Sump | Containment Sump | Interstitial Monitoring within Secondary Containment | SENSOR TO ATG | Continuous alarm system | Continuous alarm system |  | UST Currently In Use: 4; UST Temp Close: 0; AST Currently In Use: 0; AST Temp Closed: 0 | 4 | 0 | 1 | 25265-049-012532 | LGWS/CROSS AMERICA PARTNERS
22321 | Currently in Use |  | 1986-09-05 |  | Petroleum | On road diesel | On road diesel | Retail | Single Wall, Steel | Steel | Coated & cathodic protection (sti-P3) |  | Double Wall, Fiberglass reinforced plastic |  | 2007-10-01 |  | Catchment Basin, Single walled catchment basin | Flow Rest 90% Full | Flow Rest 90% Full |  |  | Continuous Automatic Tank Gauge |  | Automatic flow restrictor (MLLD), Containment Sump | Containment Sump | Interstitial Monitoring within Secondary Containment | SENSOR TO ATG | Continuous alarm system | Continuous alarm system |  | UST Currently In Use: 4; UST Temp Close: 0; AST Currently In Use: 0; AST Temp Closed: 0 | 4 | 0 | 1 | 25265-049-012532 | LGWS/CROSS AMERICA PARTNERS
22323 | Currently in Use |  | 1986-09-24 |  | Petroleum | Off road diesel | Off road diesel | Retail | Single Wall, Steel | Steel | Coated & cathodic protection (sti-P3) |  | Double Wall, Fiberglass reinforced plastic |  | 2007-10-01 |  | Catchment Basin, Single walled catchment basin | Flow Rest 90% Full | Flow Rest 90% Full |  |  | Continuous Automatic Tank Gauge | [8 empty] | UST Currently In Use: 4; UST Temp Close: 0; AST Currently In Use: 0; AST Temp Closed: 0 | 4 | 0 | 1 | 25265-049-012532 | LGWS/CROSS AMERICA PARTNERS
22324 | Permanently Closed | 2000-11-01 | 1988-11-01 |  | Petroleum | Unleaded gasoline | Unleaded gasoline | Retail | Steel | Steel | Coated & cathodic protection (sti-P3) |  | Steel |  | 1901-01-01 | Field installed cathodic protection | Catchment Basin, Single walled catchment basin | Automatic shutoff device At 95% full, Flow Rest 90% Full | Flow Rest 90% Full |  |  | Statistical Inventory Reconciliation (SIR) | [8 empty] | UST Currently In Use: 0; UST Temp Close: 0; AST Currently In Use: 0; AST Temp Closed: 0 | 0 | 0 | 3 | 21303-049-013587 | HARRIS LANDS INC
22325 | Permanently Closed | 2000-11-01 | 1988-11-01 |  | Petroleum | Mid-grade gasoline | Mid-grade gasoline | Retail | Steel | Steel | Coated & cathodic protection (sti-P3) |  | Steel |  | 1901-01-01 | Field installed cathodic protection | Catchment Basin, Single walled catchment basin | Automatic shutoff device At 95% full, Flow Rest 90% Full | Flow Rest 90% Full |  |  | Statistical Inventory Reconciliation (SIR) | [8 empty] | UST Currently In Use: 0; UST Temp Close: 0; AST Currently In Use: 0; AST Temp Closed: 0 | 0 | 0 | 3 | 21303-049-013587 | HARRIS LANDS INC
22326 | Permanently Closed | 2000-11-27 | 1988-11-01 |  | Petroleum | Premium gasoline | Premium gasoline | Retail | Steel | Steel | Coated & cathodic protection (sti-P3) |  | Steel |  | 1901-01-01 | Field installed cathodic protection | Catchment Basin, Single walled catchment basin | Automatic shutoff device At 95% full, Flow Rest 90% Full | Flow Rest 90% Full |  |  | Statistical Inventory Reconciliation (SIR) | [8 empty] | UST Currently In Use: 0; UST Temp Close: 0; AST Currently In Use: 0; AST Temp Closed: 0 | 0 | 0 | 3 | 21303-049-013587 | HARRIS LANDS INC
22327 |  | 2002-11-01 | 1991-10-31 |  | Petroleum | Unleaded gasoline | Unleaded gasoline | Retail | Steel | Steel | Coated & cathodic protection (sti-P3) |  | Fiberglass reinforced plastic |  | 1901-01-01 |  | Catchment Basin, Single walled catchment basin | Flow Rest 90% Full | Flow Rest 90% Full |  |  | Statistical Inventory Reconciliation (SIR) | [8 empty] | UST Currently In Use: 0; UST Temp Close: 0; AST Currently In Use: 0; AST Temp Closed: 0 | 0 | 0 | 0 | 13467-049-013753 | MITCHELL OIL CO INC
22328 |  | 2002-11-01 | 1991-10-31 |  | Petroleum | Premium gasoline | Premium gasoline | Retail | Steel | Steel | Coated & cathodic protection (sti-P3) |  | Fiberglass reinforced plastic |  | 1901-01-01 |  | Catchment Basin, Single walled catchment basin | Flow Rest 90% Full | Flow Rest 90% Full |  |  | Statistical Inventory Reconciliation (SIR) | [8 empty] | UST Currently In Use: 0; UST Temp Close: 0; AST Currently In Use: 0; AST Temp Closed: 0 | 0 | 0 | 0 | 13467-049-013753 | MITCHELL OIL CO INC
22329 | Currently in Use |  | 1990-01-01 |  | Petroleum | Unleaded gasoline | Unleaded gasoline | Retail | Single Wall, Steel | Steel | Coated & cathodic protection (sti-P3), Field installed cathodic protection |  | Fiberglass reinforced plastic, Single Wall |  |  |  | Catchment Basin, Single walled catchment basin | Automatic shutoff device At 95% full | Automatic shutoff device At 95% full |  |  | Statistical Inventory Reconciliation (SIR) |  | Automatic flow restrictor (MLLD) | Automatic flow restrictor (MLLD) |  |  | Statistical inventory reconciliation (SIR) | Statistical inventory reconciliation (SIR) |  | UST Currently In Use: 3; UST Temp Close: 0; AST Currently In Use: 1; AST Temp Closed: 0 | 3 | 0 | 0 | 24615-049-014771 | JIGNESH AMIN
22330 | Currently in Use |  | 1990-01-01 |  | Petroleum | On road diesel | On road diesel | Retail | Single Wall, Steel | Steel | Coated & cathodic protection (sti-P3), Field installed cathodic protection |  | Fiberglass reinforced plastic, Single Wall |  |  |  | Catchment Basin, Single walled catchment basin | Automatic shutoff device At 95% full | Automatic shutoff device At 95% full |  |  | Statistical Inventory Reconciliation (SIR) | [5 empty] | Statistical inventory reconciliation (SIR) | Statistical inventory reconciliation (SIR) |  | UST Currently In Use: 3; UST Temp Close: 0; AST Currently In Use: 1; AST Temp Closed: 0 | 3 | 0 | 0 | 24615-049-014771 | JIGNESH AMIN
22331 | Permanently Closed | 1998-11-23 | 1987-01-01 | 1998-11-23 | Petroleum | Unleaded gasoline | Unleaded gasoline |  | Steel | Steel |  | Painted or None | Steel |  | 1901-01-01 | [6 empty] | Statistical Inventory Reconciliation (SIR) | [8 empty] | UST Currently In Use: 0; UST Temp Close: 0; AST Currently In Use: 0; AST Temp Closed: 0 | 0 | 0 | 4 | 13467-071-000185 | MITCHELL OIL CO INC
22332 | Permanently Closed | 1998-11-23 | 1978-01-01 | 1998-11-23 | Petroleum | Unleaded gasoline | Unleaded gasoline |  | Steel | Steel |  | Painted or None | Steel |  | 1901-01-01 | [6 empty] | Statistical Inventory Reconciliation (SIR) | [8 empty] | UST Currently In Use: 0; UST Temp Close: 0; AST Currently In Use: 0; AST Temp Closed: 0 | 0 | 0 | 4 | 13467-071-000185 | MITCHELL OIL CO INC
22333 | Permanently Closed | 1998-11-23 | 1978-01-01 | 1998-11-23 | Petroleum | Unleaded gasoline | Unleaded gasoline |  | Steel | Steel |  | Painted or None | Steel |  | 1901-01-01 | [6 empty] | Statistical Inventory Reconciliation (SIR) | [8 empty] | UST Currently In Use: 0; UST Temp Close: 0; AST Currently In Use: 0; AST Temp Closed: 0 | 0 | 0 | 4 | 13467-071-000185 | MITCHELL OIL CO INC
22334 | Permanently Closed | 1991-09-30 | 1974-01-01 | 1991-09-30 | Petroleum | Kerosene | Kerosene |  | Steel | Steel |  | Painted or None | Steel |  | 1901-01-01 | [15 empty] | UST Currently In Use: 0; UST Temp Close: 0; AST Currently In Use: 0; AST Temp Closed: 0 | 0 | 0 | 4 | 13467-071-000185 | MITCHELL OIL CO INC
22335 | Permanently Closed | 1991-10-04 | 1971-01-01 | 1991-10-04 | Petroleum | Unleaded gasoline | Unleaded gasoline |  | Steel | Steel |  | Painted or None | Steel |  | 1901-01-01 | [15 empty] | UST Currently In Use: 0; UST Temp Close: 0; AST Currently In Use: 0; AST Temp Closed: 0 | 0 | 0 | 3 | 13467-071-000188 | MITCHELL OIL CO INC
22336 | Permanently Closed | 1991-10-04 | 1971-01-01 | 1991-10-04 | Petroleum | Unleaded gasoline | Unleaded gasoline |  | Steel | Steel |  | Painted or None | Steel |  | 1901-01-01 | [15 empty] | UST Currently In Use: 0; UST Temp Close: 0; AST Currently In Use: 0; AST Temp Closed: 0 | 0 | 0 | 3 | 13467-071-000188 | MITCHELL OIL CO INC
22337 | Permanently Closed | 1991-10-04 | 1981-01-01 | 1991-10-04 | Petroleum | On road diesel | On road diesel |  | Steel | Steel |  | Painted or None | Steel |  | 1901-01-01 | [15 empty] | UST Currently In Use: 0; UST Temp Close: 0; AST Currently In Use: 0; AST Temp Closed: 0 | 0 | 0 | 3 | 13467-071-000188 | MITCHELL OIL CO INC
22338 | Permanently Closed | 2017-12-04 | 1978-01-01 | 2018-02-01 | Petroleum | Unleaded gasoline | Unleaded gasoline | Retail | Steel | Steel | Field installed cathodic protection |  | Steel |  | 1901-01-01 | Field installed cathodic protection | Catchment Basin, Single walled catchment basin | Automatic shutoff device At 95% full | Automatic shutoff device At 95% full |  |  | Statistical Inventory Reconciliation (SIR) | [8 empty] | UST Currently In Use: 0; UST Temp Close: 0; AST Currently In Use: 0; AST Temp Closed: 0 | 0 | 0 | 4 | 13467-071-000206 | MITCHELL OIL CO INC
22339 | Permanently Closed | 2017-12-04 | 1978-01-01 | 2018-02-01 | Petroleum | Mid-grade gasoline | Mid-grade gasoline | Retail | Steel | Steel | Field installed cathodic protection |  | Steel |  | 1901-01-01 | Field installed cathodic protection | Catchment Basin, Single walled catchment basin | Automatic shutoff device At 95% full | Automatic shutoff device At 95% full |  |  | Statistical Inventory Reconciliation (SIR) | [8 empty] | UST Currently In Use: 0; UST Temp Close: 0; AST Currently In Use: 0; AST Temp Closed: 0 | 0 | 0 | 4 | 13467-071-000206 | MITCHELL OIL CO INC
22340 | Permanently Closed | 2017-12-04 | 1978-01-01 | 2018-02-01 | Petroleum | Premium gasoline | Premium gasoline | Retail | Steel | Steel | Field installed cathodic protection |  | Steel |  | 1901-01-01 | Field installed cathodic protection | Catchment Basin, Single walled catchment basin | Automatic shutoff device At 95% full | Automatic shutoff device At 95% full |  |  | Statistical Inventory Reconciliation (SIR) | [8 empty] | UST Currently In Use: 0; UST Temp Close: 0; AST Currently In Use: 0; AST Temp Closed: 0 | 0 | 0 | 4 | 13467-071-000206 | MITCHELL OIL CO INC
22341 | Permanently Closed | 2017-12-04 | 1990-01-01 | 2018-02-01 | Petroleum | On road diesel | On road diesel | Retail | Steel | Steel | Field installed cathodic protection |  | Steel |  | 1901-01-01 | Field installed cathodic protection | Catchment Basin, Single walled catchment basin | Automatic shutoff device At 95% full | Automatic shutoff device At 95% full |  |  | Statistical Inventory Reconciliation (SIR) | [8 empty] | UST Currently In Use: 0; UST Temp Close: 0; AST Currently In Use: 0; AST Temp Closed: 0 | 0 | 0 | 4 | 13467-071-000206 | MITCHELL OIL CO INC
22342 | Permanently Closed | 1991-09-26 | 1973-01-01 | 1991-09-26 | Petroleum | Unleaded gasoline | Unleaded gasoline |  | Steel | Steel |  |  | Steel |  | 1901-01-01 | [15 empty] | UST Currently In Use: 3; UST Temp Close: 0; AST Currently In Use: 0; AST Temp Closed: 0 | 3 | 0 | 3 | 17594-095-000209 | SOUTH SAUTY CREEK RESORT INC
22343 | Permanently Closed | 1991-09-26 | 1973-01-01 | 1991-09-26 | Petroleum | Unleaded gasoline | Unleaded gasoline |  | Steel | Steel |  |  | Steel |  | 1901-01-01 | [15 empty] | UST Currently In Use: 3; UST Temp Close: 0; AST Currently In Use: 0; AST Temp Closed: 0 | 3 | 0 | 3 | 17594-095-000209 | SOUTH SAUTY CREEK RESORT INC
22344 | Permanently Closed | 1991-09-26 | 1973-01-01 | 1991-09-26 | Petroleum | Unleaded gasoline | Unleaded gasoline |  | Steel | Steel |  |  | Steel |  | 1901-01-01 | [15 empty] | UST Currently In Use: 3; UST Temp Close: 0; AST Currently In Use: 0; AST Temp Closed: 0 | 3 | 0 | 3 | 17594-095-000209 | SOUTH SAUTY CREEK RESORT INC
22345 | Currently in Use |  | 1988-12-01 |  | Petroleum | Unleaded gasoline | Unleaded gasoline | Retail | Steel | Steel | Coated & cathodic protection (sti-P3), Field installed cathodic protection |  | Steel |  |  | Field installed cathodic protection | Catchment Basin, Single walled catchment basin | Automatic shutoff device At 95% full, Flow Rest 90% Full | Flow Rest 90% Full |  |  | Statistical Inventory Reconciliation (SIR) |  | Automatic flow restrictor (MLLD) | Automatic flow restrictor (MLLD) |  |  | Annual line testing, Statistical inventory reconciliation (SIR) | Statistical inventory reconciliation (SIR) |  | UST Currently In Use: 3; UST Temp Close: 0; AST Currently In Use: 1; AST Temp Closed: 0 | 3 | 0 | 0 | 24987-071-013530 | TIM DAVIS
22346 | Currently in Use |  | 1988-12-01 |  | Petroleum | Unleaded gasoline | Unleaded gasoline | Retail | Steel | Steel | Coated & cathodic protection (sti-P3), Field installed cathodic protection |  | Steel |  |  | Field installed cathodic protection | Catchment Basin, Single walled catchment basin | Automatic shutoff device At 95% full, Flow Rest 90% Full | Flow Rest 90% Full |  |  | Statistical Inventory Reconciliation (SIR) |  | Automatic flow restrictor (MLLD) | Automatic flow restrictor (MLLD) |  |  | Annual line testing, Statistical inventory reconciliation (SIR) | Statistical inventory reconciliation (SIR) |  | UST Currently In Use: 3; UST Temp Close: 0; AST Currently In Use: 1; AST Temp Closed: 0 | 3 | 0 | 0 | 24987-071-013530 | TIM DAVIS
22348 | Currently in Use |  | 1988-12-01 |  | Petroleum | On road diesel | On road diesel | Retail | Steel | Steel | Coated & cathodic protection (sti-P3), Field installed cathodic protection |  | Steel |  |  | Field installed cathodic protection | Catchment Basin, Single walled catchment basin | Automatic shutoff device At 95% full, Flow Rest 90% Full | Flow Rest 90% Full |  |  | Statistical Inventory Reconciliation (SIR) |  | Automatic flow restrictor (MLLD) | Automatic flow restrictor (MLLD) |  |  | Annual line testing, Statistical inventory reconciliation (SIR) | Statistical inventory reconciliation (SIR) |  | UST Currently In Use: 3; UST Temp Close: 0; AST Currently In Use: 1; AST Temp Closed: 0 | 3 | 0 | 0 | 24987-071-013530 | TIM DAVIS
22349 | Cannot Locate or abandoned | 1995-07-01 | 1990-01-01 |  | Petroleum | Unleaded gasoline | Unleaded gasoline |  | Steel | Steel | Coated & cathodic protection (sti-P3) |  | Fiberglass reinforced plastic |  | 1901-01-01 |  | Catchment Basin, Single walled catchment basin | [13 empty] | UST Currently In Use: 0; UST Temp Close: 0; AST Currently In Use: 0; AST Temp Closed: 0 | 0 | 0 | 0 | 17300-071-014856 | THE JAM SESSION INC
22350 | Cannot Locate or abandoned | 1996-07-01 | 1990-01-01 |  | Petroleum | Unleaded gasoline | Unleaded gasoline |  | Steel | Steel | Coated & cathodic protection (sti-P3) |  | Fiberglass reinforced plastic |  | 1901-01-01 |  | Catchment Basin, Single walled catchment basin | [13 empty] | UST Currently In Use: 0; UST Temp Close: 0; AST Currently In Use: 0; AST Temp Closed: 0 | 0 | 0 | 0 | 17300-071-014856 | THE JAM SESSION INC
22351 | Permanently Closed | 1988-08-08 | 1982-01-01 | 1998-10-21 | Petroleum | On road diesel | On road diesel |  | Fiberglass reinforced plastic | Fiberglass reinforced plastic |  |  |  |  | 1901-01-01 | [15 empty] | UST Currently In Use: 0; UST Temp Close: 0; AST Currently In Use: 0; AST Temp Closed: 0 | 0 | 0 | 4 | 13473-125-008803 | MITCHELL TRANSPORT
22352 | Permanently Closed | 1988-08-08 | 1982-01-01 | 1998-10-21 | Petroleum | On road diesel | On road diesel |  | Fiberglass reinforced plastic | Fiberglass reinforced plastic |  |  |  |  | 1901-01-01 | [15 empty] | UST Currently In Use: 0; UST Temp Close: 0; AST Currently In Use: 0; AST Temp Closed: 0 | 0 | 0 | 4 | 13473-125-008803 | MITCHELL TRANSPORT
22353 | Permanently Closed | 1988-08-08 | 1982-01-01 | 1998-10-21 | Petroleum | Other, NEW OIL | Other |  | Fiberglass reinforced plastic | Fiberglass reinforced plastic |  |  |  |  | 1901-01-01 | [15 empty] | UST Currently In Use: 0; UST Temp Close: 0; AST Currently In Use: 0; AST Temp Closed: 0 | 0 | 0 | 4 | 13473-125-008803 | MITCHELL TRANSPORT
22354 | Permanently Closed | 1988-08-08 | 1982-01-01 | 1998-10-21 | Petroleum | Used oil | Used oil |  | Steel | Steel |  |  |  |  | 1901-01-01 | [15 empty] | UST Currently In Use: 0; UST Temp Close: 0; AST Currently In Use: 0; AST Temp Closed: 0 | 0 | 0 | 4 | 13473-125-008803 | MITCHELL TRANSPORT
22355 | Permanently Closed | 1974-01-01 | 1943-01-01 01:00 | 1989-03-21 | Petroleum | Unleaded gasoline | Unleaded gasoline | [7 empty] | 1901-01-01 | [15 empty] | UST Currently In Use: 0; UST Temp Close: 0; AST Currently In Use: 4; AST Temp Closed: 0 | 0 | 0 | 7 | 13476-097-008779 | MOBILE AIRPORT AUTHORITY
22356 | Permanently Closed | 1974-01-01 | 1943-01-01 01:00 | 1989-03-21 | Petroleum | Unleaded gasoline | Unleaded gasoline | [7 empty] | 1901-01-01 | [15 empty] | UST Currently In Use: 0; UST Temp Close: 0; AST Currently In Use: 4; AST Temp Closed: 0 | 0 | 0 | 7 | 13476-097-008779 | MOBILE AIRPORT AUTHORITY
22357 | Permanently Closed | 1974-01-01 | 1943-01-01 01:00 | 1989-03-21 | Petroleum | Unleaded gasoline | Unleaded gasoline | [7 empty] | 1901-01-01 | [15 empty] | UST Currently In Use: 0; UST Temp Close: 0; AST Currently In Use: 4; AST Temp Closed: 0 | 0 | 0 | 7 | 13476-097-008779 | MOBILE AIRPORT AUTHORITY
22358 | Permanently Closed | 2000-05-03 | 1986-07-14 | 2000-05-03 | Petroleum | On road diesel | On road diesel | Emergency power generator | Fiberglass reinforced plastic | Fiberglass reinforced plastic |  |  |  |  | 1901-01-01 | [15 empty] | UST Currently In Use: 0; UST Temp Close: 0; AST Currently In Use: 4; AST Temp Closed: 0 | 0 | 0 | 7 | 13476-097-008779 | MOBILE AIRPORT AUTHORITY
22359 | Permanently Closed | 2000-04-20 | 1979-05-09 | 2000-04-20 | Petroleum | On road diesel | On road diesel | Emergency power generator | Steel | Steel |  | Painted or None | Steel |  | 1901-01-01 | [15 empty] | UST Currently In Use: 0; UST Temp Close: 0; AST Currently In Use: 4; AST Temp Closed: 0 | 0 | 0 | 7 | 13476-097-008779 | MOBILE AIRPORT AUTHORITY
22360 | Permanently Closed | 1991-10-16 | 1971-01-01 | 1991-10-16 | Petroleum | Unleaded gasoline | Unleaded gasoline |  | Steel | Steel |  |  |  |  | 1901-01-01 | [15 empty] | UST Currently In Use: 0; UST Temp Close: 0; AST Currently In Use: 0; AST Temp Closed: 1 | 0 | 0 | 1 | 13477-025-002477 | MOBILE AREA COUNCIL BOY SCOUTS
22361 | Permanently Closed | 1994-02-04 | 1980-01-01 | 1994-12-31 | Petroleum | Unleaded gasoline | Unleaded gasoline |  | Steel | Steel |  | Painted or None | Steel |  | 1901-01-01 | [15 empty] | UST Currently In Use: 0; UST Temp Close: 0; AST Currently In Use: 0; AST Temp Closed: 0 | 0 | 0 | 3 | 13478-097-011110 | MOBILE BAY ENTERPRISES INC
22362 | Permanently Closed | 1994-02-04 | 1979-01-01 | 1994-12-31 | Petroleum | Unleaded gasoline | Unleaded gasoline |  | Fiberglass coated steel | Fiberglass coated steel |  |  | Steel |  | 1901-01-01 | [15 empty] | UST Currently In Use: 0; UST Temp Close: 0; AST Currently In Use: 0; AST Temp Closed: 0 | 0 | 0 | 3 | 13478-097-011110 | MOBILE BAY ENTERPRISES INC
22363 | Permanently Closed | 1990-01-01 | 1979-01-01 | 1990-01-01 | Petroleum | Unleaded gasoline | Unleaded gasoline |  | Fiberglass coated steel | Fiberglass coated steel |  |  | Steel |  | 1901-01-01 | [15 empty] | UST Currently In Use: 0; UST Temp Close: 0; AST Currently In Use: 0; AST Temp Closed: 0 | 0 | 0 | 3 | 13478-097-011110 | MOBILE BAY ENTERPRISES INC
22364 | Permanently Closed | 1901-01-01 | 1972-01-01 | 2011-11-11 | Petroleum | Unleaded gasoline | Unleaded gasoline |  | Steel | Steel |  |  | Steel |  | 1901-01-01 | [15 empty] | UST Currently In Use: 0; UST Temp Close: 0; AST Currently In Use: 0; AST Temp Closed: 0 | 0 | 0 | 2 | 13479-097-000420 | MOBILE BRICK SALES
22365 | Permanently Closed | 1901-01-01 | 1974-01-01 | 2011-11-11 | Petroleum | On road diesel | On road diesel |  | Steel | Steel |  |  | Steel |  | 1901-01-01 | [15 empty] | UST Currently In Use: 0; UST Temp Close: 0; AST Currently In Use: 0; AST Temp Closed: 0 | 0 | 0 | 2 | 13479-097-000420 | MOBILE BRICK SALES
22366 | Permanently Closed | 1901-01-01 | 1974-01-01 | 1988-12-09 | Petroleum | Unleaded gasoline | Unleaded gasoline |  | Steel | Steel |  |  |  |  | 1901-01-01 | [15 empty] | UST Currently In Use: 0; UST Temp Close: 0; AST Currently In Use: 0; AST Temp Closed: 0 | 0 | 0 | 3 | 13480-097-000541 | MOBILE CAB & BAGGAGE CO INC
22367 | Permanently Closed | 1901-01-01 | 1959-01-01 | 1988-12-08 | Petroleum | Unleaded gasoline | Unleaded gasoline |  | Steel | Steel |  |  |  |  | 1901-01-01 | [15 empty] | UST Currently In Use: 0; UST Temp Close: 0; AST Currently In Use: 0; AST Temp Closed: 0 | 0 | 0 | 3 | 13480-097-000541 | MOBILE CAB & BAGGAGE CO INC
22368 | Permanently Closed | 1901-01-01 | 1959-01-01 | 1988-12-08 | Petroleum | Unleaded gasoline | Unleaded gasoline |  | Steel | Steel |  |  |  |  | 1901-01-01 | [15 empty] | UST Currently In Use: 0; UST Temp Close: 0; AST Currently In Use: 0; AST Temp Closed: 0 | 0 | 0 | 3 | 13480-097-000541 | MOBILE CAB & BAGGAGE CO INC
22369 | Permanently Closed | 1989-09-18 | 1976-01-01 | 1989-09-18 | Petroleum | Unleaded gasoline | Unleaded gasoline |  | Steel | Steel |  | Painted or None | Steel |  | 1901-01-01 | [15 empty] | UST Currently In Use: 0; UST Temp Close: 0; AST Currently In Use: 0; AST Temp Closed: 0 | 0 | 0 | 1 | 13481-097-001050 | MOBILE CHRISTIAN SCHOOL
22370 | Retired | 1979-03-01 | 1969-01-01 |  | Petroleum | Unleaded gasoline | Unleaded gasoline | Local government | Steel | Steel |  | Painted or None | Steel |  | 1901-01-01 | [15 empty] | UST Currently In Use: 0; UST Temp Close: 0; AST Currently In Use: 0; AST Temp Closed: 0 | 0 | 0 | 0 | 13482-097-007408 | MOBILE COUNTY HEALTH DEPARTMENT
22371 | Permanently Closed | 1991-11-15 | 1969-01-01 | 1991-11-15 | Petroleum | Unleaded gasoline | Unleaded gasoline | Local government | Steel | Steel |  | Painted or None | Steel |  | 1901-01-01 | [15 empty] | UST Currently In Use: 0; UST Temp Close: 0; AST Currently In Use: 0; AST Temp Closed: 0 | 0 | 0 | 3 | 13482-097-007409 | MOBILE COUNTY HEALTH DEPARTMENT
22372 | Permanently Closed | 1991-11-15 | 1978-01-01 | 1991-11-15 | Petroleum | Unleaded gasoline | Unleaded gasoline | Local government | Steel | Steel |  | Painted or None | Steel |  | 1901-01-01 | [15 empty] | UST Currently In Use: 0; UST Temp Close: 0; AST Currently In Use: 0; AST Temp Closed: 0 | 0 | 0 | 3 | 13482-097-007409 | MOBILE COUNTY HEALTH DEPARTMENT
22373 | Permanently Closed | 1991-11-15 | 1978-01-01 | 1991-11-15 | Petroleum | On road diesel | On road diesel | Local government | Steel | Steel |  | Painted or None | Steel |  | 1901-01-01 | [15 empty] | UST Currently In Use: 0; UST Temp Close: 0; AST Currently In Use: 0; AST Temp Closed: 0 | 0 | 0 | 3 | 13482-097-007409 | MOBILE COUNTY HEALTH DEPARTMENT
22374 | Permanently Closed | 1901-01-01 | 1963-01-01 | 1987-10-08 | Petroleum | Used oil | Used oil |  | Steel | Steel |  | Painted or None | Steel |  | 1901-01-01 | [15 empty] | UST Currently In Use: 0; UST Temp Close: 0; AST Currently In Use: 7; AST Temp Closed: 0 | 0 | 0 | 3 | 24531-097-012431 | AUTO COMPANY XVII, INC.
22375 | Permanently Closed | 1901-01-01 | 1963-01-01 | 1987-10-08 | Petroleum | Used oil | Used oil |  | Steel | Steel |  | Painted or None | Steel |  | 1901-01-01 | [15 empty] | UST Currently In Use: 0; UST Temp Close: 0; AST Currently In Use: 7; AST Temp Closed: 0 | 0 | 0 | 3 | 24531-097-012431 | AUTO COMPANY XVII, INC.
22376 | Permanently Closed | 1901-01-01 | 1973-01-01 | 1987-10-08 | Petroleum | Used oil | Used oil |  | Steel | Steel |  | Painted or None | Steel |  | 1901-01-01 | [15 empty] | UST Currently In Use: 0; UST Temp Close: 0; AST Currently In Use: 7; AST Temp Closed: 0 | 0 | 0 | 3 | 24531-097-012431 | AUTO COMPANY XVII, INC.
22377 | Currently in Use |  | 1973-01-01 |  | Petroleum | Unleaded gasoline | Unleaded gasoline | Industrial | Single Wall, Steel | Steel | Field installed cathodic protection |  | Fiberglass reinforced plastic |  |  |  | Catchment Basin, Single walled catchment basin | Flow Rest 90% Full | Flow Rest 90% Full |  |  | Continuous Automatic Tank Gauge | [8 empty] | UST Currently In Use: 3; UST Temp Close: 0; AST Currently In Use: 3; AST Temp Closed: 0 | 3 | 0 | 0 | 13484-097-008661 | SPIRE GULF INC.
22378 | Currently in Use |  | 1988-05-01 |  | Petroleum | Unleaded gasoline | Unleaded gasoline | Industrial | Single Wall, Steel | Steel | Field installed cathodic protection |  | Fiberglass reinforced plastic |  |  |  | Catchment Basin, Single walled catchment basin | Flow Rest 90% Full | Flow Rest 90% Full |  |  | Continuous Automatic Tank Gauge | [8 empty] | UST Currently In Use: 3; UST Temp Close: 0; AST Currently In Use: 3; AST Temp Closed: 0 | 3 | 0 | 0 | 13484-097-008661 | SPIRE GULF INC.
22379 | Currently in Use |  | 1977-08-01 |  | Petroleum | On road diesel | On road diesel | Emergency Power Generator, Industrial | Single Wall, Steel | Steel | Field installed cathodic protection |  | Fiberglass reinforced plastic, Steel |  |  | Field installed cathodic protection | Catchment Basin, Single walled catchment basin | Automatic shutoff device At 95% full | Automatic shutoff device At 95% full |  |  | Continuous Automatic Tank Gauge |  | Automatic shutoff device (AELLD), Containment Sump | Containment Sump | [5 empty] | UST Currently In Use: 3; UST Temp Close: 0; AST Currently In Use: 3; AST Temp Closed: 0 | 3 | 0 | 0 | 13484-097-008661 | SPIRE GULF INC.
22380 | Permanently Closed | 1998-05-01 | 1971-01-01 | 1999-10-18 | Petroleum | On road diesel | On road diesel | Emergency Power Generator, Farm/Residential tank Less Than 1100 gal (Not Regulated) | Steel | Steel |  | Painted or None | Other, COPPER |  | 1901-01-01 | [15 empty] | UST Currently In Use: 0; UST Temp Close: 0; AST Currently In Use: 1; AST Temp Closed: 0 | 0 | 0 | 1 | 13485-097-003356 | MOBILE GREYHOUND RACING LLP
22381 | Currently in Use |  | 1973-01-01 |  | Petroleum | On road diesel | On road diesel | Emergency Power Generator, Industrial | Fiberglass reinforced plastic | Fiberglass reinforced plastic |  |  | Other, ABOVEGRND |  | 1901-01-01 |  | Catchment Basin, Single walled catchment basin | Automatic shutoff device At 95% full | Automatic shutoff device At 95% full |  |  | Continuous Automatic Tank Gauge | [8 empty] | UST Currently In Use: 3; UST Temp Close: 0; AST Currently In Use: 0; AST Temp Closed: 0 | 3 | 0 | 1 | 13486-097-012433 | MOBILE INFIRMARY MEDICAL CENTER
22382 | Currently in Use |  | 1973-01-01 |  | Petroleum | On road diesel | On road diesel | Emergency Power Generator, Industrial | Fiberglass reinforced plastic | Fiberglass reinforced plastic |  |  | Other, ABOVEGRND |  | 1901-01-01 |  | Catchment Basin, Single walled catchment basin | Automatic shutoff device At 95% full | Automatic shutoff device At 95% full |  |  | Continuous Automatic Tank Gauge | [8 empty] | UST Currently In Use: 3; UST Temp Close: 0; AST Currently In Use: 0; AST Temp Closed: 0 | 3 | 0 | 1 | 13486-097-012433 | MOBILE INFIRMARY MEDICAL CENTER
22383 | Currently in Use |  | 1973-01-01 |  | Petroleum | On road diesel | On road diesel | Emergency Power Generator, Industrial | Fiberglass reinforced plastic | Fiberglass reinforced plastic |  |  | Other, ABOVEGRND |  | 1901-01-01 |  | Catchment Basin, Single walled catchment basin | Automatic shutoff device At 95% full | Automatic shutoff device At 95% full |  |  | Continuous Automatic Tank Gauge | [8 empty] | UST Currently In Use: 3; UST Temp Close: 0; AST Currently In Use: 0; AST Temp Closed: 0 | 3 | 0 | 1 | 13486-097-012433 | MOBILE INFIRMARY MEDICAL CENTER
22384 | Permanently Closed | 1986-10-01 | 1960-01-01 | 1986-10-08 | Petroleum | On road diesel | On road diesel |  | Steel | Steel |  |  | Steel |  | 1901-01-01 | [15 empty] | UST Currently In Use: 3; UST Temp Close: 0; AST Currently In Use: 0; AST Temp Closed: 0 | 3 | 0 | 1 | 13486-097-012433 | MOBILE INFIRMARY MEDICAL CENTER
22385 | Permanently Closed | 1980-01-01 | 1977-01-01 | 1988-11-28 | Petroleum | Unleaded gasoline | Unleaded gasoline |  | Fiberglass reinforced plastic | Fiberglass reinforced plastic |  |  | Steel |  | 1901-01-01 | [15 empty] | UST Currently In Use: 0; UST Temp Close: 0; AST Currently In Use: 2; AST Temp Closed: 0 | 0 | 0 | 2 | 13487-097-000562 | MOBILE PAPERBOARD CORP
22386 | Permanently Closed | 1990-09-19 | 1972-01-01 | 1990-09-19 | Petroleum | Unleaded gasoline | Unleaded gasoline |  | Steel | Steel |  |  | Steel |  | 1901-01-01 | [15 empty] | UST Currently In Use: 0; UST Temp Close: 0; AST Currently In Use: 2; AST Temp Closed: 0 | 0 | 0 | 2 | 13487-097-000562 | MOBILE PAPERBOARD CORP
22387 | Permanently Closed | 1990-12-27 | 1978-01-01 | 1990-12-27 | Petroleum | Unleaded gasoline | Unleaded gasoline |  | Steel | Steel |  | Painted or None | Steel |  | 1901-01-01 | [15 empty] | UST Currently In Use: 0; UST Temp Close: 0; AST Currently In Use: 0; AST Temp Closed: 0 | 0 | 0 | 1 | 13488-097-005612 | MOBILE TOM'S SALES
22388 | Permanently Closed | 1998-12-21 | 1981-01-01 | 1999-09-14 | Petroleum | On road diesel | On road diesel |  | Steel | Steel |  | Painted or None | Steel |  | 1901-01-01 | [15 empty] | UST Currently In Use: 0; UST Temp Close: 0; AST Currently In Use: 2; AST Temp Closed: 0 | 0 | 0 | 7 | 13489-097-008906 | METRO TRANSIT
22389 | Permanently Closed | 1998-12-21 | 1981-01-01 | 1999-09-14 | Petroleum | On road diesel | On road diesel |  | Steel | Steel |  | Painted or None | Steel |  | 1901-01-01 | [15 empty] | UST Currently In Use: 0; UST Temp Close: 0; AST Currently In Use: 2; AST Temp Closed: 0 | 0 | 0 | 7 | 13489-097-008906 | METRO TRANSIT
22390 | Permanently Closed | 1998-12-21 | 1981-01-01 | 1999-09-14 | Petroleum | On road diesel | On road diesel |  | Steel | Steel |  | Painted or None | Steel |  | 1901-01-01 | [15 empty] | UST Currently In Use: 0; UST Temp Close: 0; AST Currently In Use: 2; AST Temp Closed: 0 | 0 | 0 | 7 | 13489-097-008906 | METRO TRANSIT
22391 | Permanently Closed | 1998-12-21 | 1981-01-01 | 1999-09-14 | Petroleum | On road diesel | On road diesel |  | Steel | Steel |  | Painted or None | Steel |  | 1901-01-01 | [15 empty] | UST Currently In Use: 0; UST Temp Close: 0; AST Currently In Use: 2; AST Temp Closed: 0 | 0 | 0 | 7 | 13489-097-008906 | METRO TRANSIT
22392 | Permanently Closed | 1992-11-17 | 1973-01-01 | 1992-11-17 | Petroleum | On road diesel | On road diesel |  | Steel | Steel |  | Painted or None | Steel |  | 1901-01-01 | [15 empty] | UST Currently In Use: 0; UST Temp Close: 0; AST Currently In Use: 2; AST Temp Closed: 0 | 0 | 0 | 7 | 13489-097-008906 | METRO TRANSIT
22393 | Permanently Closed | 1992-11-17 | 1973-01-01 | 1992-11-17 | Petroleum | Unleaded gasoline | Unleaded gasoline |  | Steel | Steel |  |  |  |  | 1901-01-01 | [15 empty] | UST Currently In Use: 0; UST Temp Close: 0; AST Currently In Use: 2; AST Temp Closed: 0 | 0 | 0 | 7 | 13489-097-008906 | METRO TRANSIT
22394 | Permanently Closed | 1992-11-17 | 1973-01-01 | 1992-11-17 | Petroleum | Used oil | Used oil |  | Steel | Steel |  |  |  |  | 1901-01-01 | [15 empty] | UST Currently In Use: 0; UST Temp Close: 0; AST Currently In Use: 2; AST Temp Closed: 0 | 0 | 0 | 7 | 13489-097-008906 | METRO TRANSIT
22395 | Permanently Closed | 1992-10-27 | 1901-01-01 | 1992-10-27 | Petroleum | Unleaded gasoline | Unleaded gasoline |  | Steel | Steel |  |  | Steel |  | 1901-01-01 | [15 empty] | UST Currently In Use: 1; UST Temp Close: 0; AST Currently In Use: 0; AST Temp Closed: 0 | 1 | 0 | 5 | 13490-097-000248 | MOBILE U DRIVE IT INC
22396 | Permanently Closed | 1992-10-27 | 1901-01-01 | 1992-10-27 | Petroleum | Unleaded gasoline | Unleaded gasoline |  | Steel | Steel |  |  | Steel |  | 1901-01-01 | [15 empty] | UST Currently In Use: 1; UST Temp Close: 0; AST Currently In Use: 0; AST Temp Closed: 0 | 1 | 0 | 5 | 13490-097-000248 | MOBILE U DRIVE IT INC
22397 | Permanently Closed | 1992-10-27 | 1901-01-01 | 1992-10-27 | Petroleum | Unleaded gasoline | Unleaded gasoline |  | Steel | Steel |  |  | Steel |  | 1901-01-01 | [15 empty] | UST Currently In Use: 1; UST Temp Close: 0; AST Currently In Use: 0; AST Temp Closed: 0 | 1 | 0 | 5 | 13490-097-000248 | MOBILE U DRIVE IT INC
22398 | Permanently Closed | 1992-10-27 | 1901-01-01 | 1992-10-27 | Petroleum | Unleaded gasoline | Unleaded gasoline |  | Steel | Steel |  |  | Steel |  | 1901-01-01 | [15 empty] | UST Currently In Use: 1; UST Temp Close: 0; AST Currently In Use: 0; AST Temp Closed: 0 | 1 | 0 | 5 | 13490-097-000248 | MOBILE U DRIVE IT INC
22399 | Permanently Closed | 1996-10-15 | 1983-01-01 | 1996-10-16 | Petroleum | Kerosene | Kerosene |  | Steel | Steel | Coated & cathodic protection (sti-P3) |  | Steel |  | 1901-01-01 | [15 empty] | UST Currently In Use: 1; UST Temp Close: 0; AST Currently In Use: 0; AST Temp Closed: 0 | 1 | 0 | 5 | 13490-097-000248 | MOBILE U DRIVE IT INC
22400 | Permanently Closed | 1989-11-06 | 1972-01-01 | 1989-11-06 | Petroleum | Unleaded gasoline | Unleaded gasoline |  | Steel | Steel |  |  |  |  | 1901-01-01 | [15 empty] | UST Currently In Use: 0; UST Temp Close: 0; AST Currently In Use: 0; AST Temp Closed: 0 | 0 | 0 | 1 | 13491-097-003328 | MOBILE WELDING SUPPLY
22401 | Cannot Locate or abandoned | 2003-09-26 | 1969-01-01 |  | Petroleum | Unleaded gasoline | Unleaded gasoline | Retail | Steel | Steel | Field installed cathodic protection | Painted or None | Steel |  | 1901-01-01 | Field installed cathodic protection | Catchment Basin, Single walled catchment basin |  |  |  |  | Statistical Inventory Reconciliation (SIR) | [8 empty] | UST Currently In Use: 0; UST Temp Close: 0; AST Currently In Use: 0; AST Temp Closed: 0 | 0 | 0 | 0 | 21066-015-004638 | SANOIL INC
22402 | Cannot Locate or abandoned | 2003-09-26 | 1969-01-01 |  | Petroleum | Mid-grade gasoline | Mid-grade gasoline | Retail | Steel | Steel | Field installed cathodic protection | Painted or None | Steel |  | 1901-01-01 | Field installed cathodic protection | Catchment Basin, Single walled catchment basin |  |  |  |  | Statistical Inventory Reconciliation (SIR) | [8 empty] | UST Currently In Use: 0; UST Temp Close: 0; AST Currently In Use: 0; AST Temp Closed: 0 | 0 | 0 | 0 | 21066-015-004638 | SANOIL INC
22403 | Cannot Locate or abandoned | 2003-09-26 | 1969-01-01 |  | Petroleum | Premium gasoline | Premium gasoline | Retail | Steel | Steel | Field installed cathodic protection | Painted or None | Steel |  | 1901-01-01 | Field installed cathodic protection | Catchment Basin, Single walled catchment basin | Automatic shutoff device At 95% full | Automatic shutoff device At 95% full |  |  | Statistical Inventory Reconciliation (SIR) | [8 empty] | UST Currently In Use: 0; UST Temp Close: 0; AST Currently In Use: 0; AST Temp Closed: 0 | 0 | 0 | 0 | 21066-015-004638 | SANOIL INC
22404 | Cannot Locate or abandoned | 2003-09-26 | 1969-01-01 |  | Petroleum | On road diesel | On road diesel | Retail | Steel | Steel | Field installed cathodic protection | Painted or None | Steel |  | 1901-01-01 | Field installed cathodic protection | Catchment Basin, Single walled catchment basin |  |  |  |  | Statistical Inventory Reconciliation (SIR) | [8 empty] | UST Currently In Use: 0; UST Temp Close: 0; AST Currently In Use: 0; AST Temp Closed: 0 | 0 | 0 | 0 | 21066-015-004638 | SANOIL INC
22405 | Permanently Closed | 2003-04-02 | 1966-01-01 | 2005-07-07 | Petroleum | Unleaded gasoline | Unleaded gasoline | Retail | Steel | Steel | Field installed cathodic protection | Painted or None | Steel |  | 1901-01-01 | Field installed cathodic protection | Catchment Basin, Single walled catchment basin | Automatic shutoff device At 95% full | Automatic shutoff device At 95% full |  |  | Statistical Inventory Reconciliation (SIR) | [8 empty] | UST Currently In Use: 0; UST Temp Close: 0; AST Currently In Use: 0; AST Temp Closed: 0 | 0 | 0 | 3 | 21066-015-004639 | SANOIL INC
22406 | Permanently Closed | 2003-04-02 | 1966-01-01 | 2005-07-07 | Petroleum | On road diesel | On road diesel | Retail | Steel | Steel | Field installed cathodic protection | Painted or None | Steel |  | 1901-01-01 | Field installed cathodic protection | Catchment Basin, Single walled catchment basin | Automatic shutoff device At 95% full | Automatic shutoff device At 95% full |  |  | Statistical Inventory Reconciliation (SIR) | [8 empty] | UST Currently In Use: 0; UST Temp Close: 0; AST Currently In Use: 0; AST Temp Closed: 0 | 0 | 0 | 3 | 21066-015-004639 | SANOIL INC
22407 | Permanently Closed | 2003-04-02 | 1966-01-01 | 2005-07-07 | Petroleum | Premium gasoline | Premium gasoline | Retail | Steel | Steel | Field installed cathodic protection | Painted or None | Steel |  | 1901-01-01 | Field installed cathodic protection | Catchment Basin, Single walled catchment basin |  |  |  |  | Statistical Inventory Reconciliation (SIR) | [8 empty] | UST Currently In Use: 0; UST Temp Close: 0; AST Currently In Use: 0; AST Temp Closed: 0 | 0 | 0 | 3 | 21066-015-004639 | SANOIL INC
22408 | Permanently Closed | 2011-08-04 | 1966-01-01 | 2011-08-04 | Petroleum | Unleaded gasoline | Unleaded gasoline | Retail | Single Wall, Steel | Steel | Field installed cathodic protection |  | Single Wall, Steel |  |  | Field installed cathodic protection | Catchment Basin, Single walled catchment basin | Automatic shutoff device At 95% full | Automatic shutoff device At 95% full |  |  | Statistical Inventory Reconciliation (SIR) | [8 empty] | UST Currently In Use: 2; UST Temp Close: 0; AST Currently In Use: 0; AST Temp Closed: 0 | 2 | 0 | 3 | 21308-015-004640 | PETRO AMERICA LLC
22409 | Permanently Closed | 2004-02-01 | 1966-01-01 | 2011-08-04 | Petroleum | Premium gasoline | Premium gasoline | Retail | Single Wall, Steel | Steel | Field installed cathodic protection |  | Single Wall, Steel |  |  | Field installed cathodic protection | Catchment Basin, Single walled catchment basin | Automatic shutoff device At 95% full | Automatic shutoff device At 95% full |  |  | Statistical Inventory Reconciliation (SIR) | [8 empty] | UST Currently In Use: 2; UST Temp Close: 0; AST Currently In Use: 0; AST Temp Closed: 0 | 2 | 0 | 3 | 21308-015-004640 | PETRO AMERICA LLC
22410 | Permanently Closed | 2011-08-04 | 1966-01-01 | 2011-08-04 | Petroleum | On road diesel | On road diesel | Retail | Single Wall, Steel | Steel | Field installed cathodic protection |  | Single Wall, Steel |  |  | Field installed cathodic protection | Catchment Basin, Single walled catchment basin | Automatic shutoff device At 95% full | Automatic shutoff device At 95% full |  |  | Statistical Inventory Reconciliation (SIR) | [8 empty] | UST Currently In Use: 2; UST Temp Close: 0; AST Currently In Use: 0; AST Temp Closed: 0 | 2 | 0 | 3 | 21308-015-004640 | PETRO AMERICA LLC
22411 | Temporary Closed | 2020-10-15 | 1987-01-01 |  | Petroleum | Other, 100% | Other | Retail | Single Wall, Steel | Steel | Coated & cathodic protection (sti-P3), Field installed cathodic protection |  | Single Wall, Steel |  |  | Field installed cathodic protection | Catchment Basin, Single walled catchment basin | Automatic shutoff device At 95% full | Automatic shutoff device At 95% full |  |  | Continuous Automatic Tank Gauge | [8 empty] | UST Currently In Use: 0; UST Temp Close: 3; AST Currently In Use: 0; AST Temp Closed: 0 | 0 | 3 | 0 | 25290-015-014364 | PEATRICE BUMGARNER
22412 | Temporary Closed | 2020-10-15 | 1987-01-01 |  | Petroleum | Unleaded gasoline | Unleaded gasoline | Retail | Single Wall, Steel | Steel | Coated & cathodic protection (sti-P3), Field installed cathodic protection |  | Single Wall, Steel |  |  | Field installed cathodic protection | Catchment Basin, Single walled catchment basin | Automatic shutoff device At 95% full | Automatic shutoff device At 95% full |  |  | Continuous Automatic Tank Gauge | [8 empty] | UST Currently In Use: 0; UST Temp Close: 3; AST Currently In Use: 0; AST Temp Closed: 0 | 0 | 3 | 0 | 25290-015-014364 | PEATRICE BUMGARNER
22413 | Temporary Closed | 2020-10-15 | 1987-01-01 |  | Petroleum | On road diesel | On road diesel | Retail | Single Wall, Steel | Steel | Coated & cathodic protection (sti-P3), Field installed cathodic protection |  | Single Wall, Steel |  |  | Field installed cathodic protection | Catchment Basin, Single walled catchment basin | Automatic shutoff device At 95% full | Automatic shutoff device At 95% full |  |  | Continuous Automatic Tank Gauge | [8 empty] | UST Currently In Use: 0; UST Temp Close: 3; AST Currently In Use: 0; AST Temp Closed: 0 | 0 | 3 | 0 | 25290-015-014364 | PEATRICE BUMGARNER
22414 | Currently in Use |  | 1972-01-01 |  | Petroleum | Unleaded gasoline | Unleaded gasoline | Retail | Steel | Steel | Field installed cathodic protection |  | Steel |  | 1901-01-01 | Field installed cathodic protection | Catchment Basin, Single walled catchment basin | Automatic shutoff device At 95% full | Automatic shutoff device At 95% full |  |  | Statistical Inventory Reconciliation (SIR) | [8 empty] | UST Currently In Use: 3; UST Temp Close: 1; AST Currently In Use: 0; AST Temp Closed: 0 | 3 | 1 | 0 | 24554-027-003591 | MR. BARBY MILLER
22415 | Currently in Use |  | 1972-01-01 |  | Petroleum | Unleaded gasoline | Unleaded gasoline | Retail | Steel | Steel | Field installed cathodic protection |  | Steel |  | 1901-01-01 | Field installed cathodic protection | Catchment Basin, Single walled catchment basin | Automatic shutoff device At 95% full | Automatic shutoff device At 95% full |  |  | Statistical Inventory Reconciliation (SIR) | [8 empty] | UST Currently In Use: 3; UST Temp Close: 1; AST Currently In Use: 0; AST Temp Closed: 0 | 3 | 1 | 0 | 24554-027-003591 | MR. BARBY MILLER
22416 | Temporary Closed | 2014-04-15 | 1987-01-01 |  | Petroleum | Premium gasoline | Premium gasoline | Retail | Steel | Steel | Coated & cathodic protection (sti-P3), Field installed cathodic protection |  | Steel |  | 1901-01-01 | Field installed cathodic protection | Catchment Basin, Single walled catchment basin | Automatic shutoff device At 95% full | Automatic shutoff device At 95% full |  |  | Statistical Inventory Reconciliation (SIR) | [8 empty] | UST Currently In Use: 3; UST Temp Close: 1; AST Currently In Use: 0; AST Temp Closed: 0 | 3 | 1 | 0 | 24554-027-003591 | MR. BARBY MILLER
22417 | Currently in Use |  | 1987-01-01 |  | Petroleum | On road diesel | On road diesel | Retail | Steel | Steel | Coated & cathodic protection (sti-P3), Field installed cathodic protection |  | Steel |  | 1901-01-01 | Field installed cathodic protection | Catchment Basin, Single walled catchment basin | Automatic shutoff device At 95% full | Automatic shutoff device At 95% full |  |  | Statistical Inventory Reconciliation (SIR) | [8 empty] | UST Currently In Use: 3; UST Temp Close: 1; AST Currently In Use: 0; AST Temp Closed: 0 | 3 | 1 | 0 | 24554-027-003591 | MR. BARBY MILLER
22418 | Permanently Closed | 2014-08-01 | 1983-01-01 | 2014-08-12 | Petroleum | Unleaded gasoline | Unleaded gasoline | Retail | Single Wall, Steel | Steel | Coated & cathodic protection (sti-P3), Field installed cathodic protection |  | Single Wall, Steel |  | 1901-01-01 | Field installed cathodic protection | Catchment Basin, Single walled catchment basin | Automatic shutoff device At 95% full | Automatic shutoff device At 95% full |  |  | Automatic Tank Gauge | [8 empty] | UST Currently In Use: 2; UST Temp Close: 0; AST Currently In Use: 0; AST Temp Closed: 0 | 2 | 0 | 3 | 23429-015-004634 | MUSA PROPERTIES, LLC
22419 | Permanently Closed | 2014-08-01 | 1983-01-01 | 2014-08-12 | Petroleum | On road diesel | On road diesel | Retail | Single Wall, Steel | Steel | Coated & cathodic protection (sti-P3), Field installed cathodic protection |  | Single Wall, Steel |  | 1901-01-01 | Field installed cathodic protection | Catchment Basin, Single walled catchment basin | Automatic shutoff device At 95% full | Automatic shutoff device At 95% full |  |  | Automatic Tank Gauge | [8 empty] | UST Currently In Use: 2; UST Temp Close: 0; AST Currently In Use: 0; AST Temp Closed: 0 | 2 | 0 | 3 | 23429-015-004634 | MUSA PROPERTIES, LLC
22420 | Permanently Closed | 2014-08-01 | 1983-01-01 | 2014-08-12 | Petroleum | Unleaded gasoline | Unleaded gasoline | Retail | Single Wall, Steel | Steel | Coated & cathodic protection (sti-P3), Field installed cathodic protection |  | Single Wall, Steel |  | 1901-01-01 | Field installed cathodic protection | Catchment Basin, Single walled catchment basin | Automatic shutoff device At 95% full | Automatic shutoff device At 95% full |  |  | Automatic Tank Gauge | [8 empty] | UST Currently In Use: 2; UST Temp Close: 0; AST Currently In Use: 0; AST Temp Closed: 0 | 2 | 0 | 3 | 23429-015-004634 | MUSA PROPERTIES, LLC
22421 | Currently in Use |  | 1983-01-01 |  | Petroleum | Unleaded gasoline | Unleaded gasoline | Retail | Steel | Steel | Coated & cathodic protection (sti-P3), Field installed cathodic protection |  | Steel |  |  | Field installed cathodic protection | Catchment Basin, Single walled catchment basin | Automatic shutoff device At 95% full | Automatic shutoff device At 95% full |  |  | Continuous Automatic Tank Gauge |  | Automatic shutoff device (AELLD), Containment Sump | Containment Sump | [5 empty] | UST Currently In Use: 2; UST Temp Close: 0; AST Currently In Use: 0; AST Temp Closed: 0 | 2 | 0 | 0 | 10182-123-003599 | ALLEN OIL CO
22423 | Currently in Use |  | 1983-01-01 |  | Petroleum | Premium gasoline | Premium gasoline | Retail | Steel | Steel | Coated & cathodic protection (sti-P3), Field installed cathodic protection |  | Steel |  |  | Field installed cathodic protection | Catchment Basin, Single walled catchment basin | Automatic shutoff device At 95% full | Automatic shutoff device At 95% full |  |  | Continuous Automatic Tank Gauge |  | Automatic shutoff device (AELLD), Containment Sump | Containment Sump | [5 empty] | UST Currently In Use: 2; UST Temp Close: 0; AST Currently In Use: 0; AST Temp Closed: 0 | 2 | 0 | 0 | 10182-123-003599 | ALLEN OIL CO
22424 | Currently in Use |  | 1978-01-01 |  | Petroleum | Unleaded gasoline | Unleaded gasoline | Retail | Steel | Steel | Field installed cathodic protection |  | Fiberglass reinforced plastic |  |  |  | Catchment Basin, Single walled catchment basin | Automatic shutoff device At 95% full | Automatic shutoff device At 95% full |  |  | Continuous Automatic Tank Gauge |  | Automatic flow restrictor (MLLD) | Automatic flow restrictor (MLLD) |  |  | Annual line testing | Annual line testing |  | UST Currently In Use: 3; UST Temp Close: 0; AST Currently In Use: 0; AST Temp Closed: 0 | 3 | 0 | 0 | 24950-101-003600 | MOUNTAIN EXPRESS OIL CO. S.E.
22425 | Currently in Use |  | 1978-01-01 |  | Petroleum | Premium gasoline | Premium gasoline | Retail | Steel | Steel | Field installed cathodic protection |  | Fiberglass reinforced plastic |  |  |  | Catchment Basin, Single walled catchment basin | Automatic shutoff device At 95% full | Automatic shutoff device At 95% full |  |  | Continuous Automatic Tank Gauge |  | Automatic flow restrictor (MLLD) | Automatic flow restrictor (MLLD) |  |  | Annual line testing | Annual line testing |  | UST Currently In Use: 3; UST Temp Close: 0; AST Currently In Use: 0; AST Temp Closed: 0 | 3 | 0 | 0 | 24950-101-003600 | MOUNTAIN EXPRESS OIL CO. S.E.
22426 | Currently in Use |  | 1978-01-01 |  | Petroleum | On road diesel | On road diesel | Retail | Steel | Steel | Field installed cathodic protection |  | Fiberglass reinforced plastic |  |  |  | Catchment Basin, Single walled catchment basin | Automatic shutoff device At 95% full | Automatic shutoff device At 95% full |  |  | Continuous Automatic Tank Gauge |  | Automatic flow restrictor (MLLD) | Automatic flow restrictor (MLLD) |  |  | Annual line testing | Annual line testing |  | UST Currently In Use: 3; UST Temp Close: 0; AST Currently In Use: 0; AST Temp Closed: 0 | 3 | 0 | 0 | 24950-101-003600 | MOUNTAIN EXPRESS OIL CO. S.E.
22427 | Permanently Closed | 2004-01-21 | 1977-01-01 | 2004-01-24 | Petroleum | Unleaded gasoline | Unleaded gasoline | Retail | Steel | Steel | Field installed cathodic protection |  | Steel |  | 1901-01-01 | Field installed cathodic protection | Catchment Basin, Single walled catchment basin | Automatic shutoff device At 95% full | Automatic shutoff device At 95% full |  |  |  |  | Automatic shutoff device (AELLD) | Automatic shutoff device (AELLD) | [5 empty] | UST Currently In Use: 0; UST Temp Close: 0; AST Currently In Use: 0; AST Temp Closed: 0 | 0 | 0 | 3 | 21066-117-003595 | SANOIL INC
22428 | Permanently Closed | 2004-01-21 | 1977-01-01 | 2004-01-24 | Petroleum | Mid-grade gasoline | Mid-grade gasoline | Retail | Steel | Steel | Field installed cathodic protection |  | Steel |  | 1901-01-01 | Field installed cathodic protection | Catchment Basin, Single walled catchment basin | Automatic shutoff device At 95% full | Automatic shutoff device At 95% full |  |  |  |  | Automatic shutoff device (AELLD) | Automatic shutoff device (AELLD) | [5 empty] | UST Currently In Use: 0; UST Temp Close: 0; AST Currently In Use: 0; AST Temp Closed: 0 | 0 | 0 | 3 | 21066-117-003595 | SANOIL INC
22429 | Permanently Closed | 2004-01-21 | 1977-01-01 | 2004-01-24 | Petroleum | Premium gasoline | Premium gasoline | Retail | Steel | Steel | Field installed cathodic protection |  | Steel |  | 1901-01-01 | Field installed cathodic protection | Catchment Basin, Single walled catchment basin | Automatic shutoff device At 95% full | Automatic shutoff device At 95% full |  |  |  |  | Automatic shutoff device (AELLD) | Automatic shutoff device (AELLD) | [5 empty] | UST Currently In Use: 0; UST Temp Close: 0; AST Currently In Use: 0; AST Temp Closed: 0 | 0 | 0 | 3 | 21066-117-003595 | SANOIL INC
22430 | Permanently Closed | 2001-12-31 | 1964-01-01 | 2001-12-31 | Petroleum | Unleaded gasoline | Unleaded gasoline | Retail | Steel | Steel | Field installed cathodic protection | Painted or None | Steel |  | 1901-01-01 | Field installed cathodic protection | Catchment Basin, Single walled catchment basin |  |  |  |  | Statistical Inventory Reconciliation (SIR) | [8 empty] | UST Currently In Use: 3; UST Temp Close: 0; AST Currently In Use: 0; AST Temp Closed: 0 | 3 | 0 | 4 | 21308-121-003592 | PETRO AMERICA LLC
22431 | Permanently Closed | 2001-12-31 | 1964-01-01 | 2001-12-31 | Petroleum | Mid-grade gasoline | Mid-grade gasoline | Retail | Steel | Steel | Field installed cathodic protection | Painted or None | Steel |  | 1901-01-01 | Field installed cathodic protection | Catchment Basin, Single walled catchment basin |  |  |  |  | Statistical Inventory Reconciliation (SIR) | [8 empty] | UST Currently In Use: 3; UST Temp Close: 0; AST Currently In Use: 0; AST Temp Closed: 0 | 3 | 0 | 4 | 21308-121-003592 | PETRO AMERICA LLC
22432 | Permanently Closed | 2001-12-31 | 1974-01-01 | 2001-12-31 | Petroleum | Premium gasoline | Premium gasoline | Retail | Steel | Steel | Field installed cathodic protection | Painted or None | Steel |  | 1901-01-01 | Field installed cathodic protection | Catchment Basin, Single walled catchment basin |  |  |  |  | Statistical Inventory Reconciliation (SIR) | [8 empty] | UST Currently In Use: 3; UST Temp Close: 0; AST Currently In Use: 0; AST Temp Closed: 0 | 3 | 0 | 4 | 21308-121-003592 | PETRO AMERICA LLC
22433 | Permanently Closed | 2001-12-31 | 1964-01-01 | 2001-12-31 | Petroleum | On road diesel | On road diesel | Retail | Steel | Steel | Field installed cathodic protection | Painted or None | Steel |  | 1901-01-01 | Field installed cathodic protection | Catchment Basin, Single walled catchment basin |  |  |  |  | Statistical Inventory Reconciliation (SIR) | [8 empty] | UST Currently In Use: 3; UST Temp Close: 0; AST Currently In Use: 0; AST Temp Closed: 0 | 3 | 0 | 4 | 21308-121-003592 | PETRO AMERICA LLC
22434 | Permanently Closed | 1998-12-18 | 1964-01-01 | 2000-01-19 | Petroleum | Unleaded gasoline | Unleaded gasoline |  | Steel | Steel |  | Painted or None | Steel |  | 1901-01-01 | [15 empty] | UST Currently In Use: 0; UST Temp Close: 0; AST Currently In Use: 0; AST Temp Closed: 0 | 0 | 0 | 3 | 13492-121-003593 | MOCO OIL CO INC
22435 | Permanently Closed | 1998-12-18 | 1964-01-01 | 2000-01-19 | Petroleum | Unleaded gasoline | Unleaded gasoline |  | Steel | Steel |  | Painted or None | Steel |  | 1901-01-01 | [15 empty] | UST Currently In Use: 0; UST Temp Close: 0; AST Currently In Use: 0; AST Temp Closed: 0 | 0 | 0 | 3 | 13492-121-003593 | MOCO OIL CO INC
22436 | Permanently Closed | 1998-12-18 | 1964-01-01 | 2000-01-19 | Petroleum | Unleaded gasoline | Unleaded gasoline |  | Steel | Steel |  | Painted or None | Steel |  | 1901-01-01 | [15 empty] | UST Currently In Use: 0; UST Temp Close: 0; AST Currently In Use: 0; AST Temp Closed: 0 | 0 | 0 | 3 | 13492-121-003593 | MOCO OIL CO INC
22437 | Permanently Closed | 2003-11-19 | 1964-01-01 | 2004-02-02 | Petroleum | Unleaded gasoline | Unleaded gasoline | Retail | Steel | Steel | Field installed cathodic protection | Painted or None | Steel |  | 1901-01-01 | Field installed cathodic protection | Catchment Basin, Single walled catchment basin | Flow Rest 90% Full | Flow Rest 90% Full |  |  | Statistical Inventory Reconciliation (SIR) | [8 empty] | UST Currently In Use: 3; UST Temp Close: 0; AST Currently In Use: 0; AST Temp Closed: 0 | 3 | 0 | 3 | 25181-121-003594 | MBA INVESTMENTS, INC
22438 | Permanently Closed | 2003-11-19 | 1964-01-01 | 2004-02-02 | Petroleum | Mid-grade gasoline | Mid-grade gasoline | Retail | Steel | Steel | Field installed cathodic protection | Painted or None | Steel |  | 1901-01-01 | Field installed cathodic protection | Catchment Basin, Single walled catchment basin | Flow Rest 90% Full | Flow Rest 90% Full |  |  | Statistical Inventory Reconciliation (SIR) | [8 empty] | UST Currently In Use: 3; UST Temp Close: 0; AST Currently In Use: 0; AST Temp Closed: 0 | 3 | 0 | 3 | 25181-121-003594 | MBA INVESTMENTS, INC
22439 | Permanently Closed | 2003-11-19 | 1964-01-01 | 2004-02-02 | Petroleum | Premium gasoline | Premium gasoline | Retail | Steel | Steel | Field installed cathodic protection | Painted or None | Steel |  | 1901-01-01 | Field installed cathodic protection | Catchment Basin, Single walled catchment basin | Flow Rest 90% Full | Flow Rest 90% Full |  |  | Statistical Inventory Reconciliation (SIR) | [8 empty] | UST Currently In Use: 3; UST Temp Close: 0; AST Currently In Use: 0; AST Temp Closed: 0 | 3 | 0 | 3 | 25181-121-003594 | MBA INVESTMENTS, INC
22440 | Permanently Closed | 1998-12-21 | 1982-01-01 | 1999-11-08 | Petroleum | Unleaded gasoline | Unleaded gasoline | Retail | Steel | Steel |  | Painted or None | Steel |  | 1901-01-01 | [6 empty] | Statistical Inventory Reconciliation (SIR) | [8 empty] | UST Currently In Use: 0; UST Temp Close: 0; AST Currently In Use: 0; AST Temp Closed: 0 | 0 | 0 | 3 | 10182-121-003596 | ALLEN OIL CO
22441 | Permanently Closed | 1998-12-21 | 1982-01-01 | 1999-11-08 | Petroleum | Unleaded gasoline | Unleaded gasoline | Retail | Steel | Steel |  | Painted or None | Steel |  | 1901-01-01 | [6 empty] | Statistical Inventory Reconciliation (SIR) | [8 empty] | UST Currently In Use: 0; UST Temp Close: 0; AST Currently In Use: 0; AST Temp Closed: 0 | 0 | 0 | 3 | 10182-121-003596 | ALLEN OIL CO
22442 | Permanently Closed | 1998-12-21 | 1982-01-01 | 1999-11-08 | Petroleum | Unleaded gasoline | Unleaded gasoline | Retail | Steel | Steel |  | Painted or None | Steel |  | 1901-01-01 | [6 empty] | Statistical Inventory Reconciliation (SIR) | [8 empty] | UST Currently In Use: 0; UST Temp Close: 0; AST Currently In Use: 0; AST Temp Closed: 0 | 0 | 0 | 3 | 10182-121-003596 | ALLEN OIL CO
22443 | Permanently Closed | 1998-12-21 | 1964-01-01 | 1999-04-21 | Petroleum | Unleaded gasoline | Unleaded gasoline | Retail | Steel | Steel |  | Painted or None | Steel |  | 1901-01-01 | [6 empty] | Statistical Inventory Reconciliation (SIR) | [8 empty] | UST Currently In Use: 0; UST Temp Close: 0; AST Currently In Use: 0; AST Temp Closed: 0 | 0 | 0 | 4 | 13492-121-003597 | MOCO OIL CO INC
22444 | Permanently Closed | 1998-12-21 | 1964-01-01 | 1999-04-21 | Petroleum | Unleaded gasoline | Unleaded gasoline | Retail | Steel | Steel |  | Painted or None | Steel |  | 1901-01-01 | [6 empty] | Statistical Inventory Reconciliation (SIR) | [8 empty] | UST Currently In Use: 0; UST Temp Close: 0; AST Currently In Use: 0; AST Temp Closed: 0 | 0 | 0 | 4 | 13492-121-003597 | MOCO OIL CO INC
22445 | Permanently Closed | 1998-12-21 | 1964-01-01 | 1999-04-21 | Petroleum | Unleaded gasoline | Unleaded gasoline | Retail | Steel | Steel |  | Painted or None | Steel |  | 1901-01-01 | [6 empty] | Statistical Inventory Reconciliation (SIR) | [8 empty] | UST Currently In Use: 0; UST Temp Close: 0; AST Currently In Use: 0; AST Temp Closed: 0 | 0 | 0 | 4 | 13492-121-003597 | MOCO OIL CO INC
22446 | Permanently Closed | 1998-12-21 | 1964-01-01 | 1999-04-21 | Petroleum | On road diesel | On road diesel | Retail | Steel | Steel |  | Painted or None | Steel |  | 1901-01-01 | [6 empty] | Statistical Inventory Reconciliation (SIR) | [8 empty] | UST Currently In Use: 0; UST Temp Close: 0; AST Currently In Use: 0; AST Temp Closed: 0 | 0 | 0 | 4 | 13492-121-003597 | MOCO OIL CO INC
22447 | Currently in Use |  | 1982-01-01 |  | Petroleum | Unleaded gasoline | Unleaded gasoline | Retail | Steel | Steel | Field installed cathodic protection |  | Steel |  |  | Field installed cathodic protection | Catchment Basin, Single walled catchment basin | Automatic shutoff device At 95% full | Automatic shutoff device At 95% full |  |  | Statistical Inventory Reconciliation (SIR) |  | Automatic flow restrictor (MLLD) | Automatic flow restrictor (MLLD) |  |  | Statistical inventory reconciliation (SIR) | Statistical inventory reconciliation (SIR) |  | UST Currently In Use: 1; UST Temp Close: 2; AST Currently In Use: 0; AST Temp Closed: 0 | 1 | 2 | 0 | 23157-121-003598 | SAHIN FEROZ LALANI & SHWETA LALANI
22448 | Temporary Closed | 2022-02-24 | 1982-01-01 |  | Petroleum | Mid-grade gasoline | Mid-grade gasoline | Retail | Steel | Steel | Field installed cathodic protection |  | Steel |  |  | Field installed cathodic protection | Catchment Basin, Single walled catchment basin | Automatic shutoff device At 95% full | Automatic shutoff device At 95% full |  |  | Statistical Inventory Reconciliation (SIR) | [8 empty] | UST Currently In Use: 1; UST Temp Close: 2; AST Currently In Use: 0; AST Temp Closed: 0 | 1 | 2 | 0 | 23157-121-003598 | SAHIN FEROZ LALANI & SHWETA LALANI
22449 | Temporary Closed | 2022-02-24 | 1982-01-01 |  | Petroleum | Premium gasoline | Premium gasoline | Retail | Steel | Steel | Field installed cathodic protection |  | Steel |  |  | Field installed cathodic protection | Catchment Basin, Single walled catchment basin | Automatic shutoff device At 95% full | Automatic shutoff device At 95% full |  |  | Statistical Inventory Reconciliation (SIR) | [8 empty] | UST Currently In Use: 1; UST Temp Close: 2; AST Currently In Use: 0; AST Temp Closed: 0 | 1 | 2 | 0 | 23157-121-003598 | SAHIN FEROZ LALANI & SHWETA LALANI
22450 | Permanently Closed | 1998-12-18 | 1964-01-01 | 2000-07-28 | Petroleum | Unleaded gasoline | Unleaded gasoline | Retail | Steel | Steel |  | Painted or None | Steel |  | 1901-01-01 | [15 empty] | UST Currently In Use: 0; UST Temp Close: 0; AST Currently In Use: 0; AST Temp Closed: 0 | 0 | 0 | 3 | 13492-121-004635 | MOCO OIL CO INC
22451 | Permanently Closed | 1998-12-21 | 1964-01-01 | 2000-07-28 | Petroleum | Unleaded gasoline | Unleaded gasoline | Retail | Steel | Steel |  | Painted or None | Steel |  | 1901-01-01 | [15 empty] | UST Currently In Use: 0; UST Temp Close: 0; AST Currently In Use: 0; AST Temp Closed: 0 | 0 | 0 | 3 | 13492-121-004635 | MOCO OIL CO INC
22452 | Permanently Closed | 1993-07-08 | 1964-01-01 | 2000-07-28 | Petroleum | Unleaded gasoline | Unleaded gasoline | Retail | Steel | Steel |  | Painted or None | Steel |  | 1901-01-01 | [15 empty] | UST Currently In Use: 0; UST Temp Close: 0; AST Currently In Use: 0; AST Temp Closed: 0 | 0 | 0 | 3 | 13492-121-004635 | MOCO OIL CO INC
22453 | Permanently Closed | 1994-01-24 | 1980-01-01 | 1994-01-24 | Petroleum | On road diesel | On road diesel |  | Steel | Steel |  | Painted or None | Steel |  | 1901-01-01 | [15 empty] | UST Currently In Use: 0; UST Temp Close: 0; AST Currently In Use: 0; AST Temp Closed: 0 | 0 | 0 | 2 | 13494-097-005617 | MODERN HOMES & EQUIPMENT CO INC
22454 | Permanently Closed | 1994-01-24 | 1980-01-01 | 1994-01-24 | Petroleum | On road diesel | On road diesel |  | Steel | Steel |  | Painted or None | Steel |  | 1901-01-01 | [15 empty] | UST Currently In Use: 0; UST Temp Close: 0; AST Currently In Use: 0; AST Temp Closed: 0 | 0 | 0 | 2 | 13494-097-005617 | MODERN HOMES & EQUIPMENT CO INC
22455 | Permanently Closed | 1990-04-13 | 1971-01-01 | 1990-04-13 | Petroleum | On road diesel | On road diesel |  | Steel | Steel |  |  |  |  | 1901-01-01 | [15 empty] | UST Currently In Use: 0; UST Temp Close: 0; AST Currently In Use: 0; AST Temp Closed: 0 | 0 | 0 | 1 | 13495-097-013126 | MON ARC WELDING SUPPLY
22456 | Permanently Closed | 1993-05-06 | 1971-01-01 | 1993-06-08 | Petroleum | Unleaded gasoline | Unleaded gasoline |  | Steel | Steel |  |  | Steel |  | 1901-01-01 | [6 empty] | Manual Tank Gauging (only tanks 1000 gal. or less and 48” or 64” in diameter) | [5 empty] | Annual line testing | Annual line testing |  | UST Currently In Use: 0; UST Temp Close: 0; AST Currently In Use: 0; AST Temp Closed: 0 | 0 | 0 | 2 | 13496-123-010123 | RONALD BRADFORD
22457 | Permanently Closed | 1991-12-08 | 1977-01-01 | 1993-06-08 | Petroleum | Unleaded gasoline | Unleaded gasoline |  | Steel | Steel |  | Painted or None | Steel |  | 1901-01-01 | [6 empty] | Manual Tank Gauging (only tanks 1000 gal. or less and 48” or 64” in diameter) | [8 empty] | UST Currently In Use: 0; UST Temp Close: 0; AST Currently In Use: 0; AST Temp Closed: 0 | 0 | 0 | 2 | 13496-123-010123 | RONALD BRADFORD
22458 | Permanently Closed | 1980-01-01 | 1958-01-01 | 1988-11-22 | Petroleum | Unleaded gasoline | Unleaded gasoline | Local government | Steel | Steel |  | Painted or None | Steel |  | 1901-01-01 | [15 empty] | UST Currently In Use: 0; UST Temp Close: 0; AST Currently In Use: 0; AST Temp Closed: 0 | 0 | 0 | 1 | 13497-099-009124 | MONROE CO BOARD OF EDUCATION
22459 | Permanently Closed | 1990-08-15 | 1977-01-01 | 1990-08-15 | Petroleum | Unleaded gasoline | Unleaded gasoline | Local government | Steel | Steel |  | Painted or None | Steel |  | 1901-01-01 | [15 empty] | UST Currently In Use: 0; UST Temp Close: 0; AST Currently In Use: 0; AST Temp Closed: 0 | 0 | 0 | 2 | 13497-099-009125 | MONROE CO BOARD OF EDUCATION
22460 | Permanently Closed | 1990-03-14 | 1958-01-01 | 1990-03-14 | Petroleum | Unleaded gasoline | Unleaded gasoline | Local government | Steel | Steel |  | Painted or None | Steel |  | 1901-01-01 | [15 empty] | UST Currently In Use: 0; UST Temp Close: 0; AST Currently In Use: 0; AST Temp Closed: 0 | 0 | 0 | 2 | 13497-099-009125 | MONROE CO BOARD OF EDUCATION
22461 | Permanently Closed | 1992-03-15 | 1963-01-01 | 1990-03-15 | Petroleum | On road diesel | On road diesel | Local government | Steel | Steel |  | Painted or None | Steel |  | 1901-01-01 | [15 empty] | UST Currently In Use: 0; UST Temp Close: 0; AST Currently In Use: 0; AST Temp Closed: 0 | 0 | 0 | 4 | 13497-099-009126 | MONROE CO BOARD OF EDUCATION
22462 | Permanently Closed | 1997-07-01 | 1981-01-01 | 1997-09-19 | Petroleum | Unleaded gasoline | Unleaded gasoline | Local Government, Retail | Steel | Steel |  | Painted or None | Steel |  | 1901-01-01 | [12 empty] | Annual line testing | Annual line testing |  | UST Currently In Use: 0; UST Temp Close: 0; AST Currently In Use: 0; AST Temp Closed: 0 | 0 | 0 | 4 | 13497-099-009126 | MONROE CO BOARD OF EDUCATION
22463 | Permanently Closed | 1990-03-15 | 1963-01-01 | 1990-03-15 | Petroleum | Unleaded gasoline | Unleaded gasoline | Local government | Steel | Steel |  | Painted or None | Steel |  | 1901-01-01 | [15 empty] | UST Currently In Use: 0; UST Temp Close: 0; AST Currently In Use: 0; AST Temp Closed: 0 | 0 | 0 | 4 | 13497-099-009126 | MONROE CO BOARD OF EDUCATION
22464 | Permanently Closed | 1990-03-15 | 1963-01-01 | 1990-03-15 | Petroleum | Unleaded gasoline | Unleaded gasoline | Local government | Steel | Steel |  | Painted or None | Steel |  | 1901-01-01 | [15 empty] | UST Currently In Use: 0; UST Temp Close: 0; AST Currently In Use: 0; AST Temp Closed: 0 | 0 | 0 | 4 | 13497-099-009126 | MONROE CO BOARD OF EDUCATION
22465 | Permanently Closed | 1990-03-14 | 1958-01-01 | 1990-03-14 | Petroleum | Unleaded gasoline | Unleaded gasoline | Local government | Steel | Steel |  | Painted or None | Steel |  | 1901-01-01 | [15 empty] | UST Currently In Use: 0; UST Temp Close: 0; AST Currently In Use: 0; AST Temp Closed: 0 | 0 | 0 | 1 | 13497-099-009127 | MONROE CO BOARD OF EDUCATION
22466 | Permanently Closed | 1982-11-01 | 1958-01-01 |  | Petroleum | Unleaded gasoline | Unleaded gasoline | Local government | Steel | Steel |  | Painted or None | Steel |  | 1901-01-01 | [15 empty] | UST Currently In Use: 0; UST Temp Close: 0; AST Currently In Use: 0; AST Temp Closed: 0 | 0 | 0 | 1 | 13497-099-009128 | MONROE CO BOARD OF EDUCATION
22467 | Permanently Closed | 1992-06-30 | 1963-01-01 | 1992-06-30 | Petroleum | Unleaded gasoline | Unleaded gasoline | Local government | Steel | Steel |  | Painted or None | Steel |  | 1901-01-01 | [15 empty] | UST Currently In Use: 0; UST Temp Close: 0; AST Currently In Use: 0; AST Temp Closed: 0 | 0 | 0 | 2 | 13497-099-009227 | MONROE CO BOARD OF EDUCATION
22468 | Permanently Closed | 1990-03-14 | 1953-01-01 | 1990-03-14 | Petroleum | Unleaded gasoline | Unleaded gasoline | Local government | Steel | Steel |  | Painted or None | Steel |  | 1901-01-01 | [15 empty] | UST Currently In Use: 0; UST Temp Close: 0; AST Currently In Use: 0; AST Temp Closed: 0 | 0 | 0 | 2 | 13497-099-009227 | MONROE CO BOARD OF EDUCATION
22469 | Permanently Closed | 1989-12-05 | 1959-01-01 | 1989-12-05 | Petroleum | On road diesel | On road diesel | Local government | Steel | Steel |  |  |  |  | 1901-01-01 | [12 empty] | Annual line testing | Annual line testing |  | UST Currently In Use: 0; UST Temp Close: 0; AST Currently In Use: 0; AST Temp Closed: 0 | 0 | 0 | 1 | 13499-099-010019 | MONROE COUNTY COMMISSION
22470 | Permanently Closed | 1990-04-01 | 1946-01-01 | 1990-04-01 | Petroleum | On road diesel | On road diesel | Local government | Steel | Steel |  |  |  |  | 1901-01-01 | [15 empty] | UST Currently In Use: 0; UST Temp Close: 0; AST Currently In Use: 0; AST Temp Closed: 0 | 0 | 0 | 1 | 13499-099-010020 | MONROE COUNTY COMMISSION
22471 | Permanently Closed | 1990-04-01 | 1967-01-01 | 1990-04-01 | Petroleum | Unleaded gasoline | Unleaded gasoline | Local government | Steel | Steel |  |  |  |  | 1901-01-01 | [15 empty] | UST Currently In Use: 0; UST Temp Close: 0; AST Currently In Use: 0; AST Temp Closed: 0 | 0 | 0 | 2 | 13499-099-010021 | MONROE COUNTY COMMISSION
22472 | Permanently Closed | 1990-04-01 | 1952-01-01 | 1990-04-01 | Petroleum | On road diesel | On road diesel | Local government | Steel | Steel |  |  |  |  | 1901-01-01 | [15 empty] | UST Currently In Use: 0; UST Temp Close: 0; AST Currently In Use: 0; AST Temp Closed: 0 | 0 | 0 | 2 | 13499-099-010021 | MONROE COUNTY COMMISSION
22473 | Permanently Closed | 2002-01-24 | 1958-01-01 | 1992-02-18 | Petroleum | Unleaded gasoline | Unleaded gasoline | Industrial, Local Government | Steel | Steel |  | Painted or None | Steel |  | 1901-01-01 | [12 empty] | Annual line testing | Annual line testing |  | UST Currently In Use: 0; UST Temp Close: 0; AST Currently In Use: 1; AST Temp Closed: 2 | 0 | 0 | 1 | 13499-099-010022 | MONROE COUNTY COMMISSION
22474 | Permanently Closed | 1997-06-16 | 1970-01-01 | 1997-06-17 | Petroleum | On road diesel | On road diesel |  | Steel | Steel |  | Painted or None | Steel |  | 1901-01-01 | [15 empty] | UST Currently In Use: 0; UST Temp Close: 0; AST Currently In Use: 0; AST Temp Closed: 0 | 0 | 0 | 2 | 13500-099-001174 | MONROE COUNTY HOSPITAL
22475 | Permanently Closed | 1997-06-17 | 1964-01-01 | 1997-06-17 | Petroleum | Unleaded gasoline | Unleaded gasoline |  | Steel | Steel |  | Painted or None | Steel |  | 1901-01-01 | [15 empty] | UST Currently In Use: 0; UST Temp Close: 0; AST Currently In Use: 0; AST Temp Closed: 0 | 0 | 0 | 2 | 13500-099-001174 | MONROE COUNTY HOSPITAL
22476 | Permanently Closed | 1990-02-14 | 1975-01-01 | 1990-02-15 | Petroleum | Unleaded gasoline | Unleaded gasoline |  | Steel | Steel |  | Painted or None | Steel |  | 1901-01-01 | [15 empty] | UST Currently In Use: 0; UST Temp Close: 0; AST Currently In Use: 0; AST Temp Closed: 0 | 0 | 0 | 1 | 13501-073-002270 | MONROE ELECTRIC CO
22479 | Permanently Closed | 2007-01-01 | 1965-01-01 |  | Petroleum | Aviation fuel (JP-4; etc.) | Aviation fuel (JP-4; etc.) | Bulk facility | Steel | Steel | Field installed cathodic protection |  | Flexible |  |  |  | Catchment Basin, Single walled catchment basin | Audible high level alarm At 90% full | Audible high level alarm At 90% full |  |  |  |  | Automatic flow restrictor (MLLD) | Automatic flow restrictor (MLLD) |  |  | Annual line testing | Annual line testing |  | UST Currently In Use: 0; UST Temp Close: 0; AST Currently In Use: 0; AST Temp Closed: 0 | 0 | 0 | 5 | 13503-099-004947 | MONROEVILLE AVIATION & AVIONICS CTR.
22480 | Permanently Closed | 2007-01-01 | 1965-01-01 |  | Petroleum | Aviation fuel (JP-4; etc.) | Aviation fuel (JP-4; etc.) | Bulk facility | Steel | Steel | Field installed cathodic protection |  | Flexible |  |  |  | Catchment Basin, Single walled catchment basin | Audible high level alarm At 90% full | Audible high level alarm At 90% full |  |  |  |  | Automatic flow restrictor (MLLD) | Automatic flow restrictor (MLLD) |  |  | Annual line testing | Annual line testing |  | UST Currently In Use: 0; UST Temp Close: 0; AST Currently In Use: 0; AST Temp Closed: 0 | 0 | 0 | 5 | 13503-099-004947 | MONROEVILLE AVIATION & AVIONICS CTR.
22481 | Permanently Closed | 2015-03-12 | 1968-01-01 |  | Petroleum | Aviation fuel (JP-4; etc.) | Aviation fuel (JP-4; etc.) | Bulk facility | Steel | Steel | Field installed cathodic protection |  | Flexible |  |  |  | Catchment Basin, Single walled catchment basin | Audible high level alarm At 90% full | Audible high level alarm At 90% full |  |  | Continuous Automatic Tank Gauge |  | Automatic flow restrictor (MLLD), Containment Sump | Containment Sump |  |  | Annual line testing | Annual line testing |  | UST Currently In Use: 0; UST Temp Close: 0; AST Currently In Use: 0; AST Temp Closed: 0 | 0 | 0 | 5 | 13503-099-004947 | MONROEVILLE AVIATION & AVIONICS CTR.
22482 | Permanently Closed | 2015-03-12 | 1968-01-01 |  | Petroleum | Aviation fuel (JP-4; etc.) | Aviation fuel (JP-4; etc.) | Bulk facility | Steel | Steel | Field installed cathodic protection |  | Fiberglass reinforced plastic |  |  |  | Catchment Basin, Single walled catchment basin | Audible high level alarm At 90% full | Audible high level alarm At 90% full |  |  | Continuous Automatic Tank Gauge | [8 empty] | UST Currently In Use: 0; UST Temp Close: 0; AST Currently In Use: 0; AST Temp Closed: 0 | 0 | 0 | 5 | 13503-099-004947 | MONROEVILLE AVIATION & AVIONICS CTR.
22483 | Permanently Closed | 1996-01-01 | 1965-01-01 | 1997-08-13 | Petroleum | Used oil | Used oil | Retail | Steel | Steel | Field installed cathodic protection | Painted or None | Steel | [14 empty] | Annual line testing | Annual line testing |  | UST Currently In Use: 0; UST Temp Close: 0; AST Currently In Use: 0; AST Temp Closed: 0 | 0 | 0 | 5 | 13503-099-004947 | MONROEVILLE AVIATION & AVIONICS CTR.
22484 | Permanently Closed | 1901-01-01 | 1962-01-01 | 1988-01-01 | Hazardous Substance |  |  |  | Steel | Steel |  | Painted or None | Steel |  | 1901-01-01 | [15 empty] | UST Currently In Use: 0; UST Temp Close: 0; AST Currently In Use: 0; AST Temp Closed: 0 | 0 | 0 | 4 | 13504-015-009174 | MONSANTO CO
22485 | Permanently Closed | 1901-01-01 | 1972-01-01 | 1988-01-01 | Hazardous Substance |  |  |  | Steel | Steel |  | Painted or None | Steel |  | 1901-01-01 | [15 empty] | UST Currently In Use: 0; UST Temp Close: 0; AST Currently In Use: 0; AST Temp Closed: 0 | 0 | 0 | 4 | 13504-015-009174 | MONSANTO CO
22486 | Permanently Closed | 1901-01-01 | 1953-01-01 | 1988-01-01 | Petroleum | Unleaded gasoline | Unleaded gasoline |  |  |  |  | Painted or None | Steel |  | 1901-01-01 | [15 empty] | UST Currently In Use: 0; UST Temp Close: 0; AST Currently In Use: 0; AST Temp Closed: 0 | 0 | 0 | 4 | 13504-015-009174 | MONSANTO CO
22487 | Permanently Closed | 1901-01-01 | 1959-01-01 | 1988-01-01 | Hazardous Substance |  |  |  | Steel | Steel |  | Painted or None | Steel |  | 1901-01-01 | [15 empty] | UST Currently In Use: 0; UST Temp Close: 0; AST Currently In Use: 0; AST Temp Closed: 0 | 0 | 0 | 4 | 13504-015-009174 | MONSANTO CO
22488 | Permanently Closed | 1989-12-01 | 1961-01-01 | 1989-12-01 | Petroleum | Other, ACRYLONITR | Other |  | Steel | Steel |  | Painted or None | Steel |  | 1901-01-01 | [15 empty] | UST Currently In Use: 0; UST Temp Close: 0; AST Currently In Use: 0; AST Temp Closed: 0 | 0 | 0 | 13 | 13505-103-009107 | MONSANTO CO/ATTN JIMMY R COLE
22489 | Permanently Closed | 1985-06-01 | 1972-01-01 | 1985-06-01 | Hazardous Substance |  |  |  | Steel | Steel | Coated & cathodic protection (sti-P3) |  | Steel |  | 1901-01-01 | [15 empty] | UST Currently In Use: 0; UST Temp Close: 0; AST Currently In Use: 0; AST Temp Closed: 0 | 0 | 0 | 13 | 13505-103-009107 | MONSANTO CO/ATTN JIMMY R COLE
22490 | Permanently Closed | 1980-08-01 | 1972-01-01 | 1980-08-01 | Hazardous Substance |  |  |  | Steel | Steel | Coated & cathodic protection (sti-P3) |  | Steel |  | 1901-01-01 | [15 empty] | UST Currently In Use: 0; UST Temp Close: 0; AST Currently In Use: 0; AST Temp Closed: 0 | 0 | 0 | 13 | 13505-103-009107 | MONSANTO CO/ATTN JIMMY R COLE
22491 | Permanently Closed | 1901-01-01 | 1959-01-01 | 1988-12-20 | Petroleum | Unleaded gasoline | Unleaded gasoline |  | Steel | Steel |  | Painted or None | Steel |  | 1901-01-01 | [15 empty] | UST Currently In Use: 0; UST Temp Close: 0; AST Currently In Use: 0; AST Temp Closed: 0 | 0 | 0 | 13 | 13505-103-009107 | MONSANTO CO/ATTN JIMMY R COLE
22492 | Permanently Closed | 1901-01-01 | 1959-01-01 | 1988-12-20 | Petroleum | Unleaded gasoline | Unleaded gasoline |  | Steel | Steel |  | Painted or None | Steel |  | 1901-01-01 | [15 empty] | UST Currently In Use: 0; UST Temp Close: 0; AST Currently In Use: 0; AST Temp Closed: 0 | 0 | 0 | 13 | 13505-103-009107 | MONSANTO CO/ATTN JIMMY R COLE
22493 | Permanently Closed | 1901-01-01 | 1959-01-01 | 1988-12-20 | Petroleum | On road diesel | On road diesel |  | Steel | Steel |  | Painted or None | Steel |  | 1901-01-01 | [15 empty] | UST Currently In Use: 0; UST Temp Close: 0; AST Currently In Use: 0; AST Temp Closed: 0 | 0 | 0 | 13 | 13505-103-009107 | MONSANTO CO/ATTN JIMMY R COLE
22494 | Permanently Closed | 1989-12-01 | 1949-01-01 | 1989-12-01 | Petroleum | Unleaded gasoline | Unleaded gasoline |  | Steel | Steel |  | Painted or None | Steel |  | 1901-01-01 | [15 empty] | UST Currently In Use: 0; UST Temp Close: 0; AST Currently In Use: 0; AST Temp Closed: 0 | 0 | 0 | 13 | 13505-103-009107 | MONSANTO CO/ATTN JIMMY R COLE
22495 | Permanently Closed | 1989-12-01 | 1949-01-01 | 1989-12-01 | Petroleum | Unleaded gasoline | Unleaded gasoline |  | Steel | Steel |  | Painted or None | Steel |  | 1901-01-01 | [15 empty] | UST Currently In Use: 0; UST Temp Close: 0; AST Currently In Use: 0; AST Temp Closed: 0 | 0 | 0 | 13 | 13505-103-009107 | MONSANTO CO/ATTN JIMMY R COLE
22496 | Permanently Closed | 1901-01-01 | 1977-01-01 | 1988-12-21 | Petroleum | Unleaded gasoline | Unleaded gasoline |  | Steel | Steel |  | Painted or None | Steel |  | 1901-01-01 | [15 empty] | UST Currently In Use: 0; UST Temp Close: 0; AST Currently In Use: 0; AST Temp Closed: 0 | 0 | 0 | 13 | 13505-103-009107 | MONSANTO CO/ATTN JIMMY R COLE
22497 | Permanently Closed | 1990-12-13 | 1962-01-01 | 1990-12-13 | Hazardous Substance |  |  |  | Steel | Steel | Coated & cathodic protection (sti-P3) |  | Steel, S S |  | 1901-01-01 | [15 empty] | UST Currently In Use: 0; UST Temp Close: 0; AST Currently In Use: 0; AST Temp Closed: 0 | 0 | 0 | 13 | 13505-103-009107 | MONSANTO CO/ATTN JIMMY R COLE
22498 | Permanently Closed | 1990-12-13 | 1962-01-01 | 1990-12-13 | Hazardous Substance |  |  |  | Steel | Steel | Coated & cathodic protection (sti-P3) |  | Steel, S S |  | 1901-01-01 | [15 empty] | UST Currently In Use: 0; UST Temp Close: 0; AST Currently In Use: 0; AST Temp Closed: 0 | 0 | 0 | 13 | 13505-103-009107 | MONSANTO CO/ATTN JIMMY R COLE
22499 | Permanently Closed | 1989-12-01 | 1963-01-01 | 1989-12-01 | Petroleum | On road diesel | On road diesel |  | Steel | Steel |  | Painted or None | Steel, S S |  | 1901-01-01 | [15 empty] | UST Currently In Use: 0; UST Temp Close: 0; AST Currently In Use: 0; AST Temp Closed: 0 | 0 | 0 | 13 | 13505-103-009107 | MONSANTO CO/ATTN JIMMY R COLE
22500 | Permanently Closed | 1988-11-01 | 1981-01-01 | 1988-11-01 | Petroleum | Used oil | Used oil |  | Steel | Steel |  | Painted or None | Other, S S |  | 1901-01-01 | [15 empty] | UST Currently In Use: 0; UST Temp Close: 0; AST Currently In Use: 0; AST Temp Closed: 0 | 0 | 0 | 13 | 13505-103-009107 | MONSANTO CO/ATTN JIMMY R COLE
22501 | Permanently Closed | 1901-01-01 | 1969-01-01 | 2011-11-11 | Petroleum | On road diesel | On road diesel |  | Steel | Steel |  | Painted or None | Steel |  | 1901-01-01 | [15 empty] | UST Currently In Use: 0; UST Temp Close: 0; AST Currently In Use: 0; AST Temp Closed: 0 | 0 | 0 | 7 | 13506-095-002776 | MONSANTO CO
22502 | Permanently Closed | 1901-01-01 | 1969-01-01 | 1988-01-01 | Petroleum | On road diesel | On road diesel |  | Steel | Steel |  | Painted or None | Steel |  | 1901-01-01 | [15 empty] | UST Currently In Use: 0; UST Temp Close: 0; AST Currently In Use: 0; AST Temp Closed: 0 | 0 | 0 | 7 | 13506-095-002776 | MONSANTO CO
22503 | Permanently Closed | 1901-01-01 | 1969-01-01 | 1988-01-01 | Petroleum | Unleaded gasoline | Unleaded gasoline |  | Steel | Steel |  | Painted or None | Steel |  | 1901-01-01 | [15 empty] | UST Currently In Use: 0; UST Temp Close: 0; AST Currently In Use: 0; AST Temp Closed: 0 | 0 | 0 | 7 | 13506-095-002776 | MONSANTO CO
22504 | Permanently Closed | 1901-01-01 | 1969-01-01 | 1988-01-01 | Petroleum | Unleaded gasoline | Unleaded gasoline |  | Steel | Steel |  | Painted or None | Steel |  | 1901-01-01 | [15 empty] | UST Currently In Use: 0; UST Temp Close: 0; AST Currently In Use: 0; AST Temp Closed: 0 | 0 | 0 | 7 | 13506-095-002776 | MONSANTO CO
22505 | Permanently Closed | 1901-01-01 | 1971-01-01 | 1988-01-01 | Petroleum | On road diesel | On road diesel |  | Steel | Steel |  | Painted or None | Steel |  | 1901-01-01 | [15 empty] | UST Currently In Use: 0; UST Temp Close: 0; AST Currently In Use: 0; AST Temp Closed: 0 | 0 | 0 | 7 | 13506-095-002776 | MONSANTO CO
22506 | Permanently Closed | 1901-01-01 | 1971-01-01 | 2011-11-11 | Petroleum | Unleaded gasoline | Unleaded gasoline |  | Steel | Steel |  | Painted or None | Steel |  | 1901-01-01 | [15 empty] | UST Currently In Use: 0; UST Temp Close: 0; AST Currently In Use: 0; AST Temp Closed: 0 | 0 | 0 | 7 | 13506-095-002776 | MONSANTO CO
22507 | Permanently Closed | 1990-08-03 | 1969-01-01 | 1990-08-03 | Petroleum | On road diesel | On road diesel |  | Steel | Steel |  | Painted or None | Steel |  | 1901-01-01 | [15 empty] | UST Currently In Use: 0; UST Temp Close: 0; AST Currently In Use: 0; AST Temp Closed: 0 | 0 | 0 | 7 | 13506-095-002776 | MONSANTO CO
22508 | Permanently Closed | 1996-07-01 | 1978-01-01 | 1996-07-18 | Petroleum | Unleaded gasoline | Unleaded gasoline | Bulk facility, Local Government | Steel | Steel |  | Painted or None | Fiberglass reinforced plastic |  | 1901-01-01 | [15 empty] | UST Currently In Use: 0; UST Temp Close: 0; AST Currently In Use: 1; AST Temp Closed: 0 | 0 | 0 | 5 | 13507-101-002018 | MONTGOMERY AIRPORT AUTHORITY
22509 | Permanently Closed | 1996-07-01 | 1978-01-01 | 1996-07-18 | Petroleum | Kerosene | Kerosene | Bulk facility, Local Government | Steel | Steel |  | Painted or None | Steel |  | 1901-01-01 | [12 empty] | Annual line testing | Annual line testing |  | UST Currently In Use: 0; UST Temp Close: 0; AST Currently In Use: 1; AST Temp Closed: 0 | 0 | 0 | 5 | 13507-101-002018 | MONTGOMERY AIRPORT AUTHORITY
22510 | Permanently Closed | 1990-11-01 | 1976-01-01 | 1990-11-30 | Petroleum | Unleaded gasoline | Unleaded gasoline | Local government | Steel | Steel |  | Painted or None | Fiberglass reinforced plastic |  | 1901-01-01 | [15 empty] | UST Currently In Use: 0; UST Temp Close: 0; AST Currently In Use: 1; AST Temp Closed: 0 | 0 | 0 | 5 | 13507-101-002018 | MONTGOMERY AIRPORT AUTHORITY
22511 | Permanently Closed | 1996-08-06 | 1988-01-01 | 1996-08-07 | Petroleum | On road diesel | On road diesel | Bulk facility, Local Government | Fiberglass reinforced plastic | Fiberglass reinforced plastic |  |  | Fiberglass reinforced plastic |  | 1901-01-01 | [15 empty] | UST Currently In Use: 0; UST Temp Close: 0; AST Currently In Use: 1; AST Temp Closed: 0 | 0 | 0 | 5 | 13507-101-002018 | MONTGOMERY AIRPORT AUTHORITY
22512 | Permanently Closed | 1990-06-01 | 1956-01-01 | 1990-06-15 | Petroleum | On road diesel | On road diesel | Local government | Steel | Steel |  | Painted or None | Fiberglass reinforced plastic |  | 1901-01-01 | [15 empty] | UST Currently In Use: 0; UST Temp Close: 0; AST Currently In Use: 1; AST Temp Closed: 0 | 0 | 0 | 5 | 13507-101-002018 | MONTGOMERY AIRPORT AUTHORITY
22513 | Permanently Closed | 1989-08-01 | 1951-01-01 | 1989-08-25 | Petroleum | On road diesel | On road diesel |  | Steel | Steel |  |  | Steel |  | 1901-01-01 | [15 empty] | UST Currently In Use: 0; UST Temp Close: 0; AST Currently In Use: 0; AST Temp Closed: 0 | 0 | 0 | 7 | 20799-101-010094 | R & H ELECTRICAL COMPANY
22514 | Permanently Closed | 1989-08-01 | 1951-01-01 | 1989-08-25 | Petroleum | On road diesel | On road diesel |  | Steel | Steel |  |  | Steel |  | 1901-01-01 | [15 empty] | UST Currently In Use: 0; UST Temp Close: 0; AST Currently In Use: 0; AST Temp Closed: 0 | 0 | 0 | 7 | 20799-101-010094 | R & H ELECTRICAL COMPANY
22515 | Permanently Closed | 1996-05-01 | 1977-01-01 | 1996-11-15 | Petroleum | Used oil | Used oil | Bulk facility | Fiberglass reinforced plastic | Fiberglass reinforced plastic |  |  | Fiberglass reinforced plastic |  | 1901-01-01 | None | Catchment Basin, Single walled catchment basin | Flow Rest 90% Full | Flow Rest 90% Full | Interstitial Monitoring within Secondary Containment | [10 empty] | UST Currently In Use: 0; UST Temp Close: 0; AST Currently In Use: 0; AST Temp Closed: 0 | 0 | 0 | 7 | 20799-101-010094 | R & H ELECTRICAL COMPANY
22516 | Permanently Closed | 1982-05-01 | 1951-01-01 |  | Petroleum | Other, MOTOR OIL | Other |  | Steel | Steel |  |  | Other, REMOVED |  | 1901-01-01 | [15 empty] | UST Currently In Use: 0; UST Temp Close: 0; AST Currently In Use: 0; AST Temp Closed: 0 | 0 | 0 | 7 | 20799-101-010094 | R & H ELECTRICAL COMPANY
22517 | Permanently Closed | 1982-05-01 | 1951-01-01 |  | Petroleum | Used oil | Used oil |  | Steel | Steel |  |  | Steel |  | 1901-01-01 | [15 empty] | UST Currently In Use: 0; UST Temp Close: 0; AST Currently In Use: 0; AST Temp Closed: 0 | 0 | 0 | 7 | 20799-101-010094 | R & H ELECTRICAL COMPANY
22518 | Permanently Closed | 2002-05-15 | 1989-09-22 |  | Petroleum | On road diesel | On road diesel | Bulk facility | Fiberglass reinforced plastic | Fiberglass reinforced plastic |  |  | Fiberglass reinforced plastic |  | 1901-01-01 |  | Catchment Basin, Single walled catchment basin | Flow Rest 90% Full | Flow Rest 90% Full | Interstitial Monitoring within Secondary Containment |  | Automatic Tank Gauge | [8 empty] | UST Currently In Use: 0; UST Temp Close: 0; AST Currently In Use: 0; AST Temp Closed: 0 | 0 | 0 | 7 | 20799-101-010094 | R & H ELECTRICAL COMPANY
22519 | Permanently Closed | 2002-05-15 | 1989-09-22 |  | Petroleum | On road diesel | On road diesel | Bulk facility | Fiberglass reinforced plastic | Fiberglass reinforced plastic |  |  | Fiberglass reinforced plastic |  | 1901-01-01 |  | Catchment Basin, Single walled catchment basin | Flow Rest 90% Full | Flow Rest 90% Full | Interstitial Monitoring within Secondary Containment |  | Automatic Tank Gauge | [8 empty] | UST Currently In Use: 0; UST Temp Close: 0; AST Currently In Use: 0; AST Temp Closed: 0 | 0 | 0 | 7 | 20799-101-010094 | R & H ELECTRICAL COMPANY
22520 | Currently in Use |  | 1965-01-01 |  | Petroleum | Aviation fuel (JP-4; etc.) | Aviation fuel (JP-4; etc.) | Bulk facility, Retail | Steel | Steel | Field installed cathodic protection, Interior lined (not allowed as a standalone method of corrosion protection) |  | Steel |  |  | Isolated or Above Ground | Catchment Basin, Single walled catchment basin | Audible high level alarm At 90% full, Flow Rest 90% Full | Flow Rest 90% Full |  |  | Automatic Tank Gauge | [5 empty] | Other, ABOVE GROU | Other |  | UST Currently In Use: 5; UST Temp Close: 0; AST Currently In Use: 1; AST Temp Closed: 0 | 5 | 0 | 2 | 13509-101-004438 | MONTGOMERY AVIATION CORP
22521 | Currently in Use |  | 1965-01-01 |  | Petroleum | Aviation fuel (JP-4; etc.) | Aviation fuel (JP-4; etc.) | Bulk facility, Retail | Steel | Steel | Field installed cathodic protection, Interior lined (not allowed as a standalone method of corrosion protection) |  | Steel |  |  | Isolated or Above Ground | Catchment Basin, Single walled catchment basin | Audible high level alarm At 90% full, Flow Rest 90% Full | Flow Rest 90% Full |  |  | Automatic Tank Gauge | [5 empty] | Other, ABOVE GRND | Other |  | UST Currently In Use: 5; UST Temp Close: 0; AST Currently In Use: 1; AST Temp Closed: 0 | 5 | 0 | 2 | 13509-101-004438 | MONTGOMERY AVIATION CORP
22522 | Currently in Use |  | 1973-01-01 |  | Petroleum | Aviation fuel (JP-4; etc.) | Aviation fuel (JP-4; etc.) | Bulk facility, Retail | Steel | Steel | Field installed cathodic protection, Interior lined (not allowed as a standalone method of corrosion protection) |  | Steel |  |  | Isolated or Above Ground | Catchment Basin, Single walled catchment basin | Audible high level alarm At 90% full, Flow Rest 90% Full | Flow Rest 90% Full |  |  | Automatic Tank Gauge | [5 empty] | Other, ABOVE GROU | Other |  | UST Currently In Use: 5; UST Temp Close: 0; AST Currently In Use: 1; AST Temp Closed: 0 | 5 | 0 | 2 | 13509-101-004438 | MONTGOMERY AVIATION CORP
22523 | Currently in Use |  | 1973-01-01 |  | Petroleum | Aviation fuel (JP-4; etc.) | Aviation fuel (JP-4; etc.) | Bulk facility, Retail | Steel | Steel | Field installed cathodic protection, Interior lined (not allowed as a standalone method of corrosion protection) |  | Steel |  |  | Isolated or Above Ground | Catchment Basin, Single walled catchment basin | Audible high level alarm At 90% full, Flow Rest 90% Full | Flow Rest 90% Full |  |  | Automatic Tank Gauge |  | Other, VISUAL INS | Other |  |  | Other, VISUAL INS | Other |  | UST Currently In Use: 5; UST Temp Close: 0; AST Currently In Use: 1; AST Temp Closed: 0 | 5 | 0 | 2 | 13509-101-004438 | MONTGOMERY AVIATION CORP
22524 | Currently in Use |  | 1965-01-01 |  | Petroleum | Aviation fuel (JP-4; etc.) | Aviation fuel (JP-4; etc.) | Bulk facility, Retail | Steel | Steel | Field installed cathodic protection, Interior lined (not allowed as a standalone method of corrosion protection) |  | Steel |  |  | Isolated or Above Ground | Catchment Basin, Single walled catchment basin | Audible high level alarm At 90% full, Flow Rest 90% Full | Flow Rest 90% Full |  |  | Automatic Tank Gauge |  | Other, VISUAL INS | Other |  |  | Other, VISUAL INS | Other |  | UST Currently In Use: 5; UST Temp Close: 0; AST Currently In Use: 1; AST Temp Closed: 0 | 5 | 0 | 2 | 13509-101-004438 | MONTGOMERY AVIATION CORP
22525 | Retired | 1987-06-01 | 1969-01-01 |  | Petroleum | Other, MNRLSPIRIT | Other |  | Steel | Steel |  | Painted or None |  |  | 1901-01-01 | [15 empty] | UST Currently In Use: 5; UST Temp Close: 0; AST Currently In Use: 1; AST Temp Closed: 0 | 5 | 0 | 2 | 13509-101-004438 | MONTGOMERY AVIATION CORP
22526 | Permanently Closed | 1988-06-01 | 1976-01-01 |  | Petroleum | Unleaded gasoline | Unleaded gasoline |  | Steel | Steel |  | Painted or None | Steel |  | 1901-01-01 | [15 empty] | UST Currently In Use: 5; UST Temp Close: 0; AST Currently In Use: 1; AST Temp Closed: 0 | 5 | 0 | 2 | 13509-101-004438 | MONTGOMERY AVIATION CORP
22527 | Permanently Closed | 1987-06-01 | 1981-01-01 |  | Petroleum | Used oil | Used oil | [7 empty] | 1901-01-01 | [15 empty] | UST Currently In Use: 5; UST Temp Close: 0; AST Currently In Use: 1; AST Temp Closed: 0 | 5 | 0 | 2 | 13509-101-004438 | MONTGOMERY AVIATION CORP
22528 | Permanently Closed | 1988-04-01 | 1973-01-01 | 1988-04-01 | Petroleum | Unleaded gasoline | Unleaded gasoline |  | Steel | Steel |  | Painted or None | Steel, PLASTIC |  | 1901-01-01 | [15 empty] | UST Currently In Use: 0; UST Temp Close: 0; AST Currently In Use: 0; AST Temp Closed: 0 | 0 | 0 | 2 | 13510-101-004957 | MONTGOMERY CAR WASH #1
22529 | Permanently Closed | 1988-04-01 | 1973-01-01 | 1988-04-01 | Petroleum | Unleaded gasoline | Unleaded gasoline |  | Steel | Steel |  | Painted or None | Steel, PLASTIC |  | 1901-01-01 | [15 empty] | UST Currently In Use: 0; UST Temp Close: 0; AST Currently In Use: 0; AST Temp Closed: 0 | 0 | 0 | 2 | 13510-101-004957 | MONTGOMERY CAR WASH #1
22530 | Permanently Closed | 1995-02-01 | 1986-09-01 | 1995-02-25 | Petroleum | Unleaded gasoline | Unleaded gasoline | Industrial | Fiberglass reinforced plastic | Fiberglass reinforced plastic |  |  |  |  | 1901-01-01 | [15 empty] | UST Currently In Use: 0; UST Temp Close: 0; AST Currently In Use: 2; AST Temp Closed: 0 | 0 | 0 | 2 | 13514-101-011118 | MONTGOMERY CO CLUB/SCOTT MCCRACKEN
22531 | Permanently Closed | 1901-01-01 | 1962-01-01 | 1988-11-16 | Petroleum | On road diesel | On road diesel | Local government | Steel | Steel |  | Painted or None | Steel |  | 1901-01-01 | [15 empty] | UST Currently In Use: 0; UST Temp Close: 0; AST Currently In Use: 0; AST Temp Closed: 0 | 0 | 0 | 4 | 13516-101-000694 | MONTGOMERY COUNTY COMMISSION
22532 | Permanently Closed | 1901-01-01 | 1962-01-01 | 1988-11-16 | Petroleum | Unleaded gasoline | Unleaded gasoline | Local government | Steel | Steel |  | Painted or None | Steel |  | 1901-01-01 | [15 empty] | UST Currently In Use: 0; UST Temp Close: 0; AST Currently In Use: 0; AST Temp Closed: 0 | 0 | 0 | 4 | 13516-101-000694 | MONTGOMERY COUNTY COMMISSION
22533 | Permanently Closed | 1901-01-01 | 1976-01-01 | 1988-11-16 | Petroleum | On road diesel | On road diesel | Local government | Steel | Steel |  | Painted or None | Steel |  | 1901-01-01 | [15 empty] | UST Currently In Use: 0; UST Temp Close: 0; AST Currently In Use: 0; AST Temp Closed: 0 | 0 | 0 | 4 | 13516-101-000694 | MONTGOMERY COUNTY COMMISSION
22534 | Permanently Closed | 1901-01-01 | 1976-01-01 | 1988-11-16 | Petroleum | Unleaded gasoline | Unleaded gasoline | Local government | Steel | Steel |  | Painted or None | Steel |  | 1901-01-01 | [15 empty] | UST Currently In Use: 0; UST Temp Close: 0; AST Currently In Use: 0; AST Temp Closed: 0 | 0 | 0 | 4 | 13516-101-000694 | MONTGOMERY COUNTY COMMISSION
22535 | Permanently Closed | 1901-01-01 | 1974-01-01 | 1988-11-16 | Petroleum | Unleaded gasoline | Unleaded gasoline | Local government | Steel | Steel |  | Painted or None | Steel |  | 1901-01-01 | [15 empty] | UST Currently In Use: 0; UST Temp Close: 0; AST Currently In Use: 0; AST Temp Closed: 0 | 0 | 0 | 2 | 13516-101-000695 | MONTGOMERY COUNTY COMMISSION
22536 | Permanently Closed | 1901-01-01 | 1974-01-01 | 1988-11-16 | Petroleum | On road diesel | On road diesel | Local government | Steel | Steel |  | Painted or None | Steel |  | 1901-01-01 | [15 empty] | UST Currently In Use: 0; UST Temp Close: 0; AST Currently In Use: 0; AST Temp Closed: 0 | 0 | 0 | 2 | 13516-101-000695 | MONTGOMERY COUNTY COMMISSION
22537 | Permanently Closed | 1990-07-01 | 1956-01-01 | 1990-07-01 | Petroleum | Unleaded gasoline | Unleaded gasoline | Local government | Steel | Steel |  | Painted or None | Steel |  | 1901-01-01 | [15 empty] | UST Currently In Use: 2; UST Temp Close: 0; AST Currently In Use: 0; AST Temp Closed: 0 | 2 | 0 | 5 | 13516-101-000696 | MONTGOMERY COUNTY COMMISSION
22538 | Permanently Closed | 1990-07-01 | 1956-01-01 | 1990-07-01 | Petroleum | On road diesel | On road diesel | Local government | Steel | Steel |  | Painted or None | Steel |  | 1901-01-01 | [15 empty] | UST Currently In Use: 2; UST Temp Close: 0; AST Currently In Use: 0; AST Temp Closed: 0 | 2 | 0 | 5 | 13516-101-000696 | MONTGOMERY COUNTY COMMISSION
22539 | Permanently Closed | 1990-07-01 | 1956-01-01 | 1990-07-01 | Petroleum | Unleaded gasoline | Unleaded gasoline | Local government | Steel | Steel |  | Painted or None | Steel |  | 1901-01-01 | [15 empty] | UST Currently In Use: 2; UST Temp Close: 0; AST Currently In Use: 0; AST Temp Closed: 0 | 2 | 0 | 5 | 13516-101-000696 | MONTGOMERY COUNTY COMMISSION
22540 | Permanently Closed | 1990-07-01 | 1956-01-01 | 1990-07-01 | Petroleum | Unleaded gasoline | Unleaded gasoline | Local government | Steel | Steel |  | Painted or None | Steel |  | 1901-01-01 | [15 empty] | UST Currently In Use: 2; UST Temp Close: 0; AST Currently In Use: 0; AST Temp Closed: 0 | 2 | 0 | 5 | 13516-101-000696 | MONTGOMERY COUNTY COMMISSION
22541 | Permanently Closed | 1990-07-01 | 1956-01-01 | 1990-07-01 | Petroleum | On road diesel | On road diesel | Local government | Steel | Steel |  | Painted or None | Steel |  | 1901-01-01 | [15 empty] | UST Currently In Use: 2; UST Temp Close: 0; AST Currently In Use: 0; AST Temp Closed: 0 | 2 | 0 | 5 | 13516-101-000696 | MONTGOMERY COUNTY COMMISSION
22542 | Permanently Closed | 1901-01-01 | 1962-01-01 | 1986-09-01 | Petroleum | Unleaded gasoline | Unleaded gasoline | Local government | Steel | Steel |  | Painted or None | Steel |  | 1901-01-01 | [15 empty] | UST Currently In Use: 0; UST Temp Close: 0; AST Currently In Use: 0; AST Temp Closed: 0 | 0 | 0 | 4 | 13516-101-000697 | MONTGOMERY COUNTY COMMISSION
22543 | Permanently Closed | 1901-01-01 | 1962-01-01 | 1986-09-01 | Petroleum | On road diesel | On road diesel | Local government | Steel | Steel |  | Painted or None | Steel |  | 1901-01-01 | [15 empty] | UST Currently In Use: 0; UST Temp Close: 0; AST Currently In Use: 0; AST Temp Closed: 0 | 0 | 0 | 4 | 13516-101-000697 | MONTGOMERY COUNTY COMMISSION
22544 | Permanently Closed | 1993-01-15 | 1976-01-01 | 1993-01-15 | Petroleum | On road diesel | On road diesel | Local government | Steel | Steel |  | Painted or None | Steel |  | 1901-01-01 | [15 empty] | UST Currently In Use: 0; UST Temp Close: 0; AST Currently In Use: 0; AST Temp Closed: 0 | 0 | 0 | 4 | 13516-101-000697 | MONTGOMERY COUNTY COMMISSION
22545 | Permanently Closed | 1993-01-15 | 1976-01-01 | 1993-01-15 | Petroleum | Unleaded gasoline | Unleaded gasoline | Local government | Steel | Steel |  | Painted or None | Steel |  | 1901-01-01 | [15 empty] | UST Currently In Use: 0; UST Temp Close: 0; AST Currently In Use: 0; AST Temp Closed: 0 | 0 | 0 | 4 | 13516-101-000697 | MONTGOMERY COUNTY COMMISSION
22546 | Permanently Closed | 1992-06-23 | 1981-01-01 | 1992-06-23 | Petroleum | Unleaded gasoline | Unleaded gasoline | Local government | Fiberglass reinforced plastic | Fiberglass reinforced plastic |  |  | Steel |  | 1901-01-01 | [15 empty] | UST Currently In Use: 2; UST Temp Close: 0; AST Currently In Use: 0; AST Temp Closed: 0 | 2 | 0 | 2 | 13516-101-000698 | MONTGOMERY COUNTY COMMISSION
22547 | Permanently Closed | 1992-06-23 | 1974-01-01 | 1992-06-23 | Petroleum | On road diesel | On road diesel | Local government | Steel | Steel |  | Painted or None | Steel |  | 1901-01-01 | [15 empty] | UST Currently In Use: 2; UST Temp Close: 0; AST Currently In Use: 0; AST Temp Closed: 0 | 2 | 0 | 2 | 13516-101-000698 | MONTGOMERY COUNTY COMMISSION
22548 | Currently in Use |  | 1976-01-01 |  | Petroleum | On road diesel | On road diesel | Bulk facility, Local Government | Fiberglass reinforced plastic | Fiberglass reinforced plastic |  |  | Flexible |  | 1901-01-01 |  | Catchment Basin, Single walled catchment basin | Flow Rest 90% Full | Flow Rest 90% Full |  |  | Continuous Automatic Tank Gauge | [8 empty] | UST Currently In Use: 2; UST Temp Close: 0; AST Currently In Use: 0; AST Temp Closed: 0 | 2 | 0 | 2 | 13516-101-000698 | MONTGOMERY COUNTY COMMISSION
22549 | Currently in Use |  | 1984-01-01 |  | Petroleum | Unleaded gasoline | Unleaded gasoline | Bulk facility, Local Government | Fiberglass reinforced plastic | Fiberglass reinforced plastic |  |  | Flexible |  | 1901-01-01 |  | Catchment Basin, Single walled catchment basin | Flow Rest 90% Full | Flow Rest 90% Full |  |  | Continuous Automatic Tank Gauge | [8 empty] | UST Currently In Use: 2; UST Temp Close: 0; AST Currently In Use: 0; AST Temp Closed: 0 | 2 | 0 | 2 | 13516-101-000698 | MONTGOMERY COUNTY COMMISSION
22550 | Permanently Closed | 1901-01-01 | 1962-01-01 | 1987-06-12 | Petroleum | On road diesel | On road diesel | Local government | Steel | Steel |  | Painted or None | Steel |  | 1901-01-01 | [15 empty] | UST Currently In Use: 0; UST Temp Close: 0; AST Currently In Use: 0; AST Temp Closed: 0 | 0 | 0 | 4 | 13516-101-001221 | MONTGOMERY COUNTY COMMISSION
22551 | Permanently Closed | 1901-01-01 | 1962-01-01 | 1987-06-12 | Petroleum | Unleaded gasoline | Unleaded gasoline | Local government | Steel | Steel |  | Painted or None | Steel |  | 1901-01-01 | [15 empty] | UST Currently In Use: 0; UST Temp Close: 0; AST Currently In Use: 0; AST Temp Closed: 0 | 0 | 0 | 4 | 13516-101-001221 | MONTGOMERY COUNTY COMMISSION
22552 | Permanently Closed | 1901-01-01 | 1976-01-01 | 1987-06-12 | Petroleum | On road diesel | On road diesel | Local government | Steel | Steel |  | Painted or None | Steel |  | 1901-01-01 | [15 empty] | UST Currently In Use: 0; UST Temp Close: 0; AST Currently In Use: 0; AST Temp Closed: 0 | 0 | 0 | 4 | 13516-101-001221 | MONTGOMERY COUNTY COMMISSION
22553 | Permanently Closed | 1901-01-01 | 1976-01-01 | 1987-06-12 | Petroleum | Unleaded gasoline | Unleaded gasoline | Local government | Steel | Steel |  | Painted or None | Steel |  | 1901-01-01 | [15 empty] | UST Currently In Use: 0; UST Temp Close: 0; AST Currently In Use: 0; AST Temp Closed: 0 | 0 | 0 | 4 | 13516-101-001221 | MONTGOMERY COUNTY COMMISSION
22554 | Currently in Use |  | 1988-01-01 |  | Petroleum | Unleaded gasoline | Unleaded gasoline | Bulk facility, Local Government | Fiberglass reinforced plastic | Fiberglass reinforced plastic |  |  | Flexible |  | 1901-01-01 |  | Catchment Basin, Single walled catchment basin | Flow Rest 90% Full | Flow Rest 90% Full |  |  | Automatic Tank Gauge | [8 empty] | UST Currently In Use: 2; UST Temp Close: 0; AST Currently In Use: 0; AST Temp Closed: 0 | 2 | 0 | 0 | 13516-101-012606 | MONTGOMERY COUNTY COMMISSION
22555 | Currently in Use |  | 1988-01-01 |  | Petroleum | On road diesel | On road diesel | Bulk facility, Local Government | Fiberglass reinforced plastic | Fiberglass reinforced plastic |  |  | Flexible |  | 1901-01-01 |  | Catchment Basin, Single walled catchment basin | Flow Rest 90% Full | Flow Rest 90% Full |  |  | Automatic Tank Gauge | [8 empty] | UST Currently In Use: 2; UST Temp Close: 0; AST Currently In Use: 0; AST Temp Closed: 0 | 2 | 0 | 0 | 13516-101-012606 | MONTGOMERY COUNTY COMMISSION
22556 | Permanently Closed | 1988-05-01 | 1988-01-01 | 1988-05-11 | Petroleum | Unleaded gasoline | Unleaded gasoline | Local government | Steel | Steel |  | Painted or None | Steel |  | 1901-01-01 | [15 empty] | UST Currently In Use: 1; UST Temp Close: 0; AST Currently In Use: 0; AST Temp Closed: 0 | 1 | 0 | 1 | 13516-101-012979 | MONTGOMERY COUNTY COMMISSION
22557 | Currently in Use |  | 1990-01-01 |  | Petroleum | Unleaded gasoline | Unleaded gasoline | Bulk facility, Local Government | Double Wall, Fiberglass reinforced plastic | Fiberglass reinforced plastic |  |  | Fiberglass reinforced plastic |  | 1901-01-01 | None | Catchment Basin, Single walled catchment basin | Flow Rest 90% Full | Flow Rest 90% Full | Interstitial Monitoring within Secondary Containment | MANUAL/VISUAL CHECK | [9 empty] | UST Currently In Use: 1; UST Temp Close: 0; AST Currently In Use: 0; AST Temp Closed: 0 | 1 | 0 | 1 | 13516-101-012979 | MONTGOMERY COUNTY COMMISSION
22558 | Currently in Use |  | 1985-01-01 |  | Petroleum | On road diesel | On road diesel | Emergency Power Generator, Local Government | Fiberglass reinforced plastic | Fiberglass reinforced plastic |  |  | Other, ISOLATED |  | 1901-01-01 |  | Catchment Basin, Single walled catchment basin | Audible high level alarm At 90% full | Audible high level alarm At 90% full | [11 empty] | UST Currently In Use: 1; UST Temp Close: 0; AST Currently In Use: 0; AST Temp Closed: 0 | 1 | 0 | 0 | 13516-101-013534 | MONTGOMERY COUNTY COMMISSION
22559 | Permanently Closed | 1992-01-14 | 1975-01-01 | 1992-01-14 | Petroleum | Unleaded gasoline | Unleaded gasoline |  | Steel | Steel |  | Painted or None | Steel |  | 1901-01-01 | [15 empty] | UST Currently In Use: 0; UST Temp Close: 0; AST Currently In Use: 0; AST Temp Closed: 0 | 0 | 0 | 1 | 13517-101-000529 | MONTGOMERY MARINA INC
22560 | Permanently Closed | 1993-05-09 | 1967-01-01 | 1993-05-09 | Petroleum | Unleaded gasoline | Unleaded gasoline |  | Steel | Steel |  |  | Steel |  | 1901-01-01 | [15 empty] | UST Currently In Use: 0; UST Temp Close: 0; AST Currently In Use: 0; AST Temp Closed: 0 | 0 | 0 | 3 | 13519-073-010430 | MONTGOMERY OIL COMPANY
22561 | Permanently Closed | 1993-05-01 | 1967-01-01 | 1993-05-01 | Petroleum | Unleaded gasoline | Unleaded gasoline |  | Steel | Steel |  |  | Steel |  | 1901-01-01 | [15 empty] | UST Currently In Use: 0; UST Temp Close: 0; AST Currently In Use: 0; AST Temp Closed: 0 | 0 | 0 | 3 | 13519-073-010430 | MONTGOMERY OIL COMPANY
22562 | Permanently Closed | 1993-05-01 | 1967-01-01 | 1993-05-01 | Petroleum | Unleaded gasoline | Unleaded gasoline |  | Steel | Steel |  |  | Steel |  | 1901-01-01 | [15 empty] | UST Currently In Use: 0; UST Temp Close: 0; AST Currently In Use: 0; AST Temp Closed: 0 | 0 | 0 | 3 | 13519-073-010430 | MONTGOMERY OIL COMPANY
22563 | Permanently Closed | 1986-12-01 | 1974-01-01 | 1986-12-01 | Petroleum | Unleaded gasoline | Unleaded gasoline |  | Steel | Steel |  |  | Steel |  | 1901-01-01 | [15 empty] | UST Currently In Use: 0; UST Temp Close: 0; AST Currently In Use: 0; AST Temp Closed: 0 | 0 | 0 | 1 | 13519-073-010440 | MONTGOMERY OIL COMPANY
22564 | Permanently Closed | 1988-11-01 | 1969-01-01 | 1988-11-01 | Petroleum | Unleaded gasoline | Unleaded gasoline |  | Steel | Steel |  |  |  |  | 1901-01-01 | [15 empty] | UST Currently In Use: 0; UST Temp Close: 0; AST Currently In Use: 0; AST Temp Closed: 0 | 0 | 0 | 1 | 13520-101-007518 | CITADEL CEMENT COMIX INC
22565 | Permanently Closed | 1901-01-01 | 1959-01-01 | 1988-01-01 | Petroleum | Unleaded gasoline | Unleaded gasoline |  | Steel | Steel |  |  |  |  | 1901-01-01 | [15 empty] | UST Currently In Use: 0; UST Temp Close: 0; AST Currently In Use: 0; AST Temp Closed: 0 | 0 | 0 | 1 | 13520-101-008431 | CITADEL CEMENT COMIX INC
22566 | Permanently Closed | 1984-01-01 | 1959-01-01 |  | Petroleum | Unleaded gasoline | Unleaded gasoline |  | Steel | Steel |  |  |  |  | 1901-01-01 | [15 empty] | UST Currently In Use: 0; UST Temp Close: 0; AST Currently In Use: 0; AST Temp Closed: 0 | 0 | 0 | 1 | 13521-101-000655 | MONTGOMERY ROOFING CO INC
22567 | Permanently Closed | 1998-12-22 | 1983-01-01 | 1999-10-27 | Petroleum | On road diesel | On road diesel |  | Fiberglass coated steel | Fiberglass coated steel |  |  | Steel |  | 1901-01-01 | [15 empty] | UST Currently In Use: 0; UST Temp Close: 0; AST Currently In Use: 0; AST Temp Closed: 0 | 0 | 0 | 1 | 13522-101-001917 | GRO SOUTH OF ALABAMA INC
22568 | Permanently Closed | 1994-02-01 | 1967-01-01 | 1994-02-01 | Petroleum | Used oil | Used oil | Retail | Steel | Steel |  | Painted or None | Steel |  | 1901-01-01 | [15 empty] | UST Currently In Use: 0; UST Temp Close: 0; AST Currently In Use: 0; AST Temp Closed: 0 | 0 | 0 | 1 | 13523-069-000574 | MONTGOMERY WARD
22569 | Permanently Closed | 1989-06-23 | 1958-01-01 | 1989-06-23 | Petroleum | Used oil | Used oil | [7 empty] | 1901-01-01 | [15 empty] | UST Currently In Use: 0; UST Temp Close: 0; AST Currently In Use: 0; AST Temp Closed: 0 | 0 | 0 | 4 | 13524-089-000576 | MONTGOMERY WARD ATTN D B KALISH
22570 | Permanently Closed | 1976-07-01 | 1958-01-01 | 1989-06-23 | Petroleum | Unleaded gasoline | Unleaded gasoline | [7 empty] | 1901-01-01 | [15 empty] | UST Currently In Use: 0; UST Temp Close: 0; AST Currently In Use: 0; AST Temp Closed: 0 | 0 | 0 | 4 | 13524-089-000576 | MONTGOMERY WARD ATTN D B KALISH
22571 | Permanently Closed | 1976-07-01 | 1958-01-01 | 1989-06-23 | Petroleum | Unleaded gasoline | Unleaded gasoline | [7 empty] | 1901-01-01 | [15 empty] | UST Currently In Use: 0; UST Temp Close: 0; AST Currently In Use: 0; AST Temp Closed: 0 | 0 | 0 | 4 | 13524-089-000576 | MONTGOMERY WARD ATTN D B KALISH
22572 | Permanently Closed | 1989-06-23 | 1958-01-01 | 1989-06-23 | Petroleum | Unleaded gasoline | Unleaded gasoline | [7 empty] | 1901-01-01 | [15 empty] | UST Currently In Use: 0; UST Temp Close: 0; AST Currently In Use: 0; AST Temp Closed: 0 | 0 | 0 | 4 | 13524-089-000576 | MONTGOMERY WARD ATTN D B KALISH
22573 | Permanently Closed | 1901-01-01 | 1969-01-01 | 1986-07-01 | Petroleum | Unleaded gasoline | Unleaded gasoline |  | Fiberglass reinforced plastic | Fiberglass reinforced plastic |  |  | Steel |  | 1901-01-01 | [15 empty] | UST Currently In Use: 0; UST Temp Close: 0; AST Currently In Use: 0; AST Temp Closed: 0 | 0 | 0 | 4 | 13524-097-000575 | MONTGOMERY WARD ATTN D B KALISH
22574 | Permanently Closed | 1901-01-01 | 1969-01-01 | 1986-07-01 | Petroleum | Unleaded gasoline | Unleaded gasoline |  | Fiberglass reinforced plastic | Fiberglass reinforced plastic |  |  | Steel |  | 1901-01-01 | [15 empty] | UST Currently In Use: 0; UST Temp Close: 0; AST Currently In Use: 0; AST Temp Closed: 0 | 0 | 0 | 4 | 13524-097-000575 | MONTGOMERY WARD ATTN D B KALISH
22575 | Permanently Closed | 1901-01-01 | 1969-01-01 | 1986-07-01 | Petroleum | Unleaded gasoline | Unleaded gasoline |  | Fiberglass reinforced plastic | Fiberglass reinforced plastic |  |  | Steel |  | 1901-01-01 | [15 empty] | UST Currently In Use: 0; UST Temp Close: 0; AST Currently In Use: 0; AST Temp Closed: 0 | 0 | 0 | 4 | 13524-097-000575 | MONTGOMERY WARD ATTN D B KALISH
22576 | Permanently Closed | 1995-08-30 | 1969-01-01 | 1995-10-30 | Petroleum | Used oil | Used oil | [5 empty] | Steel |  | 1901-01-01 | [15 empty] | UST Currently In Use: 0; UST Temp Close: 0; AST Currently In Use: 0; AST Temp Closed: 0 | 0 | 0 | 4 | 13524-097-000575 | MONTGOMERY WARD ATTN D B KALISH
22577 | Permanently Closed | 1992-04-02 | 1977-01-01 | 1998-06-25 | Petroleum | Unleaded gasoline | Unleaded gasoline |  | Steel | Steel |  | Painted or None | Steel |  | 1901-01-01 | [15 empty] | UST Currently In Use: 0; UST Temp Close: 0; AST Currently In Use: 0; AST Temp Closed: 0 | 0 | 0 | 2 | 13525-073-001202 | MOORE ENGINEERING & CONSTRUCTION
22578 | Permanently Closed | 1992-04-02 | 1976-01-01 | 1998-06-25 | Petroleum | On road diesel | On road diesel |  | Steel | Steel |  | Painted or None | Steel |  | 1901-01-01 | [15 empty] | UST Currently In Use: 0; UST Temp Close: 0; AST Currently In Use: 0; AST Temp Closed: 0 | 0 | 0 | 2 | 13525-073-001202 | MOORE ENGINEERING & CONSTRUCTION
22579 | Permanently Closed | 1997-12-31 | 1978-01-01 | 1998-05-06 | Petroleum | Unleaded gasoline | Unleaded gasoline | Retail | Steel | Steel |  | Painted or None | Steel |  | 1901-01-01 | [15 empty] | UST Currently In Use: 0; UST Temp Close: 0; AST Currently In Use: 0; AST Temp Closed: 0 | 0 | 0 | 3 | 13526-073-012931 | MOORE OIL COMPANY, INC.
22580 | Permanently Closed | 1997-12-31 | 1976-01-01 | 1998-05-06 | Petroleum | Unleaded gasoline | Unleaded gasoline | Retail | Steel | Steel |  | Painted or None | Steel |  | 1901-01-01 | [15 empty] | UST Currently In Use: 0; UST Temp Close: 0; AST Currently In Use: 0; AST Temp Closed: 0 | 0 | 0 | 3 | 13526-073-012931 | MOORE OIL COMPANY, INC.
22581 | Permanently Closed | 1997-12-31 | 1976-01-01 | 1998-05-06 | Petroleum | Unleaded gasoline | Unleaded gasoline | Retail | Steel | Steel |  | Painted or None | Steel |  | 1901-01-01 | [15 empty] | UST Currently In Use: 0; UST Temp Close: 0; AST Currently In Use: 0; AST Temp Closed: 0 | 0 | 0 | 3 | 13526-073-012931 | MOORE OIL COMPANY, INC.
22582 | Currently in Use |  | 1986-01-01 |  | Petroleum | Unleaded gasoline | Unleaded gasoline | Retail | Single Wall, Steel | Steel | Coated & cathodic protection (sti-P3) |  | Fiberglass reinforced plastic, Single Wall |  |  |  | Catchment Basin, Single walled catchment basin | Automatic shutoff device At 95% full | Automatic shutoff device At 95% full |  |  | Continuous Automatic Tank Gauge |  | Automatic flow restrictor (MLLD) | Automatic flow restrictor (MLLD) |  |  | Annual line testing | Annual line testing |  | UST Currently In Use: 4; UST Temp Close: 0; AST Currently In Use: 0; AST Temp Closed: 0 | 4 | 0 | 0 | 13526-073-014386 | MOORE OIL COMPANY, INC.
22583 | Currently in Use |  | 1986-01-01 |  | Petroleum | Unleaded gasoline | Unleaded gasoline | Retail | Single Wall, Steel | Steel | Coated & cathodic protection (sti-P3) |  | Fiberglass reinforced plastic, Single Wall |  |  |  | Catchment Basin, Single walled catchment basin | Automatic shutoff device At 95% full | Automatic shutoff device At 95% full |  |  | Continuous Automatic Tank Gauge |  | Automatic flow restrictor (MLLD) | Automatic flow restrictor (MLLD) |  |  | Annual line testing | Annual line testing |  | UST Currently In Use: 4; UST Temp Close: 0; AST Currently In Use: 0; AST Temp Closed: 0 | 4 | 0 | 0 | 13526-073-014386 | MOORE OIL COMPANY, INC.
22584 | Currently in Use |  | 1986-01-01 |  | Petroleum | Premium gasoline | Premium gasoline | Retail | Single Wall, Steel | Steel | Coated & cathodic protection (sti-P3) |  | Fiberglass reinforced plastic, Single Wall |  |  |  | Catchment Basin, Single walled catchment basin | Automatic shutoff device At 95% full | Automatic shutoff device At 95% full |  |  | Continuous Automatic Tank Gauge |  | Automatic flow restrictor (MLLD) | Automatic flow restrictor (MLLD) |  |  | Annual line testing | Annual line testing |  | UST Currently In Use: 4; UST Temp Close: 0; AST Currently In Use: 0; AST Temp Closed: 0 | 4 | 0 | 0 | 13526-073-014386 | MOORE OIL COMPANY, INC.
22585 | Currently in Use |  | 1986-01-01 |  | Petroleum | On road diesel | On road diesel | Retail | Single Wall, Steel | Steel | Coated & cathodic protection (sti-P3) |  | Fiberglass reinforced plastic, Single Wall |  |  |  | Catchment Basin, Single walled catchment basin | Automatic shutoff device At 95% full | Automatic shutoff device At 95% full |  |  | Continuous Automatic Tank Gauge |  | Automatic flow restrictor (MLLD) | Automatic flow restrictor (MLLD) |  |  | Annual line testing | Annual line testing |  | UST Currently In Use: 4; UST Temp Close: 0; AST Currently In Use: 0; AST Temp Closed: 0 | 4 | 0 | 0 | 13526-073-014386 | MOORE OIL COMPANY, INC.
22586 | Currently in Use |  | 1983-06-01 |  | Petroleum | Unleaded gasoline | Unleaded gasoline | Retail | Single Wall, Steel | Steel | Field installed cathodic protection |  | Fiberglass reinforced plastic, Single Wall |  |  |  | Catchment Basin, Single walled catchment basin | Automatic shutoff device At 95% full | Automatic shutoff device At 95% full |  |  | Continuous Automatic Tank Gauge |  | Automatic shutoff device (AELLD) | Automatic shutoff device (AELLD) | [5 empty] | UST Currently In Use: 3; UST Temp Close: 0; AST Currently In Use: 0; AST Temp Closed: 0 | 3 | 0 | 0 | 13526-073-015157 | MOORE OIL COMPANY, INC.
22587 | Currently in Use |  | 1980-05-01 |  | Petroleum | Unleaded gasoline | Unleaded gasoline | Retail | Single Wall, Steel | Steel | Field installed cathodic protection |  | Fiberglass reinforced plastic, Single Wall |  |  |  | Catchment Basin, Single walled catchment basin | Automatic shutoff device At 95% full | Automatic shutoff device At 95% full |  |  | Continuous Automatic Tank Gauge |  | Automatic shutoff device (AELLD) | Automatic shutoff device (AELLD) | [5 empty] | UST Currently In Use: 3; UST Temp Close: 0; AST Currently In Use: 0; AST Temp Closed: 0 | 3 | 0 | 0 | 13526-073-015157 | MOORE OIL COMPANY, INC.
22588 | Currently in Use |  | 1980-05-01 |  | Petroleum | Premium gasoline | Premium gasoline | Retail | Single Wall, Steel | Steel | Field installed cathodic protection |  | Fiberglass reinforced plastic, Single Wall |  |  |  | Catchment Basin, Single walled catchment basin | Automatic shutoff device At 95% full | Automatic shutoff device At 95% full |  |  | Continuous Automatic Tank Gauge |  | Automatic shutoff device (AELLD) | Automatic shutoff device (AELLD) | [5 empty] | UST Currently In Use: 3; UST Temp Close: 0; AST Currently In Use: 0; AST Temp Closed: 0 | 3 | 0 | 0 | 13526-073-015157 | MOORE OIL COMPANY, INC.
22589 | Currently in Use |  | 1986-04-01 |  | Petroleum | Unleaded gasoline | Unleaded gasoline | Retail | Steel | Steel | Field installed cathodic protection |  | Fiberglass reinforced plastic |  |  | Field installed cathodic protection, FLEX CONNS | Catchment Basin, Single walled catchment basin | Flow Rest 90% Full | Flow Rest 90% Full |  |  | Continuous Automatic Tank Gauge |  | Automatic shutoff device (AELLD) | Automatic shutoff device (AELLD) | [5 empty] | UST Currently In Use: 4; UST Temp Close: 0; AST Currently In Use: 0; AST Temp Closed: 0 | 4 | 0 | 0 | 13526-117-015018 | MOORE OIL COMPANY, INC.
22590 | Currently in Use |  | 1986-04-01 |  | Petroleum | Unleaded gasoline | Unleaded gasoline | Retail | Steel | Steel | Field installed cathodic protection |  | Fiberglass reinforced plastic |  |  | Field installed cathodic protection, FLEX CONNS | Catchment Basin, Single walled catchment basin | Flow Rest 90% Full | Flow Rest 90% Full |  |  | Continuous Automatic Tank Gauge |  | Automatic shutoff device (AELLD) | Automatic shutoff device (AELLD) | [5 empty] | UST Currently In Use: 4; UST Temp Close: 0; AST Currently In Use: 0; AST Temp Closed: 0 | 4 | 0 | 0 | 13526-117-015018 | MOORE OIL COMPANY, INC.
22591 | Currently in Use |  | 1986-04-01 |  | Petroleum | Premium gasoline | Premium gasoline | Retail | Steel | Steel | Field installed cathodic protection |  | Fiberglass reinforced plastic |  |  | Field installed cathodic protection, FLEX CONNS | Catchment Basin, Single walled catchment basin | Flow Rest 90% Full | Flow Rest 90% Full |  |  | Continuous Automatic Tank Gauge |  | Automatic shutoff device (AELLD) | Automatic shutoff device (AELLD) | [5 empty] | UST Currently In Use: 4; UST Temp Close: 0; AST Currently In Use: 0; AST Temp Closed: 0 | 4 | 0 | 0 | 13526-117-015018 | MOORE OIL COMPANY, INC.
22592 | Currently in Use |  | 1986-04-01 |  | Petroleum | On road diesel | On road diesel | Retail | Steel | Steel | Field installed cathodic protection |  | Fiberglass reinforced plastic |  |  | Field installed cathodic protection, FLEX CONNS | Catchment Basin, Single walled catchment basin | Automatic shutoff device At 95% full | Automatic shutoff device At 95% full |  |  | Continuous Automatic Tank Gauge |  | Automatic shutoff device (AELLD) | Automatic shutoff device (AELLD) | [5 empty] | UST Currently In Use: 4; UST Temp Close: 0; AST Currently In Use: 0; AST Temp Closed: 0 | 4 | 0 | 0 | 13526-117-015018 | MOORE OIL COMPANY, INC.
22593 | Permanently Closed | 1998-08-21 | 1976-01-05 | 1998-08-21 | Petroleum | Unleaded gasoline | Unleaded gasoline | Retail | Steel | Steel |  | Painted or None | Steel |  | 1901-01-01 | [6 empty] | Statistical Inventory Reconciliation (SIR) | [8 empty] | UST Currently In Use: 0; UST Temp Close: 2; AST Currently In Use: 0; AST Temp Closed: 0 | 0 | 2 | 5 | 25636-075-006546 | TONY SAINE
22594 | Permanently Closed | 2001-05-14 | 1976-01-05 | 2001-04-09 | Petroleum | Unleaded gasoline | Unleaded gasoline | Retail | Steel | Steel | Field installed cathodic protection | Painted or None | Steel |  | 1901-01-01 | Field installed cathodic protection | Catchment Basin, Single walled catchment basin | Automatic shutoff device At 95% full | Automatic shutoff device At 95% full |  |  | Statistical Inventory Reconciliation (SIR) | [8 empty] | UST Currently In Use: 0; UST Temp Close: 2; AST Currently In Use: 0; AST Temp Closed: 0 | 0 | 2 | 5 | 25636-075-006546 | TONY SAINE
22595 | Permanently Closed | 2001-05-14 | 1976-01-05 | 2001-04-09 | Petroleum | Mid-grade gasoline | Mid-grade gasoline | Retail | Steel | Steel | Field installed cathodic protection |  | Steel |  | 1901-01-01 | Field installed cathodic protection | Catchment Basin, Single walled catchment basin | Automatic shutoff device At 95% full | Automatic shutoff device At 95% full |  |  | Statistical Inventory Reconciliation (SIR) | [8 empty] | UST Currently In Use: 0; UST Temp Close: 2; AST Currently In Use: 0; AST Temp Closed: 0 | 0 | 2 | 5 | 25636-075-006546 | TONY SAINE
22596 | Permanently Closed | 2001-05-14 | 1973-01-01 | 2001-04-09 | Petroleum | Premium gasoline | Premium gasoline | Retail | Steel | Steel | Field installed cathodic protection |  | Steel |  | 1901-01-01 | Field installed cathodic protection | Catchment Basin, Single walled catchment basin | Automatic shutoff device At 95% full | Automatic shutoff device At 95% full |  |  | Statistical Inventory Reconciliation (SIR) | [8 empty] | UST Currently In Use: 0; UST Temp Close: 2; AST Currently In Use: 0; AST Temp Closed: 0 | 0 | 2 | 5 | 25636-075-006546 | TONY SAINE
22597 | Permanently Closed | 1997-02-01 | 1981-01-05 | 1997-03-19 | Petroleum | On road diesel | On road diesel | Retail | Steel | Steel |  | Painted or None | Steel |  | 1901-01-01 | [6 empty] | Statistical Inventory Reconciliation (SIR) | [8 empty] | UST Currently In Use: 0; UST Temp Close: 2; AST Currently In Use: 0; AST Temp Closed: 0 | 0 | 2 | 5 | 25636-075-006546 | TONY SAINE
22598 | Permanently Closed | 2010-11-17 | 1985-01-05 | 2022-09-26 | Petroleum | Unleaded gasoline | Unleaded gasoline | Retail | Steel | Steel | Coated & cathodic protection (sti-P3), Field installed cathodic protection |  | Steel |  |  | Field installed cathodic protection | Catchment Basin, Single walled catchment basin | Automatic shutoff device At 95% full | Automatic shutoff device At 95% full |  |  | Statistical Inventory Reconciliation (SIR) | [8 empty] | UST Currently In Use: 0; UST Temp Close: 0; AST Currently In Use: 1; AST Temp Closed: 0 | 0 | 0 | 3 | 13529-057-006544 | MOORE PETROLEUM COMPANY, INC.
22599 | Permanently Closed | 2010-11-17 | 1985-01-05 | 2022-09-26 | Petroleum | On road diesel | On road diesel | Retail | Steel | Steel | Coated & cathodic protection (sti-P3), Field installed cathodic protection |  | Steel |  |  | Field installed cathodic protection | Catchment Basin, Single walled catchment basin | Automatic shutoff device At 95% full | Automatic shutoff device At 95% full |  |  | Statistical Inventory Reconciliation (SIR) | [8 empty] | UST Currently In Use: 0; UST Temp Close: 0; AST Currently In Use: 1; AST Temp Closed: 0 | 0 | 0 | 3 | 13529-057-006544 | MOORE PETROLEUM COMPANY, INC.
22600 | Permanently Closed | 2010-11-17 | 1985-01-05 | 2022-09-26 | Petroleum | Mid-grade gasoline | Mid-grade gasoline | Retail | Steel | Steel | Coated & cathodic protection (sti-P3), Field installed cathodic protection |  | Steel |  |  | Field installed cathodic protection | Catchment Basin, Single walled catchment basin | Automatic shutoff device At 95% full | Automatic shutoff device At 95% full |  |  | Statistical Inventory Reconciliation (SIR) | [8 empty] | UST Currently In Use: 0; UST Temp Close: 0; AST Currently In Use: 1; AST Temp Closed: 0 | 0 | 0 | 3 | 13529-057-006544 | MOORE PETROLEUM COMPANY, INC.
22601 | Permanently Closed | 1992-05-06 | 1977-01-01 | 1992-05-06 | Petroleum | Unleaded gasoline | Unleaded gasoline |  | Steel | Steel |  | Painted or None | Steel |  | 1901-01-01 | [15 empty] | UST Currently In Use: 0; UST Temp Close: 3; AST Currently In Use: 1; AST Temp Closed: 0 | 0 | 3 | 1 | 13529-059-006549 | MOORE PETROLEUM COMPANY, INC.
22602 | Permanently Closed | 1995-05-13 | 1978-01-01 | 1998-11-09 | Petroleum | Unleaded gasoline | Unleaded gasoline | Retail | Steel | Steel | Field installed cathodic protection |  | Fiberglass reinforced plastic |  | 1901-01-01 | Field installed cathodic protection | Catchment Basin, Single walled catchment basin | Automatic shutoff device At 95% full | Automatic shutoff device At 95% full |  |  | Statistical Inventory Reconciliation (SIR) | [8 empty] | UST Currently In Use: 0; UST Temp Close: 0; AST Currently In Use: 0; AST Temp Closed: 0 | 0 | 0 | 3 | 13529-073-009212 | MOORE PETROLEUM COMPANY, INC.
22603 | Permanently Closed | 1995-05-13 | 1978-01-01 | 1998-11-09 | Petroleum | Unleaded gasoline | Unleaded gasoline | Retail | Steel | Steel | Field installed cathodic protection |  | Fiberglass reinforced plastic |  | 1901-01-01 | Field installed cathodic protection | Catchment Basin, Single walled catchment basin | Automatic shutoff device At 95% full | Automatic shutoff device At 95% full |  |  | Statistical Inventory Reconciliation (SIR) | [8 empty] | UST Currently In Use: 0; UST Temp Close: 0; AST Currently In Use: 0; AST Temp Closed: 0 | 0 | 0 | 3 | 13529-073-009212 | MOORE PETROLEUM COMPANY, INC.
22604 | Permanently Closed | 1995-05-13 | 1978-01-01 | 1998-11-09 | Petroleum | Unleaded gasoline | Unleaded gasoline | Retail | Steel | Steel | Field installed cathodic protection |  | Fiberglass reinforced plastic |  | 1901-01-01 | Field installed cathodic protection | Catchment Basin, Single walled catchment basin | Automatic shutoff device At 95% full | Automatic shutoff device At 95% full |  |  | Statistical Inventory Reconciliation (SIR) | [5 empty] | Annual line testing | Annual line testing |  | UST Currently In Use: 0; UST Temp Close: 0; AST Currently In Use: 0; AST Temp Closed: 0 | 0 | 0 | 3 | 13529-073-009212 | MOORE PETROLEUM COMPANY, INC.
22605 | Permanently Closed | 2007-11-12 | 1983-01-05 | 2007-11-12 | Petroleum | Unleaded gasoline | Unleaded gasoline | Retail | Steel | Steel | Field installed cathodic protection |  | Steel |  | 1901-01-01 | Field installed cathodic protection | Catchment Basin, Single walled catchment basin | Automatic shutoff device At 95% full | Automatic shutoff device At 95% full |  |  | Statistical Inventory Reconciliation (SIR) | [8 empty] | UST Currently In Use: 0; UST Temp Close: 0; AST Currently In Use: 0; AST Temp Closed: 0 | 0 | 0 | 2 | 13529-075-006540 | MOORE PETROLEUM COMPANY, INC.
22606 | Permanently Closed | 2007-11-12 | 1976-01-05 | 2007-11-12 | Petroleum | Premium gasoline | Premium gasoline | Retail | Steel | Steel | Field installed cathodic protection |  | Steel |  | 1901-01-01 | Field installed cathodic protection | Catchment Basin, Single walled catchment basin | Flow Rest 90% Full | Flow Rest 90% Full |  |  | Statistical Inventory Reconciliation (SIR) | [8 empty] | UST Currently In Use: 0; UST Temp Close: 0; AST Currently In Use: 0; AST Temp Closed: 0 | 0 | 0 | 2 | 13529-075-006540 | MOORE PETROLEUM COMPANY, INC.
22607 | Permanently Closed | 1990-05-10 | 1980-01-01 | 1990-05-10 | Petroleum | Unleaded gasoline | Unleaded gasoline |  | Steel | Steel |  |  | Other, STEEL |  | 1901-01-01 | [15 empty] | UST Currently In Use: 0; UST Temp Close: 0; AST Currently In Use: 0; AST Temp Closed: 0 | 0 | 0 | 2 | 13529-075-011268 | MOORE PETROLEUM COMPANY, INC.
22608 | Permanently Closed | 1990-05-10 | 1980-01-01 | 1990-05-10 | Petroleum | Unleaded gasoline | Unleaded gasoline |  | Steel | Steel |  |  | Other, STEEL |  | 1901-01-01 | [15 empty] | UST Currently In Use: 0; UST Temp Close: 0; AST Currently In Use: 0; AST Temp Closed: 0 | 0 | 0 | 2 | 13529-075-011268 | MOORE PETROLEUM COMPANY, INC.
22609 | Currently in Use |  | 1982-01-05 |  | Petroleum | Unleaded gasoline | Unleaded gasoline | Retail | Steel | Steel | Field installed cathodic protection |  | Steel |  |  | Field installed cathodic protection | Catchment Basin, Single walled catchment basin | Flow Rest 90% Full | Flow Rest 90% Full |  |  | Statistical Inventory Reconciliation (SIR) | [8 empty] | UST Currently In Use: 3; UST Temp Close: 0; AST Currently In Use: 0; AST Temp Closed: 0 | 3 | 0 | 0 | 13529-093-004371 | MOORE PETROLEUM COMPANY, INC.
22610 | Currently in Use |  | 1982-01-05 |  | Petroleum | Unleaded gasoline | Unleaded gasoline | Retail | Steel | Steel | Field installed cathodic protection | Painted or None | Steel |  |  | Field installed cathodic protection | Catchment Basin, Single walled catchment basin | Flow Rest 90% Full | Flow Rest 90% Full |  |  | Statistical Inventory Reconciliation (SIR) | [8 empty] | UST Currently In Use: 3; UST Temp Close: 0; AST Currently In Use: 0; AST Temp Closed: 0 | 3 | 0 | 0 | 13529-093-004371 | MOORE PETROLEUM COMPANY, INC.
22611 | Currently in Use |  | 1982-01-05 |  | Petroleum | On road diesel | On road diesel | Retail | Steel | Steel | Field installed cathodic protection |  | Steel |  |  | Field installed cathodic protection | Catchment Basin, Single walled catchment basin | Flow Rest 90% Full | Flow Rest 90% Full |  |  | Statistical Inventory Reconciliation (SIR) | [8 empty] | UST Currently In Use: 3; UST Temp Close: 0; AST Currently In Use: 0; AST Temp Closed: 0 | 3 | 0 | 0 | 13529-093-004371 | MOORE PETROLEUM COMPANY, INC.
22612 | Permanently Closed | 2003-04-04 | 1980-01-01 | 2003-04-04 | Petroleum | Unleaded gasoline | Unleaded gasoline | Retail | Steel | Steel | Field installed cathodic protection |  | Steel |  | 1901-01-01 | Field installed cathodic protection | Catchment Basin, Single walled catchment basin | Automatic shutoff device At 95% full | Automatic shutoff device At 95% full |  |  | Statistical Inventory Reconciliation (SIR) | [8 empty] | UST Currently In Use: 2; UST Temp Close: 0; AST Currently In Use: 0; AST Temp Closed: 0 | 2 | 0 | 3 | 13529-093-006532 | MOORE PETROLEUM COMPANY, INC.
22613 | Permanently Closed | 2003-04-04 | 1980-01-01 | 2003-04-04 | Petroleum | Premium gasoline | Premium gasoline | Retail | Steel | Steel | Field installed cathodic protection |  | Steel |  | 1901-01-01 | Field installed cathodic protection | Catchment Basin, Single walled catchment basin | Automatic shutoff device At 95% full | Automatic shutoff device At 95% full |  |  | Statistical Inventory Reconciliation (SIR) | [8 empty] | UST Currently In Use: 2; UST Temp Close: 0; AST Currently In Use: 0; AST Temp Closed: 0 | 2 | 0 | 3 | 13529-093-006532 | MOORE PETROLEUM COMPANY, INC.
22614 | Permanently Closed | 2003-04-04 | 1980-01-01 | 2003-04-04 | Petroleum | Mid-grade gasoline | Mid-grade gasoline | Retail | Steel | Steel | Field installed cathodic protection |  | Steel |  | 1901-01-01 | Field installed cathodic protection | Catchment Basin, Single walled catchment basin | Automatic shutoff device At 95% full | Automatic shutoff device At 95% full |  |  | Statistical Inventory Reconciliation (SIR) | [8 empty] | UST Currently In Use: 2; UST Temp Close: 0; AST Currently In Use: 0; AST Temp Closed: 0 | 2 | 0 | 3 | 13529-093-006532 | MOORE PETROLEUM COMPANY, INC.
22615 | Currently in Use |  | 1982-01-01 |  | Petroleum | Premium gasoline | Premium gasoline | Retail | Single Wall, Steel | Steel | Coated & cathodic protection (sti-P3) |  | Fiberglass reinforced plastic, Single Wall, C COMMENTS |  |  | Other, FLXS ISOLA | Catchment Basin, Single walled catchment basin | Automatic shutoff device At 95% full | Automatic shutoff device At 95% full |  |  | Automatic Tank Gauge | Direct Bury submersible pump | Automatic flow restrictor (MLLD) | Automatic flow restrictor (MLLD) |  |  | Annual line testing | Annual line testing |  | UST Currently In Use: 4; UST Temp Close: 0; AST Currently In Use: 1; AST Temp Closed: 0 | 4 | 0 | 0 | 13529-093-006536 | MOORE PETROLEUM COMPANY, INC.
22616 | Currently in Use |  | 1982-01-01 |  | Petroleum | Unleaded gasoline | Unleaded gasoline | Retail | Single Wall, Steel | Steel | Coated & cathodic protection (sti-P3) |  | Fiberglass reinforced plastic, Single Wall, C COMMENTS |  |  | Other, FLXS ISOLA | Catchment Basin, Single walled catchment basin | Automatic shutoff device At 95% full | Automatic shutoff device At 95% full |  |  | Automatic Tank Gauge | Direct Bury submersible pump | Automatic flow restrictor (MLLD) | Automatic flow restrictor (MLLD) |  |  | Annual line testing | Annual line testing |  | UST Currently In Use: 4; UST Temp Close: 0; AST Currently In Use: 1; AST Temp Closed: 0 | 4 | 0 | 0 | 13529-093-006536 | MOORE PETROLEUM COMPANY, INC.
22617 | Currently in Use |  | 1982-01-01 |  | Petroleum | Unleaded gasoline | Unleaded gasoline | Retail | Single Wall, Steel | Steel | Coated & cathodic protection (sti-P3) |  | Fiberglass reinforced plastic, Single Wall, C COMMENTS |  |  | Other, FLXS ISOLA | Catchment Basin, Single walled catchment basin | Automatic shutoff device At 95% full | Automatic shutoff device At 95% full |  |  | Automatic Tank Gauge | Direct Bury submersible pump | Automatic flow restrictor (MLLD) | Automatic flow restrictor (MLLD) |  |  | Annual line testing | Annual line testing |  | UST Currently In Use: 4; UST Temp Close: 0; AST Currently In Use: 1; AST Temp Closed: 0 | 4 | 0 | 0 | 13529-093-006536 | MOORE PETROLEUM COMPANY, INC.
22618 | Currently in Use |  | 1982-01-01 |  | Petroleum | On road diesel | On road diesel | Retail | Fiberglass coated steel | Fiberglass coated steel |  |  | Fiberglass reinforced plastic, Single Wall, C COMMENTS |  |  | Other, FLXS ISOLA | Catchment Basin, Single walled catchment basin | Automatic shutoff device At 95% full | Automatic shutoff device At 95% full |  |  | Automatic Tank Gauge | Direct Bury submersible pump | Automatic flow restrictor (MLLD) | Automatic flow restrictor (MLLD) |  |  | Annual line testing | Annual line testing |  | UST Currently In Use: 4; UST Temp Close: 0; AST Currently In Use: 1; AST Temp Closed: 0 | 4 | 0 | 0 | 13529-093-006536 | MOORE PETROLEUM COMPANY, INC.
22619 | Permanently Closed | 2005-02-10 | 1979-01-01 | 2005-10-27 | Petroleum | Unleaded gasoline | Unleaded gasoline | Retail | Steel | Steel | Field installed cathodic protection |  | Flexible |  | 1901-01-01 |  | Catchment Basin, Single walled catchment basin | Automatic shutoff device At 95% full | Automatic shutoff device At 95% full |  |  | Statistical Inventory Reconciliation (SIR) | [5 empty] | Statistical inventory reconciliation (SIR) | Statistical inventory reconciliation (SIR) |  | UST Currently In Use: 0; UST Temp Close: 0; AST Currently In Use: 0; AST Temp Closed: 0 | 0 | 0 | 2 | 13529-093-006537 | MOORE PETROLEUM COMPANY, INC.
22620 | Permanently Closed | 2005-02-10 | 1979-01-01 | 2005-10-27 | Petroleum | Premium gasoline | Premium gasoline | Retail | Steel | Steel | Field installed cathodic protection |  | Flexible |  | 1901-01-01 |  | Catchment Basin, Single walled catchment basin | Automatic shutoff device At 95% full | Automatic shutoff device At 95% full |  |  | Statistical Inventory Reconciliation (SIR) | [5 empty] | Statistical inventory reconciliation (SIR) | Statistical inventory reconciliation (SIR) |  | UST Currently In Use: 0; UST Temp Close: 0; AST Currently In Use: 0; AST Temp Closed: 0 | 0 | 0 | 2 | 13529-093-006537 | MOORE PETROLEUM COMPANY, INC.
22621 | Permanently Closed | 1996-09-01 | 1979-01-05 | 1997-10-14 | Petroleum | Unleaded gasoline | Unleaded gasoline | Retail | Steel | Steel |  | Painted or None | Steel |  | 1901-01-01 | [6 empty] | Statistical Inventory Reconciliation (SIR) | [5 empty] | Statistical inventory reconciliation (SIR) | Statistical inventory reconciliation (SIR) |  | UST Currently In Use: 0; UST Temp Close: 0; AST Currently In Use: 0; AST Temp Closed: 0 | 0 | 0 | 3 | 13529-093-006538 | MOORE PETROLEUM COMPANY, INC.
22622 | Permanently Closed | 1996-09-01 | 1979-01-05 | 1997-10-14 | Petroleum | Unleaded gasoline | Unleaded gasoline | Retail | Steel | Steel |  | Painted or None | Steel |  | 1901-01-01 | [6 empty] | Statistical Inventory Reconciliation (SIR) | [5 empty] | Statistical inventory reconciliation (SIR) | Statistical inventory reconciliation (SIR) |  | UST Currently In Use: 0; UST Temp Close: 0; AST Currently In Use: 0; AST Temp Closed: 0 | 0 | 0 | 3 | 13529-093-006538 | MOORE PETROLEUM COMPANY, INC.
22623 | Permanently Closed | 1996-09-01 | 1979-01-05 | 1997-10-14 | Petroleum | Unleaded gasoline | Unleaded gasoline | Retail | Steel | Steel |  | Painted or None | Steel |  | 1901-01-01 | [6 empty] | Statistical Inventory Reconciliation (SIR) | [5 empty] | Statistical inventory reconciliation (SIR) | Statistical inventory reconciliation (SIR) |  | UST Currently In Use: 0; UST Temp Close: 0; AST Currently In Use: 0; AST Temp Closed: 0 | 0 | 0 | 3 | 13529-093-006538 | MOORE PETROLEUM COMPANY, INC.
22624 | Permanently Closed | 1991-06-24 | 1979-01-01 | 1991-06-24 | Petroleum | Unleaded gasoline | Unleaded gasoline |  | Steel | Steel |  |  | Steel |  | 1901-01-01 | [15 empty] | UST Currently In Use: 2; UST Temp Close: 0; AST Currently In Use: 0; AST Temp Closed: 0 | 2 | 0 | 3 | 13529-093-006539 | MOORE PETROLEUM COMPANY, INC.
22625 | Permanently Closed | 1991-06-24 | 1975-01-01 | 1991-06-24 | Petroleum | Unleaded gasoline | Unleaded gasoline |  | Steel | Steel |  |  | Steel |  | 1901-01-01 | [15 empty] | UST Currently In Use: 2; UST Temp Close: 0; AST Currently In Use: 0; AST Temp Closed: 0 | 2 | 0 | 3 | 13529-093-006539 | MOORE PETROLEUM COMPANY, INC.
22626 | Permanently Closed | 1991-06-24 | 1975-01-01 | 1991-06-24 | Petroleum | Unleaded gasoline | Unleaded gasoline |  | Steel | Steel |  |  | Steel |  | 1901-01-01 | [15 empty] | UST Currently In Use: 2; UST Temp Close: 0; AST Currently In Use: 0; AST Temp Closed: 0 | 2 | 0 | 3 | 13529-093-006539 | MOORE PETROLEUM COMPANY, INC.
22627 | Permanently Closed | 2003-11-01 | 1981-01-01 | 2004-09-23 | Petroleum | Unleaded gasoline | Unleaded gasoline | Retail | Steel | Steel | Field installed cathodic protection |  | Steel |  | 1901-01-01 | Field installed cathodic protection | Catchment Basin, Single walled catchment basin | Automatic shutoff device At 95% full | Automatic shutoff device At 95% full |  |  | Statistical Inventory Reconciliation (SIR) | [8 empty] | UST Currently In Use: 0; UST Temp Close: 0; AST Currently In Use: 0; AST Temp Closed: 0 | 0 | 0 | 3 | 13529-093-006543 | MOORE PETROLEUM COMPANY, INC.
22628 | Permanently Closed | 2003-11-01 | 1981-01-01 | 2004-09-23 | Petroleum | Premium gasoline | Premium gasoline | Retail | Steel | Steel | Field installed cathodic protection |  | Steel |  | 1901-01-01 | Field installed cathodic protection | Catchment Basin, Single walled catchment basin | Automatic shutoff device At 95% full | Automatic shutoff device At 95% full |  |  | Statistical Inventory Reconciliation (SIR) | [8 empty] | UST Currently In Use: 0; UST Temp Close: 0; AST Currently In Use: 0; AST Temp Closed: 0 | 0 | 0 | 3 | 13529-093-006543 | MOORE PETROLEUM COMPANY, INC.
22629 | Permanently Closed | 2003-11-01 | 1981-01-01 | 2004-09-23 | Petroleum | Mid-grade gasoline | Mid-grade gasoline | Retail | Steel | Steel | Field installed cathodic protection |  | Steel |  | 1901-01-01 | Field installed cathodic protection | Catchment Basin, Single walled catchment basin | Automatic shutoff device At 95% full | Automatic shutoff device At 95% full |  |  | Statistical Inventory Reconciliation (SIR) | [8 empty] | UST Currently In Use: 0; UST Temp Close: 0; AST Currently In Use: 0; AST Temp Closed: 0 | 0 | 0 | 3 | 13529-093-006543 | MOORE PETROLEUM COMPANY, INC.
22630 | Currently in Use |  | 1980-01-05 |  | Petroleum | Unleaded gasoline | Unleaded gasoline | Retail | Single Wall, Steel | Steel | Field installed cathodic protection |  | Double Wall, Fiberglass reinforced plastic |  | 2015-05-15 |  | Catchment Basin, Single walled catchment basin | Automatic shutoff device At 95% full | Automatic shutoff device At 95% full |  |  | Automatic Tank Gauge | Single walled submersible pump containment sump | Automatic flow restrictor (MLLD), Containment Sump | Containment Sump | Interstitial Monitoring within Secondary Containment | SENSOR TO ATG | Continuous alarm system, Other, INT REQ | Other |  | UST Currently In Use: 3; UST Temp Close: 0; AST Currently In Use: 0; AST Temp Closed: 0 | 3 | 0 | 0 | 13529-093-006545 | MOORE PETROLEUM COMPANY, INC.
22631 | Currently in Use |  | 1980-01-05 |  | Petroleum | Premium gasoline | Premium gasoline | Retail | Single Wall, Steel | Steel | Field installed cathodic protection |  | Double Wall, Fiberglass reinforced plastic |  | 2015-05-15 |  | Catchment Basin, Single walled catchment basin | Automatic shutoff device At 95% full | Automatic shutoff device At 95% full |  |  | Automatic Tank Gauge | Single walled submersible pump containment sump | Automatic flow restrictor (MLLD), Containment Sump | Containment Sump | Interstitial Monitoring within Secondary Containment | SENSOR TO ATG | Continuous alarm system, Other, INT REQ | Other |  | UST Currently In Use: 3; UST Temp Close: 0; AST Currently In Use: 0; AST Temp Closed: 0 | 3 | 0 | 0 | 13529-093-006545 | MOORE PETROLEUM COMPANY, INC.
22632 | Currently in Use |  | 1980-01-05 |  | Petroleum | On road diesel | On road diesel | Retail | Single Wall, Steel | Steel | Field installed cathodic protection |  | Double Wall, Fiberglass reinforced plastic |  | 2015-05-15 |  | Catchment Basin, Single walled catchment basin | Automatic shutoff device At 95% full | Automatic shutoff device At 95% full |  |  | Automatic Tank Gauge | Single walled submersible pump containment sump | Automatic flow restrictor (MLLD), Containment Sump | Containment Sump | Interstitial Monitoring within Secondary Containment | SENSOR TO ATG | Continuous alarm system, Other, INT REQ | Other |  | UST Currently In Use: 3; UST Temp Close: 0; AST Currently In Use: 0; AST Temp Closed: 0 | 3 | 0 | 0 | 13529-093-006545 | MOORE PETROLEUM COMPANY, INC.
22633 | Permanently Closed | 1990-05-10 | 1975-01-01 | 1990-05-10 | Petroleum | Unleaded gasoline | Unleaded gasoline |  | Steel | Steel |  |  | Steel |  | 1901-01-01 | [15 empty] | UST Currently In Use: 0; UST Temp Close: 0; AST Currently In Use: 0; AST Temp Closed: 0 | 0 | 0 | 3 | 13529-093-006547 | MOORE PETROLEUM COMPANY, INC.
22634 | Permanently Closed | 1990-05-10 | 1975-01-01 | 1990-05-10 | Petroleum | Unleaded gasoline | Unleaded gasoline |  | Steel | Steel |  |  | Steel |  | 1901-01-01 | [15 empty] | UST Currently In Use: 0; UST Temp Close: 0; AST Currently In Use: 0; AST Temp Closed: 0 | 0 | 0 | 3 | 13529-093-006547 | MOORE PETROLEUM COMPANY, INC.
22635 | Permanently Closed | 1990-05-10 | 1975-01-01 | 1990-05-10 | Petroleum | Unleaded gasoline | Unleaded gasoline |  | Steel | Steel |  |  | Steel |  | 1901-01-01 | [15 empty] | UST Currently In Use: 0; UST Temp Close: 0; AST Currently In Use: 0; AST Temp Closed: 0 | 0 | 0 | 3 | 13529-093-006547 | MOORE PETROLEUM COMPANY, INC.
22636 | Permanently Closed | 2001-11-08 | 1978-01-01 | 2001-11-08 | Petroleum | Unleaded gasoline | Unleaded gasoline | Retail | Steel | Steel | Field installed cathodic protection |  | Steel |  | 1901-01-01 | Field installed cathodic protection | Catchment Basin, Single walled catchment basin | Automatic shutoff device At 95% full | Automatic shutoff device At 95% full |  |  | Statistical Inventory Reconciliation (SIR) | [8 empty] | UST Currently In Use: 0; UST Temp Close: 0; AST Currently In Use: 0; AST Temp Closed: 0 | 0 | 0 | 3 | 13529-093-006552 | MOORE PETROLEUM COMPANY, INC.
22637 | Permanently Closed | 2001-11-08 | 1978-01-01 | 2001-11-08 | Petroleum | Premium gasoline | Premium gasoline | Retail | Steel | Steel | Field installed cathodic protection |  | Steel |  | 1901-01-01 | Field installed cathodic protection | Catchment Basin, Single walled catchment basin | Automatic shutoff device At 95% full | Automatic shutoff device At 95% full |  |  | Statistical Inventory Reconciliation (SIR) | [8 empty] | UST Currently In Use: 0; UST Temp Close: 0; AST Currently In Use: 0; AST Temp Closed: 0 | 0 | 0 | 3 | 13529-093-006552 | MOORE PETROLEUM COMPANY, INC.
22638 | Permanently Closed | 2001-11-08 | 1978-01-01 | 2001-11-08 | Petroleum | Mid-grade gasoline | Mid-grade gasoline | Retail | Steel | Steel | Field installed cathodic protection |  | Steel |  | 1901-01-01 | Field installed cathodic protection | Catchment Basin, Single walled catchment basin | Automatic shutoff device At 95% full | Automatic shutoff device At 95% full |  |  | Statistical Inventory Reconciliation (SIR) | [8 empty] | UST Currently In Use: 0; UST Temp Close: 0; AST Currently In Use: 0; AST Temp Closed: 0 | 0 | 0 | 3 | 13529-093-006552 | MOORE PETROLEUM COMPANY, INC.
22639 | Currently in Use |  | 1994-01-01 |  | Petroleum | On road diesel | On road diesel | Retail | Single Wall, Steel | Steel | Coated & cathodic protection (sti-P3) |  | Fiberglass reinforced plastic, Single Wall |  |  | Other, FLXS ISOLA | Catchment Basin, Single walled catchment basin | Automatic shutoff device At 95% full | Automatic shutoff device At 95% full |  |  | Continuous Automatic Tank Gauge | Direct Bury submersible pump | Automatic shutoff device (AELLD) | Automatic shutoff device (AELLD) | [5 empty] | UST Currently In Use: 5; UST Temp Close: 0; AST Currently In Use: 0; AST Temp Closed: 0 | 5 | 0 | 0 | 13529-093-006553 | MOORE PETROLEUM COMPANY, INC.
22640 | Currently in Use |  | 1994-01-01 |  | Petroleum | Premium gasoline | Premium gasoline | Retail | Single Wall, Steel | Steel | Coated & cathodic protection (sti-P3) |  | Fiberglass reinforced plastic, Single Wall |  |  | Other, FLXS ISOLA | Catchment Basin, Single walled catchment basin | Automatic shutoff device At 95% full | Automatic shutoff device At 95% full |  |  | Continuous Automatic Tank Gauge | Direct Bury submersible pump | Automatic shutoff device (AELLD) | Automatic shutoff device (AELLD) | [5 empty] | UST Currently In Use: 5; UST Temp Close: 0; AST Currently In Use: 0; AST Temp Closed: 0 | 5 | 0 | 0 | 13529-093-006553 | MOORE PETROLEUM COMPANY, INC.
22641 | Currently in Use |  | 1994-01-01 |  | Petroleum | Unleaded gasoline | Unleaded gasoline | Retail | Single Wall, Steel | Steel | Coated & cathodic protection (sti-P3) |  | Fiberglass reinforced plastic, Single Wall |  |  | Other, FLXS ISOLA | Catchment Basin, Single walled catchment basin | Automatic shutoff device At 95% full | Automatic shutoff device At 95% full |  |  | Continuous Automatic Tank Gauge | Direct Bury submersible pump | Automatic shutoff device (AELLD) | Automatic shutoff device (AELLD) | [5 empty] | UST Currently In Use: 5; UST Temp Close: 0; AST Currently In Use: 0; AST Temp Closed: 0 | 5 | 0 | 0 | 13529-093-006553 | MOORE PETROLEUM COMPANY, INC.
22642 | Currently in Use |  | 1994-01-01 |  | Petroleum | Unleaded gasoline | Unleaded gasoline | Retail | Single Wall, Steel | Steel | Coated & cathodic protection (sti-P3) |  | Fiberglass reinforced plastic, Single Wall |  |  | Other, FLXS ISOLA | Catchment Basin, Single walled catchment basin | Automatic shutoff device At 95% full | Automatic shutoff device At 95% full |  |  | Continuous Automatic Tank Gauge | Direct Bury submersible pump | Automatic shutoff device (AELLD) | Automatic shutoff device (AELLD) | [5 empty] | UST Currently In Use: 5; UST Temp Close: 0; AST Currently In Use: 0; AST Temp Closed: 0 | 5 | 0 | 0 | 13529-093-006553 | MOORE PETROLEUM COMPANY, INC.
22643 | Currently in Use |  | 1994-01-01 |  | Petroleum | On road diesel | On road diesel | Retail | Single Wall, Steel | Steel | Coated & cathodic protection (sti-P3) |  | Fiberglass reinforced plastic, Single Wall |  |  | Other, FLXS ISOLA | Catchment Basin, Single walled catchment basin | Automatic shutoff device At 95% full | Automatic shutoff device At 95% full |  |  | Continuous Automatic Tank Gauge | Direct Bury submersible pump | Automatic shutoff device (AELLD) | Automatic shutoff device (AELLD) | [5 empty] | UST Currently In Use: 5; UST Temp Close: 0; AST Currently In Use: 0; AST Temp Closed: 0 | 5 | 0 | 0 | 13529-093-006553 | MOORE PETROLEUM COMPANY, INC.
22644 | Permanently Closed | 1990-05-10 | 1985-01-01 | 1990-05-10 | Petroleum | Unleaded gasoline | Unleaded gasoline |  | Steel | Steel | Coated & cathodic protection (sti-P3) |  | Fiberglass reinforced plastic |  | 1901-01-01 | [15 empty] | UST Currently In Use: 0; UST Temp Close: 0; AST Currently In Use: 0; AST Temp Closed: 0 | 0 | 0 | 2 | 13529-093-008347 | MOORE PETROLEUM COMPANY, INC.
22645 | Permanently Closed | 1990-05-10 | 1985-01-01 | 1990-05-10 | Petroleum | Unleaded gasoline | Unleaded gasoline |  | Steel | Steel | Coated & cathodic protection (sti-P3) |  | Fiberglass reinforced plastic |  | 1901-01-01 | [15 empty] | UST Currently In Use: 0; UST Temp Close: 0; AST Currently In Use: 0; AST Temp Closed: 0 | 0 | 0 | 2 | 13529-093-008347 | MOORE PETROLEUM COMPANY, INC.
22646 | Currently in Use |  | 1989-01-01 |  | Petroleum | Unleaded gasoline | Unleaded gasoline | Retail | Fiberglass reinforced plastic, Single Wall | Single Wall |  |  | Fiberglass reinforced plastic, Single Wall |  |  | None | Catchment Basin, Single walled catchment basin | Flow Rest 90% Full | Flow Rest 90% Full |  |  | Statistical Inventory Reconciliation (SIR) | Direct Bury submersible pump | Automatic flow restrictor (MLLD) | Automatic flow restrictor (MLLD) |  |  | Statistical inventory reconciliation (SIR) | Statistical inventory reconciliation (SIR) |  | UST Currently In Use: 4; UST Temp Close: 0; AST Currently In Use: 0; AST Temp Closed: 0 | 4 | 0 | 0 | 13284-093-013763 | H.L. MARTIN DISTRIBUTING CO.
22647 | Currently in Use |  | 1989-01-01 |  | Petroleum | Unleaded gasoline | Unleaded gasoline | Retail | Fiberglass reinforced plastic, Single Wall | Single Wall |  |  | Fiberglass reinforced plastic, Single Wall |  |  | None | Catchment Basin, Single walled catchment basin | Flow Rest 90% Full | Flow Rest 90% Full |  |  | Statistical Inventory Reconciliation (SIR) | Direct Bury submersible pump | Automatic flow restrictor (MLLD) | Automatic flow restrictor (MLLD) |  |  | Statistical inventory reconciliation (SIR) | Statistical inventory reconciliation (SIR) |  | UST Currently In Use: 4; UST Temp Close: 0; AST Currently In Use: 0; AST Temp Closed: 0 | 4 | 0 | 0 | 13284-093-013763 | H.L. MARTIN DISTRIBUTING CO.
22648 | Currently in Use |  | 1989-01-01 |  | Petroleum | Unleaded gasoline | Unleaded gasoline | Retail | Fiberglass reinforced plastic, Single Wall | Single Wall |  |  | Fiberglass reinforced plastic, Single Wall |  |  |  | Catchment Basin, Single walled catchment basin | Flow Rest 90% Full | Flow Rest 90% Full |  |  | Statistical Inventory Reconciliation (SIR) | Direct Bury submersible pump | Automatic flow restrictor (MLLD) | Automatic flow restrictor (MLLD) |  |  | Statistical inventory reconciliation (SIR) | Statistical inventory reconciliation (SIR) |  | UST Currently In Use: 4; UST Temp Close: 0; AST Currently In Use: 0; AST Temp Closed: 0 | 4 | 0 | 0 | 13284-093-013763 | H.L. MARTIN DISTRIBUTING CO.
22649 | Permanently Closed | 2007-04-15 | 1981-01-01 | 2007-11-29 | Petroleum | Unleaded gasoline | Unleaded gasoline | Retail | Steel | Steel | Field installed cathodic protection |  | Fiberglass reinforced plastic |  | 1901-01-01 | Field installed cathodic protection | Catchment Basin, Single walled catchment basin | Automatic shutoff device At 95% full | Automatic shutoff device At 95% full |  |  | Statistical Inventory Reconciliation (SIR) | [5 empty] | Statistical inventory reconciliation (SIR) | Statistical inventory reconciliation (SIR) |  | UST Currently In Use: 0; UST Temp Close: 0; AST Currently In Use: 0; AST Temp Closed: 0 | 0 | 0 | 4 | 13529-127-006534 | MOORE PETROLEUM COMPANY, INC.
22650 | Permanently Closed | 2007-04-15 | 1981-01-01 | 2007-11-29 | Petroleum | Premium gasoline | Premium gasoline | Retail | Steel | Steel | Field installed cathodic protection |  | Fiberglass reinforced plastic |  | 1901-01-01 | Field installed cathodic protection | Catchment Basin, Single walled catchment basin | Automatic shutoff device At 95% full | Automatic shutoff device At 95% full |  |  | Statistical Inventory Reconciliation (SIR) | [5 empty] | Statistical inventory reconciliation (SIR) | Statistical inventory reconciliation (SIR) |  | UST Currently In Use: 0; UST Temp Close: 0; AST Currently In Use: 0; AST Temp Closed: 0 | 0 | 0 | 4 | 13529-127-006534 | MOORE PETROLEUM COMPANY, INC.
22651 | Permanently Closed | 2007-04-15 | 1981-01-01 | 2007-11-29 | Petroleum | Mid-grade gasoline | Mid-grade gasoline | Retail | Steel | Steel | Field installed cathodic protection |  | Fiberglass reinforced plastic |  | 1901-01-01 | Field installed cathodic protection | Catchment Basin, Single walled catchment basin | Automatic shutoff device At 95% full | Automatic shutoff device At 95% full |  |  | Statistical Inventory Reconciliation (SIR) | [5 empty] | Statistical inventory reconciliation (SIR) | Statistical inventory reconciliation (SIR) |  | UST Currently In Use: 0; UST Temp Close: 0; AST Currently In Use: 0; AST Temp Closed: 0 | 0 | 0 | 4 | 13529-127-006534 | MOORE PETROLEUM COMPANY, INC.
22652 | Permanently Closed | 1998-09-22 | 1975-01-05 | 1998-09-22 | Petroleum | Unleaded gasoline | Unleaded gasoline | Retail | Steel | Steel |  | Painted or None | Steel |  | 1901-01-01 | [6 empty] | Statistical Inventory Reconciliation (SIR) | [8 empty] | UST Currently In Use: 0; UST Temp Close: 0; AST Currently In Use: 0; AST Temp Closed: 0 | 0 | 0 | 3 | 13529-127-006541 | MOORE PETROLEUM COMPANY, INC.
22653 | Permanently Closed | 1998-09-22 | 1975-01-05 | 1998-09-22 | Petroleum | Unleaded gasoline | Unleaded gasoline | Retail | Steel | Steel |  | Painted or None | Steel |  | 1901-01-01 | [6 empty] | Statistical Inventory Reconciliation (SIR) | [8 empty] | UST Currently In Use: 0; UST Temp Close: 0; AST Currently In Use: 0; AST Temp Closed: 0 | 0 | 0 | 3 | 13529-127-006541 | MOORE PETROLEUM COMPANY, INC.
22654 | Permanently Closed | 1998-09-22 | 1975-01-05 | 1998-09-22 | Petroleum | Unleaded gasoline | Unleaded gasoline | Retail | Steel | Steel |  | Painted or None | Steel |  | 1901-01-01 | [6 empty] | Statistical Inventory Reconciliation (SIR) | [8 empty] | UST Currently In Use: 0; UST Temp Close: 0; AST Currently In Use: 0; AST Temp Closed: 0 | 0 | 0 | 3 | 13529-127-006541 | MOORE PETROLEUM COMPANY, INC.
22655 | Permanently Closed | 1994-09-01 | 1984-01-05 | 1994-09-08 | Petroleum | Unleaded gasoline | Unleaded gasoline | Retail | Steel | Steel |  | Painted or None | Steel |  | 1901-01-01 | [6 empty] | Statistical Inventory Reconciliation (SIR) | [8 empty] | UST Currently In Use: 0; UST Temp Close: 0; AST Currently In Use: 0; AST Temp Closed: 0 | 0 | 0 | 2 | 13529-127-006550 | MOORE PETROLEUM COMPANY, INC.
22656 | Permanently Closed | 1994-09-01 | 1978-01-05 | 1994-09-08 | Petroleum | Unleaded gasoline | Unleaded gasoline | Retail | Steel | Steel |  | Painted or None | Steel |  | 1901-01-01 | [6 empty] | Statistical Inventory Reconciliation (SIR) | [8 empty] | UST Currently In Use: 0; UST Temp Close: 0; AST Currently In Use: 0; AST Temp Closed: 0 | 0 | 0 | 2 | 13529-127-006550 | MOORE PETROLEUM COMPANY, INC.
22657 | Permanently Closed | 2008-04-02 | 1901-01-01 | 2008-12-09 | Petroleum | Unleaded gasoline | Unleaded gasoline | Retail | Steel | Steel | Coated & cathodic protection (sti-P3) |  | Fiberglass reinforced plastic |  | 1901-01-01 |  | Catchment Basin, Single walled catchment basin | Automatic shutoff device At 95% full | Automatic shutoff device At 95% full |  |  | Statistical Inventory Reconciliation (SIR) | [5 empty] | Statistical inventory reconciliation (SIR) | Statistical inventory reconciliation (SIR) |  | UST Currently In Use: 0; UST Temp Close: 0; AST Currently In Use: 0; AST Temp Closed: 0 | 0 | 0 | 3 | 13529-127-008659 | MOORE PETROLEUM COMPANY, INC.
22658 | Permanently Closed | 2008-04-02 | 1901-01-01 | 2008-12-09 | Petroleum | Premium gasoline | Premium gasoline | Retail | Steel | Steel | Coated & cathodic protection (sti-P3) |  | Fiberglass reinforced plastic |  | 1901-01-01 |  | Catchment Basin, Single walled catchment basin | Automatic shutoff device At 95% full | Automatic shutoff device At 95% full |  |  | Statistical Inventory Reconciliation (SIR) | [5 empty] | Statistical inventory reconciliation (SIR) | Statistical inventory reconciliation (SIR) |  | UST Currently In Use: 0; UST Temp Close: 0; AST Currently In Use: 0; AST Temp Closed: 0 | 0 | 0 | 3 | 13529-127-008659 | MOORE PETROLEUM COMPANY, INC.
22659 | Permanently Closed | 2008-04-02 | 1901-01-01 | 2008-12-09 | Petroleum | Mid-grade gasoline | Mid-grade gasoline | Retail | Steel | Steel | Coated & cathodic protection (sti-P3) |  | Fiberglass reinforced plastic |  | 1901-01-01 |  | Catchment Basin, Single walled catchment basin | Automatic shutoff device At 95% full | Automatic shutoff device At 95% full |  |  | Statistical Inventory Reconciliation (SIR) | [5 empty] | Statistical inventory reconciliation (SIR) | Statistical inventory reconciliation (SIR) |  | UST Currently In Use: 0; UST Temp Close: 0; AST Currently In Use: 0; AST Temp Closed: 0 | 0 | 0 | 3 | 13529-127-008659 | MOORE PETROLEUM COMPANY, INC.
22660 | Currently in Use |  | 1989-01-01 |  | Petroleum | Unleaded gasoline | Unleaded gasoline | Retail | Fiberglass coated steel, Single Wall | Single Wall |  |  | Double Wall, Fiberglass reinforced plastic |  | 2009-03-10 |  | Catchment Basin, Single walled catchment basin | Automatic shutoff device At 95% full | Automatic shutoff device At 95% full |  |  | Continuous Automatic Tank Gauge | Single walled submersible pump containment sump | Automatic shutoff device (AELLD), Containment Sump | Containment Sump | Interstitial Monitoring within Secondary Containment | MANUAL/VISUAL CHECK |  |  |  | UST Currently In Use: 3; UST Temp Close: 0; AST Currently In Use: 0; AST Temp Closed: 0 | 3 | 0 | 0 | 13529-127-013762 | MOORE PETROLEUM COMPANY, INC.
22661 | Currently in Use |  | 1989-01-01 |  | Petroleum | Unleaded gasoline | Unleaded gasoline | Retail | Fiberglass coated steel, Single Wall, MANIFOLDED | Single Wall |  |  | Double Wall, Fiberglass reinforced plastic |  | 2009-03-10 |  | Catchment Basin, Single walled catchment basin | Automatic shutoff device At 95% full | Automatic shutoff device At 95% full |  |  | Continuous Automatic Tank Gauge | Direct Bury submersible pump | [7 empty] | UST Currently In Use: 3; UST Temp Close: 0; AST Currently In Use: 0; AST Temp Closed: 0 | 3 | 0 | 0 | 13529-127-013762 | MOORE PETROLEUM COMPANY, INC.
22662 | Currently in Use |  | 1989-01-01 |  | Petroleum | Premium gasoline | Premium gasoline | Retail | Fiberglass coated steel, Single Wall | Single Wall |  |  | Double Wall, Fiberglass reinforced plastic |  | 2009-03-10 |  | Catchment Basin, Single walled catchment basin | Automatic shutoff device At 95% full | Automatic shutoff device At 95% full |  |  | Continuous Automatic Tank Gauge | Single walled submersible pump containment sump | Automatic shutoff device (AELLD), Containment Sump | Containment Sump | Interstitial Monitoring within Secondary Containment | MANUAL/VISUAL CHECK |  |  |  | UST Currently In Use: 3; UST Temp Close: 0; AST Currently In Use: 0; AST Temp Closed: 0 | 3 | 0 | 0 | 13529-127-013762 | MOORE PETROLEUM COMPANY, INC.
22663 | Permanently Closed | 2011-06-15 | 1984-01-05 | 2011-06-15 | Petroleum | Unleaded gasoline | Unleaded gasoline | Retail | Steel | Steel | Field installed cathodic protection |  | Steel |  | 1901-01-01 | Field installed cathodic protection | Catchment Basin, Single walled catchment basin | Flow Rest 90% Full | Flow Rest 90% Full |  |  | Statistical Inventory Reconciliation (SIR) | [5 empty] | Statistical inventory reconciliation (SIR) | Statistical inventory reconciliation (SIR) |  | UST Currently In Use: 0; UST Temp Close: 0; AST Currently In Use: 0; AST Temp Closed: 0 | 0 | 0 | 3 | 13529-133-006548 | MOORE PETROLEUM COMPANY, INC.
22664 | Permanently Closed | 2010-06-22 | 1977-01-05 | 2011-06-15 | Petroleum | Premium gasoline | Premium gasoline | Retail | Steel | Steel | Field installed cathodic protection |  | Steel |  | 1901-01-01 | Field installed cathodic protection | Catchment Basin, Single walled catchment basin | Flow Rest 90% Full | Flow Rest 90% Full |  |  | Statistical Inventory Reconciliation (SIR) | [5 empty] | Statistical inventory reconciliation (SIR) | Statistical inventory reconciliation (SIR) |  | UST Currently In Use: 0; UST Temp Close: 0; AST Currently In Use: 0; AST Temp Closed: 0 | 0 | 0 | 3 | 13529-133-006548 | MOORE PETROLEUM COMPANY, INC.
22665 | Permanently Closed | 2010-06-22 | 1977-01-05 | 2011-06-15 | Petroleum | Mid-grade gasoline | Mid-grade gasoline | Retail | Steel | Steel | Field installed cathodic protection |  | Steel |  | 1901-01-01 | Field installed cathodic protection | Catchment Basin, Single walled catchment basin | Flow Rest 90% Full | Flow Rest 90% Full |  |  | Statistical Inventory Reconciliation (SIR) | [5 empty] | Statistical inventory reconciliation (SIR) | Statistical inventory reconciliation (SIR) |  | UST Currently In Use: 0; UST Temp Close: 0; AST Currently In Use: 0; AST Temp Closed: 0 | 0 | 0 | 3 | 13529-133-006548 | MOORE PETROLEUM COMPANY, INC.
22666 | Currently in Use |  | 1985-01-01 |  | Petroleum | Unleaded gasoline | Unleaded gasoline | Retail | Single Wall, Steel | Steel | Coated & cathodic protection (sti-P3) |  | Fiberglass reinforced plastic, Single Wall |  |  | Other, FLXS ISOLA | Catchment Basin, Single walled catchment basin | Automatic shutoff device At 95% full | Automatic shutoff device At 95% full |  |  | Continuous Automatic Tank Gauge |  | Automatic flow restrictor (MLLD) | Automatic flow restrictor (MLLD) |  |  | Annual line testing | Annual line testing |  | UST Currently In Use: 3; UST Temp Close: 0; AST Currently In Use: 2; AST Temp Closed: 0 | 3 | 0 | 0 | 13529-133-008482 | MOORE PETROLEUM COMPANY, INC.
22667 | Currently in Use |  | 1985-01-01 |  | Petroleum | Unleaded gasoline | Unleaded gasoline | Retail | Single Wall, Steel | Steel | Coated & cathodic protection (sti-P3) |  | Fiberglass reinforced plastic, Single Wall |  |  | Other, FLXS ISOLA | Catchment Basin, Single walled catchment basin | Automatic shutoff device At 95% full | Automatic shutoff device At 95% full |  |  | Continuous Automatic Tank Gauge |  | Automatic flow restrictor (MLLD) | Automatic flow restrictor (MLLD) |  |  | Annual line testing | Annual line testing |  | UST Currently In Use: 3; UST Temp Close: 0; AST Currently In Use: 2; AST Temp Closed: 0 | 3 | 0 | 0 | 13529-133-008482 | MOORE PETROLEUM COMPANY, INC.
22668 | Currently in Use |  | 1985-01-01 |  | Petroleum | On road diesel | On road diesel | Retail | Single Wall, Steel | Steel | Coated & cathodic protection (sti-P3) |  | Fiberglass reinforced plastic, Single Wall |  |  | Other, FLXS ISOLA | Catchment Basin, Single walled catchment basin | Automatic shutoff device At 95% full, Flow Rest 90% Full | Flow Rest 90% Full |  |  | Continuous Automatic Tank Gauge |  | Automatic flow restrictor (MLLD) | Automatic flow restrictor (MLLD) |  |  | Annual line testing | Annual line testing |  | UST Currently In Use: 3; UST Temp Close: 0; AST Currently In Use: 2; AST Temp Closed: 0 | 3 | 0 | 0 | 13529-133-008482 | MOORE PETROLEUM COMPANY, INC.
22669 | Permanently Closed | 1987-08-14 | 1976-01-01 |  | Petroleum | Other, OTHER | Other |  | Steel | Steel | Interior lined (not allowed as a standalone method of corrosion protection) | Painted or None | Steel |  | 1901-01-01 | [15 empty] | UST Currently In Use: 0; UST Temp Close: 0; AST Currently In Use: 0; AST Temp Closed: 0 | 0 | 0 | 8 | 24366-117-003625 | SUMMER CLASSICS PROPERTIES, LLC
22670 | Permanently Closed | 1987-08-14 | 1974-01-01 |  | Petroleum | Other, OTHER | Other |  | Steel | Steel | Interior lined (not allowed as a standalone method of corrosion protection) | Painted or None | Steel |  | 1901-01-01 | [15 empty] | UST Currently In Use: 0; UST Temp Close: 0; AST Currently In Use: 0; AST Temp Closed: 0 | 0 | 0 | 8 | 24366-117-003625 | SUMMER CLASSICS PROPERTIES, LLC
22671 | Permanently Closed | 1987-08-14 | 1964-01-01 |  | Petroleum | Other, OTHER | Other |  | Steel | Steel | Interior lined (not allowed as a standalone method of corrosion protection) | Painted or None | Steel |  | 1901-01-01 | [15 empty] | UST Currently In Use: 0; UST Temp Close: 0; AST Currently In Use: 0; AST Temp Closed: 0 | 0 | 0 | 8 | 24366-117-003625 | SUMMER CLASSICS PROPERTIES, LLC
22672 | Permanently Closed | 1987-08-14 | 1966-01-01 |  | Petroleum | Other, OTHER | Other |  | Steel | Steel | Interior lined (not allowed as a standalone method of corrosion protection) | Painted or None | Steel |  | 1901-01-01 | [15 empty] | UST Currently In Use: 0; UST Temp Close: 0; AST Currently In Use: 0; AST Temp Closed: 0 | 0 | 0 | 8 | 24366-117-003625 | SUMMER CLASSICS PROPERTIES, LLC
22673 | Permanently Closed | 2009-10-01 | 1983-01-01 | 2014-07-18 | Petroleum | On road diesel | On road diesel | Industrial | Steel | Steel | Coated & cathodic protection (sti-P3) |  | Fiberglass reinforced plastic |  |  |  | Catchment Basin, Single walled catchment basin | Automatic shutoff device At 95% full | Automatic shutoff device At 95% full |  |  | Statistical Inventory Reconciliation (SIR) | [5 empty] | Statistical inventory reconciliation (SIR) | Statistical inventory reconciliation (SIR) |  | UST Currently In Use: 0; UST Temp Close: 0; AST Currently In Use: 0; AST Temp Closed: 0 | 0 | 0 | 8 | 24366-117-003625 | SUMMER CLASSICS PROPERTIES, LLC
22674 | Permanently Closed | 1993-12-03 | 1983-01-01 | 1998-12-03 | Petroleum | Unleaded gasoline | Unleaded gasoline |  | Steel | Steel | Coated & cathodic protection (sti-P3) |  | Fiberglass reinforced plastic |  | 1901-01-01 | [15 empty] | UST Currently In Use: 0; UST Temp Close: 0; AST Currently In Use: 0; AST Temp Closed: 0 | 0 | 0 | 8 | 24366-117-003625 | SUMMER CLASSICS PROPERTIES, LLC
22675 | Permanently Closed | 1993-12-03 | 1983-01-01 | 1998-12-03 | Petroleum | Other, MOTOR OIL | Other |  | Steel | Steel | Coated & cathodic protection (sti-P3) |  | Fiberglass reinforced plastic |  | 1901-01-01 | [15 empty] | UST Currently In Use: 0; UST Temp Close: 0; AST Currently In Use: 0; AST Temp Closed: 0 | 0 | 0 | 8 | 24366-117-003625 | SUMMER CLASSICS PROPERTIES, LLC
22676 | Permanently Closed | 1993-12-03 | 1983-01-01 | 1998-12-03 | Petroleum | Used oil | Used oil |  | Steel | Steel | Coated & cathodic protection (sti-P3) |  | Fiberglass reinforced plastic |  | 1901-01-01 | [15 empty] | UST Currently In Use: 0; UST Temp Close: 0; AST Currently In Use: 0; AST Temp Closed: 0 | 0 | 0 | 8 | 24366-117-003625 | SUMMER CLASSICS PROPERTIES, LLC
22677 | Permanently Closed | 1993-10-01 | 1974-01-01 | 1993-11-12 | Petroleum | Unleaded gasoline | Unleaded gasoline |  | Steel | Steel |  | Painted or None | Steel |  | 1901-01-01 | [15 empty] | UST Currently In Use: 0; UST Temp Close: 0; AST Currently In Use: 0; AST Temp Closed: 0 | 0 | 0 | 2 | 13531-121-002709 | ECC AMERICA INC/ATTN DAY JOHNSON
22678 | Permanently Closed | 1993-10-01 | 1974-01-01 | 1993-11-12 | Petroleum | Unleaded gasoline | Unleaded gasoline |  | Steel | Steel |  | Painted or None | Steel |  | 1901-01-01 | [15 empty] | UST Currently In Use: 0; UST Temp Close: 0; AST Currently In Use: 0; AST Temp Closed: 0 | 0 | 0 | 2 | 13531-121-002709 | ECC AMERICA INC/ATTN DAY JOHNSON
22679 | Permanently Closed | 1993-12-01 | 1971-01-01 | 1993-12-30 | Petroleum | On road diesel | On road diesel | Bulk facility, Emergency Power Generator | Steel | Steel |  |  | Steel |  | 1901-01-01 | [15 empty] | UST Currently In Use: 0; UST Temp Close: 0; AST Currently In Use: 10; AST Temp Closed: 0 | 0 | 0 | 3 | 13531-121-008842 | ECC AMERICA INC/ATTN DAY JOHNSON
22680 | Permanently Closed | 1993-12-01 | 1972-01-01 | 1993-12-30 | Petroleum | Unleaded gasoline | Unleaded gasoline |  | Steel | Steel |  |  | Steel |  | 1901-01-01 | [12 empty] | Annual line testing | Annual line testing |  | UST Currently In Use: 0; UST Temp Close: 0; AST Currently In Use: 10; AST Temp Closed: 0 | 0 | 0 | 3 | 13531-121-008842 | ECC AMERICA INC/ATTN DAY JOHNSON
22681 | Permanently Closed | 1993-11-12 | 1981-01-01 | 1993-11-12 | Petroleum | On road diesel | On road diesel |  | Steel | Steel |  |  | Steel |  | 1901-01-01 | [15 empty] | UST Currently In Use: 0; UST Temp Close: 0; AST Currently In Use: 10; AST Temp Closed: 0 | 0 | 0 | 3 | 13531-121-008842 | ECC AMERICA INC/ATTN DAY JOHNSON
22682 | Permanently Closed | 1990-08-07 | 1983-01-01 | 1990-08-07 | Petroleum | Unleaded gasoline | Unleaded gasoline | Local government | Steel | Steel |  | Painted or None | Steel |  | 1901-01-01 | [15 empty] | UST Currently In Use: 0; UST Temp Close: 0; AST Currently In Use: 1; AST Temp Closed: 0 | 0 | 0 | 1 | 13533-103-000637 | MORGAN COUNTY BOARD OF EDUCATION
22683 | Permanently Closed | 1990-08-14 | 1977-01-01 | 1990-08-14 | Petroleum | Unleaded gasoline | Unleaded gasoline | Local government | Steel | Steel |  | Painted or None | Steel |  | 1901-01-01 | [15 empty] | UST Currently In Use: 0; UST Temp Close: 0; AST Currently In Use: 1; AST Temp Closed: 0 | 0 | 0 | 1 | 13533-103-000630 | MORGAN COUNTY BOARD OF EDUCATION
22684 | Permanently Closed | 1990-08-08 | 1971-01-01 | 1990-08-08 | Petroleum | Unleaded gasoline | Unleaded gasoline | Local government | Steel | Steel |  | Painted or None | Steel |  | 1901-01-01 | [15 empty] | UST Currently In Use: 0; UST Temp Close: 0; AST Currently In Use: 1; AST Temp Closed: 0 | 0 | 0 | 2 | 13533-103-000631 | MORGAN COUNTY BOARD OF EDUCATION
22685 | Permanently Closed | 1990-08-08 | 1979-01-01 | 1990-08-08 | Petroleum | On road diesel | On road diesel | Local government | Steel | Steel |  | Painted or None | Steel |  | 1901-01-01 | [15 empty] | UST Currently In Use: 0; UST Temp Close: 0; AST Currently In Use: 1; AST Temp Closed: 0 | 0 | 0 | 2 | 13533-103-000631 | MORGAN COUNTY BOARD OF EDUCATION
22686 | Permanently Closed | 1990-08-07 | 1971-01-01 | 1990-08-07 | Petroleum | Unleaded gasoline | Unleaded gasoline | Local government | Steel | Steel |  | Painted or None | Steel |  | 1901-01-01 | [15 empty] | UST Currently In Use: 0; UST Temp Close: 0; AST Currently In Use: 1; AST Temp Closed: 0 | 0 | 0 | 1 | 13533-103-000632 | MORGAN COUNTY BOARD OF EDUCATION
22687 | Permanently Closed | 1990-08-07 | 1979-01-01 | 1990-08-07 | Petroleum | Unleaded gasoline | Unleaded gasoline | Local government | Steel | Steel |  | Painted or None | Steel |  | 1901-01-01 | [15 empty] | UST Currently In Use: 0; UST Temp Close: 0; AST Currently In Use: 1; AST Temp Closed: 0 | 0 | 0 | 1 | 13533-103-000633 | MORGAN COUNTY BOARD OF EDUCATION
22688 | Permanently Closed | 1990-08-07 | 1978-01-01 | 1990-08-07 | Petroleum | Unleaded gasoline | Unleaded gasoline | Local government | Steel | Steel |  | Painted or None | Steel |  | 1901-01-01 | [15 empty] | UST Currently In Use: 0; UST Temp Close: 0; AST Currently In Use: 1; AST Temp Closed: 0 | 0 | 0 | 1 | 13533-103-000634 | MORGAN COUNTY BOARD OF EDUCATION
22689 | Permanently Closed | 1990-08-14 | 1968-01-01 | 1990-08-14 | Petroleum | Unleaded gasoline | Unleaded gasoline | Local government | Steel | Steel |  | Painted or None | Steel |  | 1901-01-01 | [15 empty] | UST Currently In Use: 0; UST Temp Close: 0; AST Currently In Use: 1; AST Temp Closed: 0 | 0 | 0 | 1 | 13533-103-000635 | MORGAN COUNTY BOARD OF EDUCATION
22690 | Permanently Closed | 1990-08-07 | 1983-01-01 | 1990-08-07 | Petroleum | Unleaded gasoline | Unleaded gasoline | Local government | Steel | Steel |  | Painted or None | Steel |  | 1901-01-01 | [15 empty] | UST Currently In Use: 0; UST Temp Close: 0; AST Currently In Use: 1; AST Temp Closed: 0 | 0 | 0 | 1 | 13533-103-000636 | MORGAN COUNTY BOARD OF EDUCATION
22691 | Permanently Closed | 1990-08-08 | 1982-01-01 | 1990-08-08 | Petroleum | Unleaded gasoline | Unleaded gasoline | Local government | Steel | Steel |  | Painted or None | Steel |  | 1901-01-01 | [15 empty] | UST Currently In Use: 0; UST Temp Close: 0; AST Currently In Use: 1; AST Temp Closed: 0 | 0 | 0 | 1 | 13533-103-000638 | MORGAN COUNTY BOARD OF EDUCATION
22692 | Permanently Closed | 1990-08-14 | 1981-01-01 | 1990-08-14 | Petroleum | Unleaded gasoline | Unleaded gasoline | Local government | Steel | Steel |  | Painted or None | Steel |  | 1901-01-01 | [15 empty] | UST Currently In Use: 0; UST Temp Close: 0; AST Currently In Use: 2; AST Temp Closed: 0 | 0 | 0 | 2 | 13533-103-000639 | MORGAN COUNTY BOARD OF EDUCATION
22693 | Permanently Closed | 1990-08-14 | 1982-01-01 | 1990-08-14 | Petroleum | On road diesel | On road diesel | Local government | Steel | Steel |  | Painted or None | Steel |  | 1901-01-01 | [15 empty] | UST Currently In Use: 0; UST Temp Close: 0; AST Currently In Use: 2; AST Temp Closed: 0 | 0 | 0 | 2 | 13533-103-000639 | MORGAN COUNTY BOARD OF EDUCATION
22694 | Permanently Closed | 1990-08-07 | 1976-01-01 | 1990-08-07 | Petroleum | Unleaded gasoline | Unleaded gasoline | Local government | Steel | Steel |  | Painted or None | Steel |  | 1901-01-01 | [15 empty] | UST Currently In Use: 0; UST Temp Close: 0; AST Currently In Use: 1; AST Temp Closed: 0 | 0 | 0 | 2 | 13533-103-001619 | MORGAN COUNTY BOARD OF EDUCATION
22695 | Permanently Closed | 1990-08-07 | 1980-01-01 | 1990-08-07 | Petroleum | On road diesel | On road diesel | Local government | Steel | Steel |  | Painted or None | Steel |  | 1901-01-01 | [15 empty] | UST Currently In Use: 0; UST Temp Close: 0; AST Currently In Use: 1; AST Temp Closed: 0 | 0 | 0 | 2 | 13533-103-001619 | MORGAN COUNTY BOARD OF EDUCATION
22696 | Currently in Use |  | 1986-01-01 |  | Petroleum | Unleaded gasoline | Unleaded gasoline | Retail | Steel | Steel | Coated & cathodic protection (sti-P3), Field installed cathodic protection |  | Fiberglass reinforced plastic |  |  | Field installed cathodic protection, Galvanic Cathodic, FLEX CONNS | Catchment Basin, Single walled catchment basin | Flow Rest 90% Full | Flow Rest 90% Full |  |  | Continuous Automatic Tank Gauge |  | Automatic shutoff device (AELLD) | Automatic shutoff device (AELLD) | [5 empty] | UST Currently In Use: 3; UST Temp Close: 0; AST Currently In Use: 0; AST Temp Closed: 0 | 3 | 0 | 0 | 21877-031-008719 | GURUHARI, INC.
22697 | Currently in Use |  | 1986-01-01 |  | Petroleum | Mid-grade gasoline | Mid-grade gasoline | Retail | Steel | Steel | Coated & cathodic protection (sti-P3), Field installed cathodic protection |  | Fiberglass reinforced plastic |  |  | Field installed cathodic protection, Galvanic Cathodic, FLEX CONNS | Catchment Basin, Single walled catchment basin | Flow Rest 90% Full | Flow Rest 90% Full |  |  | Continuous Automatic Tank Gauge |  | Automatic shutoff device (AELLD) | Automatic shutoff device (AELLD) | [5 empty] | UST Currently In Use: 3; UST Temp Close: 0; AST Currently In Use: 0; AST Temp Closed: 0 | 3 | 0 | 0 | 21877-031-008719 | GURUHARI, INC.
22698 | Currently in Use |  | 1986-01-01 |  | Petroleum | Premium gasoline | Premium gasoline | Retail | Steel | Steel | Coated & cathodic protection (sti-P3), Field installed cathodic protection |  | Fiberglass reinforced plastic |  |  | Field installed cathodic protection, Galvanic Cathodic, FLEX CONNS | Catchment Basin, Single walled catchment basin | Flow Rest 90% Full | Flow Rest 90% Full |  |  | Continuous Automatic Tank Gauge |  | Automatic shutoff device (AELLD) | Automatic shutoff device (AELLD) | [5 empty] | UST Currently In Use: 3; UST Temp Close: 0; AST Currently In Use: 0; AST Temp Closed: 0 | 3 | 0 | 0 | 21877-031-008719 | GURUHARI, INC.
22699 | Permanently Closed | 1901-01-01 | 1975-01-01 | 1988-12-15 | Petroleum | Unleaded gasoline | Unleaded gasoline |  | Steel | Steel |  | Painted or None | Steel |  | 1901-01-01 | [15 empty] | UST Currently In Use: 0; UST Temp Close: 0; AST Currently In Use: 0; AST Temp Closed: 0 | 0 | 0 | 3 | 13536-031-008725 | MORGAN DIST CO
22700 | Permanently Closed | 1901-01-01 | 1975-01-01 | 1988-12-15 | Petroleum | Unleaded gasoline | Unleaded gasoline |  | Steel | Steel |  | Painted or None | Steel |  | 1901-01-01 | [15 empty] | UST Currently In Use: 0; UST Temp Close: 0; AST Currently In Use: 0; AST Temp Closed: 0 | 0 | 0 | 3 | 13536-031-008725 | MORGAN DIST CO
22701 | Permanently Closed | 1901-01-01 | 1975-01-01 | 1988-12-15 | Petroleum | Unleaded gasoline | Unleaded gasoline |  | Steel | Steel |  | Painted or None | Steel |  | 1901-01-01 | [15 empty] | UST Currently In Use: 0; UST Temp Close: 0; AST Currently In Use: 0; AST Temp Closed: 0 | 0 | 0 | 3 | 13536-031-008725 | MORGAN DIST CO
22702 | Permanently Closed | 1901-01-01 | 1958-01-01 | 1988-04-15 | Petroleum | Unleaded gasoline | Unleaded gasoline |  | Steel | Steel |  |  | Steel |  | 1901-01-01 | [15 empty] | UST Currently In Use: 3; UST Temp Close: 0; AST Currently In Use: 0; AST Temp Closed: 0 | 3 | 0 | 5 | 22830-031-008726 | R.S. LORD, LLC
22703 | Permanently Closed | 1901-01-01 | 1968-01-01 | 1988-04-15 | Petroleum | Unleaded gasoline | Unleaded gasoline |  | Steel | Steel |  | Painted or None | Steel |  | 1901-01-01 | [15 empty] | UST Currently In Use: 3; UST Temp Close: 0; AST Currently In Use: 0; AST Temp Closed: 0 | 3 | 0 | 5 | 22830-031-008726 | R.S. LORD, LLC
22704 | Permanently Closed | 1901-01-01 | 1974-01-01 | 1988-04-15 | Petroleum | Unleaded gasoline | Unleaded gasoline |  | Steel | Steel |  | Painted or None | Steel |  | 1901-01-01 | [15 empty] | UST Currently In Use: 3; UST Temp Close: 0; AST Currently In Use: 0; AST Temp Closed: 0 | 3 | 0 | 5 | 22830-031-008726 | R.S. LORD, LLC
22705 | Permanently Closed | 1901-01-01 | 1958-01-01 | 1988-04-15 | Petroleum | Unleaded gasoline | Unleaded gasoline |  | Steel | Steel |  |  | Steel |  | 1901-01-01 | [15 empty] | UST Currently In Use: 3; UST Temp Close: 0; AST Currently In Use: 0; AST Temp Closed: 0 | 3 | 0 | 5 | 22830-031-008726 | R.S. LORD, LLC
22706 | Permanently Closed | 1901-01-01 | 1968-01-01 | 1988-04-15 | Petroleum | Unleaded gasoline | Unleaded gasoline |  | Steel | Steel |  | Painted or None | Steel |  | 1901-01-01 | [15 empty] | UST Currently In Use: 3; UST Temp Close: 0; AST Currently In Use: 0; AST Temp Closed: 0 | 3 | 0 | 5 | 22830-031-008726 | R.S. LORD, LLC
22707 | Currently in Use |  | 1983-01-01 |  | Petroleum | Unleaded gasoline | Unleaded gasoline | Retail | Steel | Steel | Coated & cathodic protection (sti-P3) |  | Fiberglass reinforced plastic |  |  | None | Catchment Basin, Single walled catchment basin | Flow Rest 90% Full | Flow Rest 90% Full |  |  | Continuous Automatic Tank Gauge |  | Automatic flow restrictor (MLLD) | Automatic flow restrictor (MLLD) | Interstitial Monitoring within Secondary Containment |  | Annual line testing | Annual line testing |  | UST Currently In Use: 3; UST Temp Close: 0; AST Currently In Use: 0; AST Temp Closed: 0 | 3 | 0 | 5 | 22830-031-008726 | R.S. LORD, LLC
22708 | Currently in Use |  | 1983-01-01 |  | Petroleum | Premium gasoline | Premium gasoline | Retail | Steel | Steel | Coated & cathodic protection (sti-P3) |  | Fiberglass reinforced plastic |  |  | None | Catchment Basin, Single walled catchment basin | Flow Rest 90% Full | Flow Rest 90% Full |  |  | Continuous Automatic Tank Gauge |  | Automatic flow restrictor (MLLD) | Automatic flow restrictor (MLLD) | Interstitial Monitoring within Secondary Containment |  | Annual line testing | Annual line testing |  | UST Currently In Use: 3; UST Temp Close: 0; AST Currently In Use: 0; AST Temp Closed: 0 | 3 | 0 | 5 | 22830-031-008726 | R.S. LORD, LLC
22709 | Currently in Use |  | 1983-01-01 |  | Petroleum | On road diesel | On road diesel | Retail | Steel | Steel | Coated & cathodic protection (sti-P3) |  | Fiberglass reinforced plastic |  |  | None | Catchment Basin, Single walled catchment basin | Flow Rest 90% Full | Flow Rest 90% Full |  |  | Continuous Automatic Tank Gauge |  | Automatic flow restrictor (MLLD) | Automatic flow restrictor (MLLD) | Interstitial Monitoring within Secondary Containment |  | Annual line testing | Annual line testing |  | UST Currently In Use: 3; UST Temp Close: 0; AST Currently In Use: 0; AST Temp Closed: 0 | 3 | 0 | 5 | 22830-031-008726 | R.S. LORD, LLC
22710 | Permanently Closed | 1997-01-09 | 1976-01-01 | 1997-01-10 | Petroleum | Unleaded gasoline | Unleaded gasoline | Retail | Steel | Steel |  | Painted or None | Steel |  | 1901-01-01 | [6 empty] | Statistical Inventory Reconciliation (SIR) | [5 empty] | Annual line testing, Statistical inventory reconciliation (SIR) | Statistical inventory reconciliation (SIR) |  | UST Currently In Use: 0; UST Temp Close: 0; AST Currently In Use: 0; AST Temp Closed: 0 | 0 | 0 | 3 | 13536-039-008715 | MORGAN DIST CO
22711 | Permanently Closed | 1997-01-09 | 1976-01-01 | 1997-01-10 | Petroleum | Unleaded gasoline | Unleaded gasoline | Retail | Steel | Steel |  | Painted or None | Steel |  | 1901-01-01 | [6 empty] | Statistical Inventory Reconciliation (SIR) | [8 empty] | UST Currently In Use: 0; UST Temp Close: 0; AST Currently In Use: 0; AST Temp Closed: 0 | 0 | 0 | 3 | 13536-039-008715 | MORGAN DIST CO
22712 | Permanently Closed | 1997-01-09 | 1976-01-01 | 1997-01-10 | Petroleum | Unleaded gasoline | Unleaded gasoline | Retail | Steel | Steel |  | Painted or None | Steel |  | 1901-01-01 | [6 empty] | Statistical Inventory Reconciliation (SIR) | [8 empty] | UST Currently In Use: 0; UST Temp Close: 0; AST Currently In Use: 0; AST Temp Closed: 0 | 0 | 0 | 3 | 13536-039-008715 | MORGAN DIST CO
22713 | Temporary Closed | 2008-10-01 | 1980-01-01 |  | Petroleum | Unleaded gasoline | Unleaded gasoline | Retail | Steel | Steel | Field installed cathodic protection |  | Double Wall, Flexible |  | 1901-01-01 | Field installed cathodic protection | Catchment Basin, Single walled catchment basin | Automatic shutoff device At 95% full | Automatic shutoff device At 95% full |  |  | Continuous Automatic Tank Gauge, Statistical Inventory Reconciliation (SIR) |  | Automatic flow restrictor (MLLD), Containment Sump | Containment Sump |  |  | Continuous alarm system, Statistical inventory reconciliation (SIR) | Statistical inventory reconciliation (SIR) |  | UST Currently In Use: 0; UST Temp Close: 4; AST Currently In Use: 0; AST Temp Closed: 0 | 0 | 4 | 0 | 25927-039-008716 | RANDALL SETH STEWART
22714 | Temporary Closed | 2008-10-01 | 1980-01-01 |  | Petroleum | Mid-grade gasoline | Mid-grade gasoline | Retail | Steel | Steel | Field installed cathodic protection |  | Double Wall, Flexible |  | 1901-01-01 | Field installed cathodic protection | Catchment Basin, Single walled catchment basin | Automatic shutoff device At 95% full | Automatic shutoff device At 95% full |  |  | Continuous Automatic Tank Gauge, Statistical Inventory Reconciliation (SIR) |  | Automatic flow restrictor (MLLD), Containment Sump | Containment Sump |  |  | Continuous alarm system, Statistical inventory reconciliation (SIR) | Statistical inventory reconciliation (SIR) |  | UST Currently In Use: 0; UST Temp Close: 4; AST Currently In Use: 0; AST Temp Closed: 0 | 0 | 4 | 0 | 25927-039-008716 | RANDALL SETH STEWART
22715 | Temporary Closed | 2008-10-01 | 1980-01-01 |  | Petroleum | Premium gasoline | Premium gasoline | Retail | Steel | Steel | Field installed cathodic protection |  | Double Wall, Flexible |  | 1901-01-01 | Field installed cathodic protection | Catchment Basin, Single walled catchment basin | Automatic shutoff device At 95% full | Automatic shutoff device At 95% full |  |  | Continuous Automatic Tank Gauge, Statistical Inventory Reconciliation (SIR) |  | Automatic flow restrictor (MLLD), Containment Sump | Containment Sump |  |  | Continuous alarm system, Statistical inventory reconciliation (SIR) | Statistical inventory reconciliation (SIR) |  | UST Currently In Use: 0; UST Temp Close: 4; AST Currently In Use: 0; AST Temp Closed: 0 | 0 | 4 | 0 | 25927-039-008716 | RANDALL SETH STEWART
22716 | Temporary Closed | 2008-10-01 | 1980-01-01 |  | Petroleum | On road diesel | On road diesel | Retail | Steel | Steel | Field installed cathodic protection |  | Double Wall, Flexible |  | 1901-01-01 | Field installed cathodic protection | Catchment Basin, Single walled catchment basin | Automatic shutoff device At 95% full | Automatic shutoff device At 95% full |  |  | Continuous Automatic Tank Gauge, Statistical Inventory Reconciliation (SIR) |  | Automatic flow restrictor (MLLD), Containment Sump | Containment Sump |  |  | Continuous alarm system, Statistical inventory reconciliation (SIR) | Statistical inventory reconciliation (SIR) |  | UST Currently In Use: 0; UST Temp Close: 4; AST Currently In Use: 0; AST Temp Closed: 0 | 0 | 4 | 0 | 25927-039-008716 | RANDALL SETH STEWART
22717 | Permanently Closed | 1901-01-01 | 1953-01-01 | 1988-12-05 | Petroleum | Unleaded gasoline | Unleaded gasoline |  | Steel | Steel |  |  | Steel |  | 1901-01-01 | [15 empty] | UST Currently In Use: 3; UST Temp Close: 0; AST Currently In Use: 0; AST Temp Closed: 0 | 3 | 0 | 4 | 10037-039-008717 | A. W. HERNDON OIL COMPANY, INC.
22718 | Permanently Closed | 1901-01-01 | 1953-01-01 | 1988-12-05 | Petroleum | Unleaded gasoline | Unleaded gasoline |  | Steel | Steel |  |  | Steel |  | 1901-01-01 | [15 empty] | UST Currently In Use: 3; UST Temp Close: 0; AST Currently In Use: 0; AST Temp Closed: 0 | 3 | 0 | 4 | 10037-039-008717 | A. W. HERNDON OIL COMPANY, INC.
22719 | Permanently Closed | 1901-01-01 | 1974-01-01 | 1988-12-05 | Petroleum | Unleaded gasoline | Unleaded gasoline |  | Steel | Steel |  | Painted or None | Steel |  | 1901-01-01 | [15 empty] | UST Currently In Use: 3; UST Temp Close: 0; AST Currently In Use: 0; AST Temp Closed: 0 | 3 | 0 | 4 | 10037-039-008717 | A. W. HERNDON OIL COMPANY, INC.
22720 | Permanently Closed | 1901-01-01 | 1953-01-01 | 1988-12-05 | Petroleum | Unleaded gasoline | Unleaded gasoline |  | Steel | Steel |  |  | Steel |  | 1901-01-01 | [15 empty] | UST Currently In Use: 3; UST Temp Close: 0; AST Currently In Use: 0; AST Temp Closed: 0 | 3 | 0 | 4 | 10037-039-008717 | A. W. HERNDON OIL COMPANY, INC.
22721 | Currently in Use |  | 1989-01-01 |  | Petroleum | Unleaded gasoline | Unleaded gasoline | Retail | Steel | Steel | Coated & cathodic protection (sti-P3) |  | Fiberglass reinforced plastic, Single Wall |  |  |  | Catchment Basin, Single walled catchment basin | Automatic shutoff device At 95% full | Automatic shutoff device At 95% full |  |  | Continuous Automatic Tank Gauge |  | Automatic flow restrictor (MLLD) | Automatic flow restrictor (MLLD) |  |  | Annual line testing | Annual line testing |  | UST Currently In Use: 3; UST Temp Close: 0; AST Currently In Use: 0; AST Temp Closed: 0 | 3 | 0 | 4 | 10037-039-008717 | A. W. HERNDON OIL COMPANY, INC.
22722 | Currently in Use |  | 1989-01-01 |  | Petroleum | Mid-grade gasoline | Mid-grade gasoline | Retail | Steel | Steel | Coated & cathodic protection (sti-P3) |  | Fiberglass reinforced plastic, Single Wall |  |  |  | Catchment Basin, Single walled catchment basin | Automatic shutoff device At 95% full | Automatic shutoff device At 95% full |  |  | Continuous Automatic Tank Gauge |  | Automatic flow restrictor (MLLD) | Automatic flow restrictor (MLLD) |  |  | Annual line testing | Annual line testing |  | UST Currently In Use: 3; UST Temp Close: 0; AST Currently In Use: 0; AST Temp Closed: 0 | 3 | 0 | 4 | 10037-039-008717 | A. W. HERNDON OIL COMPANY, INC.
22723 | Currently in Use |  | 1989-01-01 |  | Petroleum | Premium gasoline | Premium gasoline | Retail | Steel | Steel | Coated & cathodic protection (sti-P3) |  | Fiberglass reinforced plastic, Single Wall |  |  |  | Catchment Basin, Single walled catchment basin | Automatic shutoff device At 95% full | Automatic shutoff device At 95% full |  |  | Continuous Automatic Tank Gauge |  | Automatic flow restrictor (MLLD) | Automatic flow restrictor (MLLD) |  |  | Annual line testing | Annual line testing |  | UST Currently In Use: 3; UST Temp Close: 0; AST Currently In Use: 0; AST Temp Closed: 0 | 3 | 0 | 4 | 10037-039-008717 | A. W. HERNDON OIL COMPANY, INC.
22724 | Permanently Closed | 1993-11-01 | 1971-01-01 | 1994-02-14 | Petroleum | Unleaded gasoline | Unleaded gasoline | Retail | Steel | Steel |  | Painted or None | Steel |  | 1901-01-01 | [15 empty] | UST Currently In Use: 3; UST Temp Close: 0; AST Currently In Use: 0; AST Temp Closed: 0 | 3 | 0 | 4 | 10037-039-008720 | A. W. HERNDON OIL COMPANY, INC.
22725 | Permanently Closed | 1993-11-01 | 1971-01-01 | 1997-01-10 | Petroleum | Unleaded gasoline | Unleaded gasoline | Retail | Steel | Steel |  | Painted or None | Steel |  | 1901-01-01 | [15 empty] | UST Currently In Use: 3; UST Temp Close: 0; AST Currently In Use: 0; AST Temp Closed: 0 | 3 | 0 | 4 | 10037-039-008720 | A. W. HERNDON OIL COMPANY, INC.
22726 | Permanently Closed | 1993-10-01 | 1974-01-01 | 1997-01-10 | Petroleum | Unleaded gasoline | Unleaded gasoline | Retail | Steel | Steel |  | Painted or None | Steel |  | 1901-01-01 | [15 empty] | UST Currently In Use: 3; UST Temp Close: 0; AST Currently In Use: 0; AST Temp Closed: 0 | 3 | 0 | 4 | 10037-039-008720 | A. W. HERNDON OIL COMPANY, INC.
22727 | Permanently Closed | 1993-10-01 | 1971-01-01 | 1997-01-10 | Petroleum | On road diesel | On road diesel | Retail | Steel | Steel |  | Painted or None | Steel |  | 1901-01-01 | [15 empty] | UST Currently In Use: 3; UST Temp Close: 0; AST Currently In Use: 0; AST Temp Closed: 0 | 3 | 0 | 4 | 10037-039-008720 | A. W. HERNDON OIL COMPANY, INC.
22728 | Permanently Closed | 1994-01-31 | 1977-01-01 | 1994-01-31 | Petroleum | Unleaded gasoline | Unleaded gasoline |  | Steel | Steel |  | Painted or None | Steel |  | 1901-01-01 | [12 empty] | Annual line testing | Annual line testing |  | UST Currently In Use: 4; UST Temp Close: 0; AST Currently In Use: 0; AST Temp Closed: 0 | 4 | 0 | 5 | 24569-039-008721 | SHALEHA INC
22729 | Permanently Closed | 1994-01-31 | 1971-01-01 | 1994-01-31 | Petroleum | Unleaded gasoline | Unleaded gasoline |  | Steel | Steel |  | Painted or None | Steel |  | 1901-01-01 | [12 empty] | Annual line testing | Annual line testing |  | UST Currently In Use: 4; UST Temp Close: 0; AST Currently In Use: 0; AST Temp Closed: 0 | 4 | 0 | 5 | 24569-039-008721 | SHALEHA INC
22730 | Permanently Closed | 1994-01-31 | 1971-01-01 | 1994-01-31 | Petroleum | Unleaded gasoline | Unleaded gasoline |  | Steel | Steel |  | Painted or None | Steel |  | 1901-01-01 | [12 empty] | Annual line testing | Annual line testing |  | UST Currently In Use: 4; UST Temp Close: 0; AST Currently In Use: 0; AST Temp Closed: 0 | 4 | 0 | 5 | 24569-039-008721 | SHALEHA INC
22731 | Permanently Closed | 1994-01-31 | 1971-01-01 | 1994-01-31 | Petroleum | Unleaded gasoline | Unleaded gasoline |  | Steel | Steel |  | Painted or None | Steel |  | 1901-01-01 | [15 empty] | UST Currently In Use: 4; UST Temp Close: 0; AST Currently In Use: 0; AST Temp Closed: 0 | 4 | 0 | 5 | 24569-039-008721 | SHALEHA INC
22732 | Permanently Closed | 1994-01-31 | 1971-01-01 | 1994-01-31 | Petroleum | On road diesel | On road diesel |  | Steel | Steel |  | Painted or None | Steel |  | 1901-01-01 | [12 empty] | Annual line testing | Annual line testing |  | UST Currently In Use: 4; UST Temp Close: 0; AST Currently In Use: 0; AST Temp Closed: 0 | 4 | 0 | 5 | 24569-039-008721 | SHALEHA INC
22733 | Permanently Closed | 1998-12-21 | 1976-01-01 | 1998-12-30 | Petroleum | Unleaded gasoline | Unleaded gasoline | Retail | Steel | Steel |  | Painted or None | Steel |  | 1901-01-01 | [6 empty] | Statistical Inventory Reconciliation (SIR) | [8 empty] | UST Currently In Use: 0; UST Temp Close: 0; AST Currently In Use: 0; AST Temp Closed: 0 | 0 | 0 | 3 | 13536-039-008722 | MORGAN DIST CO
22734 | Permanently Closed | 1998-12-21 | 1976-01-01 | 1998-12-30 | Petroleum | Unleaded gasoline | Unleaded gasoline | Retail | Steel | Steel |  | Painted or None | Steel |  | 1901-01-01 | [6 empty] | Statistical Inventory Reconciliation (SIR) | [8 empty] | UST Currently In Use: 0; UST Temp Close: 0; AST Currently In Use: 0; AST Temp Closed: 0 | 0 | 0 | 3 | 13536-039-008722 | MORGAN DIST CO
22735 | Permanently Closed | 1998-12-21 | 1976-01-01 | 1998-12-30 | Petroleum | Unleaded gasoline | Unleaded gasoline | Retail | Steel | Steel |  | Painted or None | Steel |  | 1901-01-01 | [6 empty] | Statistical Inventory Reconciliation (SIR) | [8 empty] | UST Currently In Use: 0; UST Temp Close: 0; AST Currently In Use: 0; AST Temp Closed: 0 | 0 | 0 | 3 | 13536-039-008722 | MORGAN DIST CO
22736 | Permanently Closed | 1992-12-04 | 1968-01-01 | 1992-12-04 | Petroleum | Unleaded gasoline | Unleaded gasoline |  | Steel | Steel |  | Painted or None | Steel |  | 1901-01-01 | [12 empty] | Annual line testing | Annual line testing |  | UST Currently In Use: 0; UST Temp Close: 0; AST Currently In Use: 0; AST Temp Closed: 0 | 0 | 0 | 3 | 13536-039-008723 | MORGAN DIST CO
22737 | Permanently Closed | 1992-12-04 | 1976-01-01 | 1992-12-04 | Petroleum | Unleaded gasoline | Unleaded gasoline |  | Steel | Steel |  | Painted or None | Steel |  | 1901-01-01 | [12 empty] | Annual line testing | Annual line testing |  | UST Currently In Use: 0; UST Temp Close: 0; AST Currently In Use: 0; AST Temp Closed: 0 | 0 | 0 | 3 | 13536-039-008723 | MORGAN DIST CO
22738 | Permanently Closed | 1992-12-04 | 1968-01-01 | 1992-12-04 | Petroleum | Unleaded gasoline | Unleaded gasoline |  | Steel | Steel |  | Painted or None | Steel |  | 1901-01-01 | [15 empty] | UST Currently In Use: 0; UST Temp Close: 0; AST Currently In Use: 0; AST Temp Closed: 0 | 0 | 0 | 3 | 13536-039-008723 | MORGAN DIST CO
22739 | Permanently Closed | 2001-08-21 | 1976-01-01 | 2001-08-21 | Petroleum | Unleaded gasoline | Unleaded gasoline | Retail | Steel | Steel | Field installed cathodic protection |  | Steel |  | 1901-01-01 | Field installed cathodic protection | Catchment Basin, Single walled catchment basin | Automatic shutoff device At 95% full | Automatic shutoff device At 95% full |  |  | Statistical Inventory Reconciliation (SIR) | [8 empty] | UST Currently In Use: 0; UST Temp Close: 0; AST Currently In Use: 0; AST Temp Closed: 0 | 0 | 0 | 5 | 13536-039-008727 | MORGAN DIST CO
22740 | Permanently Closed | 2001-08-21 | 1976-01-01 | 2001-08-21 | Petroleum | Unleaded gasoline | Unleaded gasoline | Retail | Steel | Steel | Field installed cathodic protection |  | Steel |  | 1901-01-01 | Field installed cathodic protection | Catchment Basin, Single walled catchment basin | Automatic shutoff device At 95% full | Automatic shutoff device At 95% full |  |  | Statistical Inventory Reconciliation (SIR) | [8 empty] | UST Currently In Use: 0; UST Temp Close: 0; AST Currently In Use: 0; AST Temp Closed: 0 | 0 | 0 | 5 | 13536-039-008727 | MORGAN DIST CO
22741 | Permanently Closed | 2001-08-21 | 1981-01-01 | 2001-08-21 | Petroleum | Mid-grade gasoline | Mid-grade gasoline | Retail | Steel | Steel | Field installed cathodic protection |  | Steel |  | 1901-01-01 | Field installed cathodic protection | Catchment Basin, Single walled catchment basin | Automatic shutoff device At 95% full | Automatic shutoff device At 95% full |  |  | Statistical Inventory Reconciliation (SIR) |  | Automatic shutoff device (AELLD) | Automatic shutoff device (AELLD) | [5 empty] | UST Currently In Use: 0; UST Temp Close: 0; AST Currently In Use: 0; AST Temp Closed: 0 | 0 | 0 | 5 | 13536-039-008727 | MORGAN DIST CO
22742 | Permanently Closed | 2001-08-21 | 1976-01-01 | 2001-08-21 | Petroleum | Premium gasoline | Premium gasoline | Retail | Steel | Steel | Field installed cathodic protection |  | Steel |  | 1901-01-01 | Field installed cathodic protection | Catchment Basin, Single walled catchment basin | Automatic shutoff device At 95% full | Automatic shutoff device At 95% full |  |  | Statistical Inventory Reconciliation (SIR) | [8 empty] | UST Currently In Use: 0; UST Temp Close: 0; AST Currently In Use: 0; AST Temp Closed: 0 | 0 | 0 | 5 | 13536-039-008727 | MORGAN DIST CO
22743 | Permanently Closed | 2001-08-21 | 1981-01-01 | 2001-08-21 | Petroleum | On road diesel | On road diesel | Retail | Steel | Steel | Field installed cathodic protection |  | Steel |  | 1901-01-01 | Field installed cathodic protection | Catchment Basin, Single walled catchment basin | Automatic shutoff device At 95% full | Automatic shutoff device At 95% full |  |  | Statistical Inventory Reconciliation (SIR) | [8 empty] | UST Currently In Use: 0; UST Temp Close: 0; AST Currently In Use: 0; AST Temp Closed: 0 | 0 | 0 | 5 | 13536-039-008727 | MORGAN DIST CO
22744 | Permanently Closed | 1993-03-31 | 1969-01-01 | 1993-03-31 | Petroleum | Unleaded gasoline | Unleaded gasoline |  | Steel | Steel |  | Painted or None | Steel |  | 1901-01-01 | [15 empty] | UST Currently In Use: 0; UST Temp Close: 0; AST Currently In Use: 0; AST Temp Closed: 0 | 0 | 0 | 2 | 13536-039-008731 | MORGAN DIST CO
22745 | Permanently Closed | 1993-03-31 | 1969-01-01 | 1993-03-31 | Petroleum | Unleaded gasoline | Unleaded gasoline |  | Steel | Steel |  | Painted or None | Steel |  | 1901-01-01 | [15 empty] | UST Currently In Use: 0; UST Temp Close: 0; AST Currently In Use: 0; AST Temp Closed: 0 | 0 | 0 | 2 | 13536-039-008731 | MORGAN DIST CO
22746 | Permanently Closed | 1984-07-01 | 1968-01-01 | 1988-12-07 | Petroleum | Unleaded gasoline | Unleaded gasoline |  | Steel | Steel |  |  | Steel |  | 1901-01-01 | [15 empty] | UST Currently In Use: 0; UST Temp Close: 0; AST Currently In Use: 0; AST Temp Closed: 0 | 0 | 0 | 3 | 13536-039-008732 | MORGAN DIST CO
22747 | Permanently Closed | 1984-07-01 | 1968-01-01 | 1988-12-07 | Petroleum | Unleaded gasoline | Unleaded gasoline |  | Steel | Steel |  |  | Steel |  | 1901-01-01 | [15 empty] | UST Currently In Use: 0; UST Temp Close: 0; AST Currently In Use: 0; AST Temp Closed: 0 | 0 | 0 | 3 | 13536-039-008732 | MORGAN DIST CO
22748 | Permanently Closed | 1984-07-01 | 1968-01-01 | 1988-12-07 | Petroleum | Unleaded gasoline | Unleaded gasoline |  | Steel | Steel |  |  | Steel |  | 1901-01-01 | [15 empty] | UST Currently In Use: 0; UST Temp Close: 0; AST Currently In Use: 0; AST Temp Closed: 0 | 0 | 0 | 3 | 13536-039-008732 | MORGAN DIST CO
22749 | Currently in Use |  | 1986-05-07 |  | Petroleum | Unleaded gasoline | Unleaded gasoline | Retail | Steel | Steel | Coated & cathodic protection (sti-P3) |  | Fiberglass reinforced plastic |  |  |  | Catchment Basin, Single walled catchment basin | Automatic shutoff device At 95% full | Automatic shutoff device At 95% full |  |  | Statistical Inventory Reconciliation (SIR) |  | Automatic flow restrictor (MLLD) | Automatic flow restrictor (MLLD) |  |  | Statistical inventory reconciliation (SIR) | Statistical inventory reconciliation (SIR) |  | UST Currently In Use: 4; UST Temp Close: 0; AST Currently In Use: 0; AST Temp Closed: 0 | 4 | 0 | 0 | 10037-045-008718 | A. W. HERNDON OIL COMPANY, INC.
22750 | Currently in Use |  | 1986-05-07 |  | Petroleum | Premium gasoline | Premium gasoline | Retail | Steel | Steel | Coated & cathodic protection (sti-P3) |  | Fiberglass reinforced plastic |  |  |  | Catchment Basin, Single walled catchment basin | Automatic shutoff device At 95% full | Automatic shutoff device At 95% full |  |  | Statistical Inventory Reconciliation (SIR) |  | Automatic flow restrictor (MLLD) | Automatic flow restrictor (MLLD) |  |  | Statistical inventory reconciliation (SIR) | Statistical inventory reconciliation (SIR) |  | UST Currently In Use: 4; UST Temp Close: 0; AST Currently In Use: 0; AST Temp Closed: 0 | 4 | 0 | 0 | 10037-045-008718 | A. W. HERNDON OIL COMPANY, INC.
22751 | Currently in Use |  | 1986-05-07 |  | Petroleum | Ethanol free gasoline | Ethanol free gasoline | Retail | Steel | Steel | Coated & cathodic protection (sti-P3) |  | Fiberglass reinforced plastic |  |  |  | Catchment Basin, Single walled catchment basin | Automatic shutoff device At 95% full | Automatic shutoff device At 95% full |  |  | Statistical Inventory Reconciliation (SIR) |  | Automatic flow restrictor (MLLD) | Automatic flow restrictor (MLLD) |  |  | Statistical inventory reconciliation (SIR) | Statistical inventory reconciliation (SIR) |  | UST Currently In Use: 4; UST Temp Close: 0; AST Currently In Use: 0; AST Temp Closed: 0 | 4 | 0 | 0 | 10037-045-008718 | A. W. HERNDON OIL COMPANY, INC.
22752 | Currently in Use |  | 1986-05-07 |  | Petroleum | On road diesel | On road diesel | Retail | Steel | Steel | Coated & cathodic protection (sti-P3) |  | Fiberglass reinforced plastic |  |  |  | Catchment Basin, Single walled catchment basin | Automatic shutoff device At 95% full | Automatic shutoff device At 95% full |  |  | Statistical Inventory Reconciliation (SIR) |  | Automatic flow restrictor (MLLD) | Automatic flow restrictor (MLLD) |  |  | Statistical inventory reconciliation (SIR) | Statistical inventory reconciliation (SIR) |  | UST Currently In Use: 4; UST Temp Close: 0; AST Currently In Use: 0; AST Temp Closed: 0 | 4 | 0 | 0 | 10037-045-008718 | A. W. HERNDON OIL COMPANY, INC.
22753 | Currently in Use |  | 1982-01-01 |  | Petroleum | Unleaded gasoline | Unleaded gasoline | Retail | Steel | Steel | Coated & cathodic protection (sti-P3) |  | Fiberglass reinforced plastic |  |  |  | Catchment Basin, Single walled catchment basin | Automatic shutoff device At 95% full | Automatic shutoff device At 95% full |  |  | Continuous Automatic Tank Gauge, Statistical Inventory Reconciliation (SIR) |  | Automatic flow restrictor (MLLD) | Automatic flow restrictor (MLLD) |  |  | Statistical inventory reconciliation (SIR) | Statistical inventory reconciliation (SIR) |  | UST Currently In Use: 3; UST Temp Close: 0; AST Currently In Use: 0; AST Temp Closed: 0 | 3 | 0 | 0 | 10037-061-008724 | A. W. HERNDON OIL COMPANY, INC.
22754 | Currently in Use |  | 1982-01-01 |  | Petroleum | Mid-grade gasoline | Mid-grade gasoline | Retail | Steel | Steel | Coated & cathodic protection (sti-P3) |  | Fiberglass reinforced plastic |  |  |  | Catchment Basin, Single walled catchment basin | Automatic shutoff device At 95% full | Automatic shutoff device At 95% full |  |  | Continuous Automatic Tank Gauge, Statistical Inventory Reconciliation (SIR) |  | Automatic flow restrictor (MLLD) | Automatic flow restrictor (MLLD) |  |  | Statistical inventory reconciliation (SIR) | Statistical inventory reconciliation (SIR) |  | UST Currently In Use: 3; UST Temp Close: 0; AST Currently In Use: 0; AST Temp Closed: 0 | 3 | 0 | 0 | 10037-061-008724 | A. W. HERNDON OIL COMPANY, INC.
22755 | Currently in Use |  | 1982-01-01 |  | Petroleum | Premium gasoline | Premium gasoline | Retail | Steel | Steel | Coated & cathodic protection (sti-P3) |  | Fiberglass reinforced plastic |  |  |  | Catchment Basin, Single walled catchment basin | Automatic shutoff device At 95% full | Automatic shutoff device At 95% full |  |  | Continuous Automatic Tank Gauge, Statistical Inventory Reconciliation (SIR) |  | Automatic flow restrictor (MLLD) | Automatic flow restrictor (MLLD) |  |  | Statistical inventory reconciliation (SIR) | Statistical inventory reconciliation (SIR) |  | UST Currently In Use: 3; UST Temp Close: 0; AST Currently In Use: 0; AST Temp Closed: 0 | 3 | 0 | 0 | 10037-061-008724 | A. W. HERNDON OIL COMPANY, INC.
22756 | Permanently Closed | 1992-02-03 | 1981-01-01 | 1992-02-03 | Petroleum | Unleaded gasoline | Unleaded gasoline |  | Steel | Steel |  | Painted or None | Steel |  | 1901-01-01 | [15 empty] | UST Currently In Use: 0; UST Temp Close: 0; AST Currently In Use: 0; AST Temp Closed: 0 | 0 | 0 | 2 | 13538-133-008299 | MORGAN JACKSON
22757 | Permanently Closed | 1992-02-03 | 1981-01-01 | 1992-02-03 | Petroleum | Unleaded gasoline | Unleaded gasoline |  | Steel | Steel |  | Painted or None | Steel |  | 1901-01-01 | [15 empty] | UST Currently In Use: 0; UST Temp Close: 0; AST Currently In Use: 0; AST Temp Closed: 0 | 0 | 0 | 2 | 13538-133-008299 | MORGAN JACKSON
22758 | Permanently Closed | 1998-12-01 | 1981-01-01 | 1998-12-21 | Petroleum | On road diesel | On road diesel |  | Steel | Steel |  | Painted or None | Steel |  | 1901-01-01 | [15 empty] | UST Currently In Use: 0; UST Temp Close: 0; AST Currently In Use: 0; AST Temp Closed: 0 | 0 | 0 | 1 | 19829-043-008790 | BROCK FAIRVIEW FARMS
22759 | Currently in Use |  | 1983-05-12 |  | Petroleum | Unleaded gasoline | Unleaded gasoline | Retail | Steel | Steel | Coated & cathodic protection (sti-P3), Field installed cathodic protection |  | Fiberglass reinforced plastic, Single Wall |  |  | Other, FLXS ISOLA | Catchment Basin, Single walled catchment basin | Flow Rest 90% Full | Flow Rest 90% Full |  |  | Continuous Automatic Tank Gauge | Direct Bury submersible pump | Automatic shutoff device (AELLD) | Automatic shutoff device (AELLD) | [5 empty] | UST Currently In Use: 5; UST Temp Close: 0; AST Currently In Use: 0; AST Temp Closed: 0 | 5 | 0 | 0 | 13540-043-008792 | MORGAN PROPERTIES, INC.
22760 | Currently in Use |  | 1983-05-12 |  | Petroleum | Premium gasoline | Premium gasoline | Retail | Steel | Steel | Coated & cathodic protection (sti-P3), Field installed cathodic protection |  | Fiberglass reinforced plastic, Single Wall |  |  | Other, FLXS ISOLA | Catchment Basin, Single walled catchment basin | Flow Rest 90% Full | Flow Rest 90% Full |  |  | Continuous Automatic Tank Gauge | Direct Bury submersible pump | Automatic shutoff device (AELLD) | Automatic shutoff device (AELLD) | [5 empty] | UST Currently In Use: 5; UST Temp Close: 0; AST Currently In Use: 0; AST Temp Closed: 0 | 5 | 0 | 0 | 13540-043-008792 | MORGAN PROPERTIES, INC.
22761 | Currently in Use |  | 1980-01-05 |  | Petroleum | On road diesel | On road diesel | Retail | Steel | Steel | Coated & cathodic protection (sti-P3) |  | Fiberglass reinforced plastic, Single Wall |  |  | Other, FLXS ISOLA | Catchment Basin, Single walled catchment basin | Flow Rest 90% Full | Flow Rest 90% Full |  |  | Continuous Automatic Tank Gauge | Direct Bury submersible pump | Automatic shutoff device (AELLD) | Automatic shutoff device (AELLD) | [5 empty] | UST Currently In Use: 5; UST Temp Close: 0; AST Currently In Use: 0; AST Temp Closed: 0 | 5 | 0 | 0 | 13540-043-008792 | MORGAN PROPERTIES, INC.
22762 | Currently in Use |  | 1978-01-05 |  | Petroleum | On road diesel | On road diesel | Retail | Steel | Steel | Field installed cathodic protection |  | Single Wall, Steel |  |  | Field installed cathodic protection | Catchment Basin, Single walled catchment basin | Flow Rest 90% Full | Flow Rest 90% Full |  |  | Continuous Automatic Tank Gauge | Direct Bury submersible pump | Automatic shutoff device (AELLD) | Automatic shutoff device (AELLD) | [5 empty] | UST Currently In Use: 5; UST Temp Close: 0; AST Currently In Use: 0; AST Temp Closed: 0 | 5 | 0 | 0 | 13540-043-008792 | MORGAN PROPERTIES, INC.
22763 | Currently in Use |  | 1978-01-05 |  | Petroleum | On road diesel | On road diesel | Retail | Steel | Steel | Field installed cathodic protection |  | Single Wall, Steel |  |  | Field installed cathodic protection | Catchment Basin, Single walled catchment basin | Flow Rest 90% Full | Flow Rest 90% Full |  |  | Continuous Automatic Tank Gauge | Direct Bury submersible pump | [7 empty] | UST Currently In Use: 5; UST Temp Close: 0; AST Currently In Use: 0; AST Temp Closed: 0 | 5 | 0 | 0 | 13540-043-008792 | MORGAN PROPERTIES, INC.
22764 | Permanently Closed | 1990-10-30 | 1978-01-01 | 1990-10-30 | Petroleum | Unleaded gasoline | Unleaded gasoline |  | Steel | Steel |  | Painted or None | Steel |  | 1901-01-01 | [15 empty] | UST Currently In Use: 0; UST Temp Close: 0; AST Currently In Use: 0; AST Temp Closed: 0 | 0 | 0 | 2 | 13540-043-008793 | MORGAN PROPERTIES, INC.
22765 | Permanently Closed | 1990-10-30 | 1978-01-01 | 1990-10-30 | Petroleum | On road diesel | On road diesel |  | Steel | Steel |  | Painted or None | Steel |  | 1901-01-01 | [15 empty] | UST Currently In Use: 0; UST Temp Close: 0; AST Currently In Use: 0; AST Temp Closed: 0 | 0 | 0 | 2 | 13540-043-008793 | MORGAN PROPERTIES, INC.
22766 | Currently in Use |  | 1989-01-27 |  | Petroleum | Unleaded gasoline | Unleaded gasoline | Retail | Single Wall, Steel | Steel | Coated & cathodic protection (sti-P3) |  | Double Wall, Fiberglass reinforced plastic |  | 2014-10-01 |  | Catchment Basin, Single walled catchment basin | Flow Rest 90% Full | Flow Rest 90% Full |  |  | Continuous Automatic Tank Gauge | Single walled submersible pump containment sump | Automatic shutoff device (AELLD), Containment Sump | Containment Sump | Interstitial Monitoring within Secondary Containment | SENSOR TO ATG | Continuous alarm system, Other, INTMONREQ | Other |  | UST Currently In Use: 3; UST Temp Close: 0; AST Currently In Use: 0; AST Temp Closed: 0 | 3 | 0 | 0 | 12300-043-008794 | HAYS AND SON OIL COMPANY, INC.
22767 | Currently in Use |  | 1989-01-27 |  | Petroleum | On road diesel | On road diesel | Retail | Single Wall, Steel | Steel | Coated & cathodic protection (sti-P3) |  | Double Wall, Fiberglass reinforced plastic |  | 2014-10-01 |  | Catchment Basin, Single walled catchment basin | Flow Rest 90% Full | Flow Rest 90% Full |  |  | Continuous Automatic Tank Gauge | Single walled submersible pump containment sump | Automatic shutoff device (AELLD), Containment Sump | Containment Sump | Interstitial Monitoring within Secondary Containment | SENSOR TO ATG | Continuous alarm system, Other, INTMONREQ | Other |  | UST Currently In Use: 3; UST Temp Close: 0; AST Currently In Use: 0; AST Temp Closed: 0 | 3 | 0 | 0 | 12300-043-008794 | HAYS AND SON OIL COMPANY, INC.
22768 | Currently in Use |  | 1989-01-27 |  | Petroleum | Premium gasoline | Premium gasoline | Retail | Single Wall, Steel | Steel | Coated & cathodic protection (sti-P3) |  | Double Wall, Fiberglass reinforced plastic |  | 2014-10-01 |  | Catchment Basin, Single walled catchment basin | Flow Rest 90% Full | Flow Rest 90% Full |  |  | Continuous Automatic Tank Gauge | Single walled submersible pump containment sump | Automatic shutoff device (AELLD), Containment Sump | Containment Sump | Interstitial Monitoring within Secondary Containment | SENSOR TO ATG | Continuous alarm system, Other, INTMONREQ | Other |  | UST Currently In Use: 3; UST Temp Close: 0; AST Currently In Use: 0; AST Temp Closed: 0 | 3 | 0 | 0 | 12300-043-008794 | HAYS AND SON OIL COMPANY, INC.
22769 | Permanently Closed | 2009-03-28 | 1988-09-30 | 2016-10-12 | Petroleum | Unleaded gasoline | Unleaded gasoline | Retail | Single Wall, Steel | Steel | Coated & cathodic protection (sti-P3) |  | Fiberglass reinforced plastic, Single Wall |  |  |  | Catchment Basin, Single walled catchment basin | Flow Rest 90% Full | Flow Rest 90% Full |  |  | Continuous Automatic Tank Gauge |  | Automatic shutoff device (AELLD) | Automatic shutoff device (AELLD) | [5 empty] | UST Currently In Use: 0; UST Temp Close: 0; AST Currently In Use: 0; AST Temp Closed: 0 | 0 | 0 | 3 | 13540-043-008795 | MORGAN PROPERTIES, INC.
22771 | Permanently Closed | 2009-03-28 | 1988-09-30 | 2016-10-12 | Petroleum | Premium gasoline | Premium gasoline | Retail | Single Wall, Steel | Steel | Coated & cathodic protection (sti-P3) |  | Fiberglass reinforced plastic, Single Wall |  |  |  | Catchment Basin, Single walled catchment basin | Flow Rest 90% Full | Flow Rest 90% Full |  |  | Continuous Automatic Tank Gauge |  | Automatic shutoff device (AELLD) | Automatic shutoff device (AELLD) | [5 empty] | UST Currently In Use: 0; UST Temp Close: 0; AST Currently In Use: 0; AST Temp Closed: 0 | 0 | 0 | 3 | 13540-043-008795 | MORGAN PROPERTIES, INC.
22772 | Permanently Closed | 2009-03-28 | 1988-09-30 | 2016-10-12 | Petroleum | On road diesel | On road diesel | Retail | Single Wall, Steel | Steel | Coated & cathodic protection (sti-P3) |  | Fiberglass reinforced plastic, Single Wall |  |  |  | Catchment Basin, Single walled catchment basin | Flow Rest 90% Full | Flow Rest 90% Full |  |  | Continuous Automatic Tank Gauge |  | Automatic shutoff device (AELLD) | Automatic shutoff device (AELLD) | [5 empty] | UST Currently In Use: 0; UST Temp Close: 0; AST Currently In Use: 0; AST Temp Closed: 0 | 0 | 0 | 3 | 13540-043-008795 | MORGAN PROPERTIES, INC.
22773 | Permanently Closed | 1992-05-12 | 1978-01-01 | 1992-05-12 | Petroleum | Unleaded gasoline | Unleaded gasoline |  | Steel | Steel |  | Painted or None | Steel |  | 1901-01-01 | [15 empty] | UST Currently In Use: 0; UST Temp Close: 0; AST Currently In Use: 0; AST Temp Closed: 0 | 0 | 0 | 4 | 13540-043-008796 | MORGAN PROPERTIES, INC.
22774 | Permanently Closed | 1992-05-12 | 1978-01-01 | 1992-05-12 | Petroleum | Unleaded gasoline | Unleaded gasoline |  | Steel | Steel |  | Painted or None | Steel |  | 1901-01-01 | [15 empty] | UST Currently In Use: 0; UST Temp Close: 0; AST Currently In Use: 0; AST Temp Closed: 0 | 0 | 0 | 4 | 13540-043-008796 | MORGAN PROPERTIES, INC.
22775 | Permanently Closed | 1992-05-12 | 1978-01-01 | 1992-05-12 | Petroleum | Unleaded gasoline | Unleaded gasoline |  | Steel | Steel |  | Painted or None | Steel |  | 1901-01-01 | [15 empty] | UST Currently In Use: 0; UST Temp Close: 0; AST Currently In Use: 0; AST Temp Closed: 0 | 0 | 0 | 4 | 13540-043-008796 | MORGAN PROPERTIES, INC.
22776 | Permanently Closed | 1992-05-12 | 1978-01-01 | 1992-05-12 | Petroleum | On road diesel | On road diesel |  | Steel | Steel |  | Painted or None | Steel |  | 1901-01-01 | [15 empty] | UST Currently In Use: 0; UST Temp Close: 0; AST Currently In Use: 0; AST Temp Closed: 0 | 0 | 0 | 4 | 13540-043-008796 | MORGAN PROPERTIES, INC.
22777 | Permanently Closed | 2003-02-18 | 1980-01-05 | 2004-02-17 | Petroleum | Unleaded gasoline | Unleaded gasoline | Retail | Steel | Steel | Field installed cathodic protection, Interior lined (not allowed as a standalone method of corrosion protection) |  | Flexible |  | 1901-01-01 |  | Catchment Basin, Single walled catchment basin | Audible high level alarm At 90% full, Flow Rest 90% Full | Flow Rest 90% Full |  |  | Continuous Automatic Tank Gauge |  | Automatic shutoff device (AELLD) | Automatic shutoff device (AELLD) | Interstitial Monitoring within Secondary Containment |  |  |  |  | UST Currently In Use: 0; UST Temp Close: 0; AST Currently In Use: 0; AST Temp Closed: 0 | 0 | 0 | 5 | 13540-043-008797 | MORGAN PROPERTIES, INC.
22778 | Permanently Closed | 1992-09-28 | 1980-01-01 | 1992-09-28 | Petroleum | Unleaded gasoline | Unleaded gasoline |  | Steel | Steel |  | Painted or None | Steel |  | 1901-01-01 | [15 empty] | UST Currently In Use: 0; UST Temp Close: 0; AST Currently In Use: 0; AST Temp Closed: 0 | 0 | 0 | 5 | 13540-043-008797 | MORGAN PROPERTIES, INC.
22779 | Permanently Closed | 2003-02-18 | 1980-01-05 | 2004-02-17 | Petroleum | Mid-grade gasoline | Mid-grade gasoline | Retail | Steel | Steel | Field installed cathodic protection |  | Flexible |  | 1901-01-01 |  | Catchment Basin, Single walled catchment basin | Audible high level alarm At 90% full, Flow Rest 90% Full | Flow Rest 90% Full |  |  | Continuous Automatic Tank Gauge |  | Automatic shutoff device (AELLD) | Automatic shutoff device (AELLD) | Interstitial Monitoring within Secondary Containment |  |  |  |  | UST Currently In Use: 0; UST Temp Close: 0; AST Currently In Use: 0; AST Temp Closed: 0 | 0 | 0 | 5 | 13540-043-008797 | MORGAN PROPERTIES, INC.
22780 | Temporary Closed | 2008-01-01 | 1978-01-05 |  | Petroleum | Unleaded gasoline | Unleaded gasoline | Retail | Single Wall, Steel | Steel | Field installed cathodic protection, Interior lined (not allowed as a standalone method of corrosion protection) |  | Fiberglass reinforced plastic, Single Wall |  |  |  | Catchment Basin, Single walled catchment basin | Flow Rest 90% Full | Flow Rest 90% Full |  |  | Continuous Automatic Tank Gauge | Direct Bury submersible pump | Automatic shutoff device (AELLD) | Automatic shutoff device (AELLD) |  |  | Annual line testing | Annual line testing |  | UST Currently In Use: 3; UST Temp Close: 1; AST Currently In Use: 0; AST Temp Closed: 0 | 3 | 1 | 1 | 23813-043-008799 | PRAMUKHYOGI, INC.
22781 | Currently in Use |  | 1978-01-05 |  | Petroleum | Unleaded gasoline | Unleaded gasoline | Retail | Single Wall, Steel | Steel | Field installed cathodic protection, Interior lined (not allowed as a standalone method of corrosion protection) |  | Fiberglass reinforced plastic, Single Wall |  |  |  | Catchment Basin, Single walled catchment basin | Flow Rest 90% Full | Flow Rest 90% Full |  |  | Continuous Automatic Tank Gauge | Direct Bury submersible pump | Automatic shutoff device (AELLD) | Automatic shutoff device (AELLD) |  |  | Annual line testing | Annual line testing |  | UST Currently In Use: 3; UST Temp Close: 1; AST Currently In Use: 0; AST Temp Closed: 0 | 3 | 1 | 1 | 23813-043-008799 | PRAMUKHYOGI, INC.
22782 | Currently in Use |  | 1978-01-05 |  | Petroleum | Premium gasoline | Premium gasoline | Retail | Single Wall, Steel | Steel | Field installed cathodic protection, Interior lined (not allowed as a standalone method of corrosion protection) |  | Fiberglass reinforced plastic, Single Wall |  |  |  | Catchment Basin, Single walled catchment basin | Flow Rest 90% Full | Flow Rest 90% Full |  |  | Continuous Automatic Tank Gauge | Direct Bury submersible pump | Automatic shutoff device (AELLD) | Automatic shutoff device (AELLD) |  |  | Annual line testing | Annual line testing |  | UST Currently In Use: 3; UST Temp Close: 1; AST Currently In Use: 0; AST Temp Closed: 0 | 3 | 1 | 1 | 23813-043-008799 | PRAMUKHYOGI, INC.
22783 | Permanently Closed | 1991-07-26 | 1978-01-01 | 1991-07-26 | Petroleum | On road diesel | On road diesel |  | Single Wall, Steel | Steel |  | Painted or None | Single Wall, Steel | [17 empty] | UST Currently In Use: 3; UST Temp Close: 1; AST Currently In Use: 0; AST Temp Closed: 0 | 3 | 1 | 1 | 23813-043-008799 | PRAMUKHYOGI, INC.
22784 | Permanently Closed | 1995-04-14 | 1978-01-01 | 1995-04-14 | Petroleum | Unleaded gasoline | Unleaded gasoline | Retail | Steel | Steel |  | Painted or None | Steel |  | 1901-01-01 | [15 empty] | UST Currently In Use: 4; UST Temp Close: 1; AST Currently In Use: 0; AST Temp Closed: 0 | 4 | 1 | 2 | 25076-043-008800 | HGK, INC.
22785 | Permanently Closed | 1995-04-14 | 1978-01-01 | 1995-04-14 | Petroleum | Unleaded gasoline | Unleaded gasoline | Retail | Steel | Steel |  | Painted or None | Steel |  | 1901-01-01 | [15 empty] | UST Currently In Use: 4; UST Temp Close: 1; AST Currently In Use: 0; AST Temp Closed: 0 | 4 | 1 | 2 | 25076-043-008800 | HGK, INC.
22786 | Currently in Use |  | 1985-01-07 |  | Petroleum | On road diesel | On road diesel | Retail | Single Wall, Steel | Steel | Coated & cathodic protection (sti-P3) |  | Fiberglass reinforced plastic, Single Wall |  | 1901-01-01 |  | Catchment Basin, Single walled catchment basin | Flow Rest 90% Full | Flow Rest 90% Full |  |  | Continuous Automatic Tank Gauge | Direct Bury submersible pump | Automatic flow restrictor (MLLD) | Automatic flow restrictor (MLLD) |  |  | Annual line testing | Annual line testing |  | UST Currently In Use: 4; UST Temp Close: 1; AST Currently In Use: 0; AST Temp Closed: 0 | 4 | 1 | 2 | 25076-043-008800 | HGK, INC.
22787 | Currently in Use |  | 1995-04-08 |  | Petroleum | On road diesel | On road diesel | Retail | Single Wall, Steel | Steel | Coated & cathodic protection (sti-P3) |  | Fiberglass reinforced plastic, Single Wall |  | 1901-01-01 |  | Catchment Basin, Single walled catchment basin | Flow Rest 90% Full | Flow Rest 90% Full |  |  | Continuous Automatic Tank Gauge | Direct Bury submersible pump | Automatic flow restrictor (MLLD) | Automatic flow restrictor (MLLD) |  |  | Annual line testing | Annual line testing |  | UST Currently In Use: 4; UST Temp Close: 1; AST Currently In Use: 0; AST Temp Closed: 0 | 4 | 1 | 2 | 25076-043-008800 | HGK, INC.
22788 | Permanently Closed | 1994-09-21 | 1986-01-01 | 1994-09-21 | Petroleum | Unleaded gasoline | Unleaded gasoline |  | Steel | Steel | Coated & cathodic protection (sti-P3) |  | Steel |  | 1901-01-01 | [15 empty] | UST Currently In Use: 0; UST Temp Close: 0; AST Currently In Use: 0; AST Temp Closed: 0 | 0 | 0 | 2 | 13540-043-010078 | MORGAN PROPERTIES, INC.
22789 | Permanently Closed | 1901-01-01 | 1977-01-01 | 1988-01-01 | Petroleum | Other, OTHER | Other |  | Steel | Steel |  | Painted or None | Steel |  | 1901-01-01 | [15 empty] | UST Currently In Use: 0; UST Temp Close: 0; AST Currently In Use: 0; AST Temp Closed: 0 | 0 | 0 | 2 | 13540-043-010078 | MORGAN PROPERTIES, INC.
22790 | Permanently Closed | 1901-01-01 | 1981-01-01 | 2011-11-11 | Petroleum | On road diesel | On road diesel |  | Steel | Steel |  | Painted or None | Steel |  | 1901-01-01 | [15 empty] | UST Currently In Use: 0; UST Temp Close: 0; AST Currently In Use: 0; AST Temp Closed: 0 | 0 | 0 | 1 | 13540-043-010574 | MORGAN PROPERTIES, INC.
22791 | Temporary Closed | 2014-06-13 | 1988-12-19 |  | Petroleum | Premium gasoline | Premium gasoline | Retail | Single Wall, Steel | Steel | Coated & cathodic protection (sti-P3) |  | Double Wall, Fiberglass reinforced plastic |  | 1901-01-01 |  | Catchment Basin, Single walled catchment basin | Flow Rest 90% Full | Flow Rest 90% Full |  |  | Continuous Automatic Tank Gauge |  | Automatic shutoff device (AELLD) | Automatic shutoff device (AELLD) | [5 empty] | UST Currently In Use: 0; UST Temp Close: 3; AST Currently In Use: 0; AST Temp Closed: 0 | 0 | 3 | 0 | 12300-043-010836 | HAYS AND SON OIL COMPANY, INC.
22792 | Temporary Closed | 2014-06-13 | 1988-12-19 |  | Petroleum | Unleaded gasoline | Unleaded gasoline | Retail | Single Wall, Steel | Steel | Coated & cathodic protection (sti-P3) |  | Double Wall, Fiberglass reinforced plastic |  | 1901-01-01 |  | Catchment Basin, Single walled catchment basin | Flow Rest 90% Full | Flow Rest 90% Full |  |  | Continuous Automatic Tank Gauge |  | Automatic shutoff device (AELLD) | Automatic shutoff device (AELLD) | [5 empty] | UST Currently In Use: 0; UST Temp Close: 3; AST Currently In Use: 0; AST Temp Closed: 0 | 0 | 3 | 0 | 12300-043-010836 | HAYS AND SON OIL COMPANY, INC.
22793 | Temporary Closed | 2014-06-13 | 1988-12-19 |  | Petroleum | On road diesel | On road diesel | Retail | Single Wall, Steel | Steel | Coated & cathodic protection (sti-P3) |  | Double Wall, Fiberglass reinforced plastic |  | 1901-01-01 |  | Catchment Basin, Single walled catchment basin | Flow Rest 90% Full | Flow Rest 90% Full |  |  | Continuous Automatic Tank Gauge |  | Automatic shutoff device (AELLD) | Automatic shutoff device (AELLD) | [5 empty] | UST Currently In Use: 0; UST Temp Close: 3; AST Currently In Use: 0; AST Temp Closed: 0 | 0 | 3 | 0 | 12300-043-010836 | HAYS AND SON OIL COMPANY, INC.
22794 | Temporary Closed | 2014-01-14 | 1987-08-31 |  | Petroleum | On road diesel | On road diesel | Retail | Single Wall, Steel | Steel | Coated & cathodic protection (sti-P3) |  | Fiberglass reinforced plastic, Single Wall |  |  |  | Catchment Basin, Single walled catchment basin | Flow Rest 90% Full | Flow Rest 90% Full |  |  | Continuous Automatic Tank Gauge | Direct Bury submersible pump | Automatic shutoff device (AELLD) | Automatic shutoff device (AELLD) | [5 empty] | UST Currently In Use: 0; UST Temp Close: 4; AST Currently In Use: 0; AST Temp Closed: 0 | 0 | 4 | 0 | 13540-043-010837 | MORGAN PROPERTIES, INC.
22795 | Temporary Closed | 2014-01-14 | 1987-08-31 |  | Petroleum | Unleaded gasoline | Unleaded gasoline | Retail | Single Wall, Steel | Steel | Coated & cathodic protection (sti-P3) |  | Fiberglass reinforced plastic, Single Wall |  |  |  | Catchment Basin, Single walled catchment basin | Flow Rest 90% Full | Flow Rest 90% Full |  |  | Continuous Automatic Tank Gauge | Direct Bury submersible pump | Automatic shutoff device (AELLD) | Automatic shutoff device (AELLD) | [5 empty] | UST Currently In Use: 0; UST Temp Close: 4; AST Currently In Use: 0; AST Temp Closed: 0 | 0 | 4 | 0 | 13540-043-010837 | MORGAN PROPERTIES, INC.
22796 | Temporary Closed | 2014-01-14 | 1987-08-31 |  | Petroleum | Mid-grade gasoline | Mid-grade gasoline | Retail | Single Wall, Steel | Steel | Coated & cathodic protection (sti-P3) |  | Fiberglass reinforced plastic, Single Wall |  |  |  | Catchment Basin, Single walled catchment basin | Flow Rest 90% Full | Flow Rest 90% Full |  |  | Continuous Automatic Tank Gauge | Direct Bury submersible pump | Automatic shutoff device (AELLD) | Automatic shutoff device (AELLD) | [5 empty] | UST Currently In Use: 0; UST Temp Close: 4; AST Currently In Use: 0; AST Temp Closed: 0 | 0 | 4 | 0 | 13540-043-010837 | MORGAN PROPERTIES, INC.
22797 | Temporary Closed | 2014-01-14 | 1987-08-31 |  | Petroleum | Premium gasoline | Premium gasoline | Retail | Single Wall, Steel | Steel | Coated & cathodic protection (sti-P3) |  | Fiberglass reinforced plastic, Single Wall |  |  |  | Catchment Basin, Single walled catchment basin | Flow Rest 90% Full | Flow Rest 90% Full |  |  | Continuous Automatic Tank Gauge | Direct Bury submersible pump | Automatic shutoff device (AELLD) | Automatic shutoff device (AELLD) | [5 empty] | UST Currently In Use: 0; UST Temp Close: 4; AST Currently In Use: 0; AST Temp Closed: 0 | 0 | 4 | 0 | 13540-043-010837 | MORGAN PROPERTIES, INC.
22798 | Currently in Use |  | 1978-01-01 |  | Petroleum | Unleaded gasoline | Unleaded gasoline | Retail | Single Wall, Steel | Steel | Field installed cathodic protection |  | Fiberglass reinforced plastic |  | 1901-01-01 |  | Catchment Basin, Single walled catchment basin | Automatic shutoff device At 95% full | Automatic shutoff device At 95% full |  |  | Continuous Automatic Tank Gauge | Direct Bury submersible pump | Other, MANIFOLDED | Other |  |  | Other, MANIFOLDED | Other |  | UST Currently In Use: 4; UST Temp Close: 1; AST Currently In Use: 0; AST Temp Closed: 0 | 4 | 1 | 2 | 23179-043-010838 | DRM HOLDINGS,LLC.
22799 | Permanently Closed | 2006-03-01 | 1978-01-01 | 2006-04-04 | Petroleum | Premium gasoline | Premium gasoline | Retail | Steel | Steel | Field installed cathodic protection |  | Steel |  | 1901-01-01 | Field installed cathodic protection | Catchment Basin, Single walled catchment basin | Automatic shutoff device At 95% full | Automatic shutoff device At 95% full |  |  | Statistical Inventory Reconciliation (SIR) | [8 empty] | UST Currently In Use: 4; UST Temp Close: 1; AST Currently In Use: 0; AST Temp Closed: 0 | 4 | 1 | 2 | 23179-043-010838 | DRM HOLDINGS,LLC.
22800 | Currently in Use |  | 1978-01-01 |  | Petroleum | Unleaded gasoline | Unleaded gasoline | Retail | Single Wall, Steel | Steel | Field installed cathodic protection |  | Fiberglass reinforced plastic, Single Wall |  | 1901-01-01 |  | Catchment Basin, Single walled catchment basin | Automatic shutoff device At 95% full | Automatic shutoff device At 95% full |  |  | Continuous Automatic Tank Gauge | Single walled submersible pump containment sump | Automatic flow restrictor (MLLD), Containment Sump | Containment Sump |  |  | Annual line testing | Annual line testing |  | UST Currently In Use: 4; UST Temp Close: 1; AST Currently In Use: 0; AST Temp Closed: 0 | 4 | 1 | 2 | 23179-043-010838 | DRM HOLDINGS,LLC.
22801 | Temporary Closed | 2024-12-04 | 1978-01-01 |  | Petroleum | On road diesel | On road diesel | Retail | Single Wall, Steel | Steel | Field installed cathodic protection |  | Fiberglass reinforced plastic, Single Wall |  | 1901-01-01 |  | Catchment Basin, Single walled catchment basin | Automatic shutoff device At 95% full | Automatic shutoff device At 95% full |  |  | Continuous Automatic Tank Gauge | Single walled submersible pump containment sump | Automatic flow restrictor (MLLD), Containment Sump | Containment Sump |  |  | Annual line testing | Annual line testing |  | UST Currently In Use: 4; UST Temp Close: 1; AST Currently In Use: 0; AST Temp Closed: 0 | 4 | 1 | 2 | 23179-043-010838 | DRM HOLDINGS,LLC.
22802 | Currently in Use |  | 1978-01-01 |  | Petroleum | On road diesel | On road diesel | Retail | Single Wall, Steel | Steel | Field installed cathodic protection |  | Fiberglass reinforced plastic, Single Wall |  | 1901-01-01 |  | Catchment Basin, Single walled catchment basin | Automatic shutoff device At 95% full | Automatic shutoff device At 95% full |  |  | Continuous Automatic Tank Gauge | Single walled submersible pump containment sump | Automatic flow restrictor (MLLD), Containment Sump | Containment Sump |  |  | Annual line testing | Annual line testing |  | UST Currently In Use: 4; UST Temp Close: 1; AST Currently In Use: 0; AST Temp Closed: 0 | 4 | 1 | 2 | 23179-043-010838 | DRM HOLDINGS,LLC.
22803 | Permanently Closed | 1988-09-15 | 1978-01-01 | 1994-05-12 | Petroleum | Unleaded gasoline | Unleaded gasoline |  | Steel | Steel |  | Painted or None | Steel |  | 1901-01-01 | [15 empty] | UST Currently In Use: 0; UST Temp Close: 0; AST Currently In Use: 0; AST Temp Closed: 0 | 0 | 0 | 4 | 13540-043-010840 | MORGAN PROPERTIES, INC.
22804 | Permanently Closed | 1988-09-15 | 1978-01-01 | 1994-05-12 | Petroleum | Unleaded gasoline | Unleaded gasoline |  | Steel | Steel |  | Painted or None | Steel |  | 1901-01-01 | [15 empty] | UST Currently In Use: 0; UST Temp Close: 0; AST Currently In Use: 0; AST Temp Closed: 0 | 0 | 0 | 4 | 13540-043-010840 | MORGAN PROPERTIES, INC.
22805 | Permanently Closed | 1988-09-15 | 1978-01-01 | 1994-05-12 | Petroleum | Unleaded gasoline | Unleaded gasoline |  | Steel | Steel |  | Painted or None | Steel |  | 1901-01-01 | [15 empty] | UST Currently In Use: 0; UST Temp Close: 0; AST Currently In Use: 0; AST Temp Closed: 0 | 0 | 0 | 4 | 13540-043-010840 | MORGAN PROPERTIES, INC.
22806 | Permanently Closed | 1988-09-15 | 1978-01-01 | 1994-05-12 | Petroleum | On road diesel | On road diesel |  | Steel | Steel |  | Painted or None | Steel |  | 1901-01-01 | [15 empty] | UST Currently In Use: 0; UST Temp Close: 0; AST Currently In Use: 0; AST Temp Closed: 0 | 0 | 0 | 4 | 13540-043-010840 | MORGAN PROPERTIES, INC.
22807 | Permanently Closed | 1997-08-05 | 1978-01-01 | 1997-08-05 | Petroleum | Unleaded gasoline | Unleaded gasoline |  | Steel | Steel |  | Painted or None | Steel |  | 1901-01-01 | [6 empty] | Statistical Inventory Reconciliation (SIR) | [5 empty] | Annual line testing | Annual line testing |  | UST Currently In Use: 2; UST Temp Close: 0; AST Currently In Use: 0; AST Temp Closed: 0 | 2 | 0 | 5 | 25076-043-010841 | HGK, INC.
22808 | Permanently Closed | 1997-08-05 | 1978-01-01 | 1997-08-05 | Petroleum | Unleaded gasoline | Unleaded gasoline |  | Steel | Steel |  | Painted or None | Steel |  | 1901-01-01 | [6 empty] | Statistical Inventory Reconciliation (SIR) | [5 empty] | Annual line testing | Annual line testing |  | UST Currently In Use: 2; UST Temp Close: 0; AST Currently In Use: 0; AST Temp Closed: 0 | 2 | 0 | 5 | 25076-043-010841 | HGK, INC.
22809 | Permanently Closed | 1997-08-05 | 1978-01-01 | 1997-08-05 | Petroleum | Unleaded gasoline | Unleaded gasoline |  | Steel | Steel |  | Painted or None | Steel |  | 1901-01-01 | [6 empty] | Statistical Inventory Reconciliation (SIR) | [5 empty] | Annual line testing | Annual line testing |  | UST Currently In Use: 2; UST Temp Close: 0; AST Currently In Use: 0; AST Temp Closed: 0 | 2 | 0 | 5 | 25076-043-010841 | HGK, INC.
22810 | Permanently Closed | 1997-08-05 | 1978-01-01 | 1997-08-05 | Petroleum | On road diesel | On road diesel |  | Steel | Steel |  | Painted or None | Steel |  | 1901-01-01 | [6 empty] | Statistical Inventory Reconciliation (SIR) | [5 empty] | Annual line testing | Annual line testing |  | UST Currently In Use: 2; UST Temp Close: 0; AST Currently In Use: 0; AST Temp Closed: 0 | 2 | 0 | 5 | 25076-043-010841 | HGK, INC.
22811 | Permanently Closed | 1994-04-20 | 1978-01-01 | 1994-04-20 | Petroleum | Kerosene | Kerosene |  | Steel | Steel |  | Painted or None | Steel |  | 1901-01-01 | [6 empty] | Statistical Inventory Reconciliation (SIR) | [5 empty] | Annual line testing | Annual line testing |  | UST Currently In Use: 2; UST Temp Close: 0; AST Currently In Use: 0; AST Temp Closed: 0 | 2 | 0 | 5 | 25076-043-010841 | HGK, INC.
22812 | Permanently Closed | 1992-11-01 | 1978-01-01 | 1994-06-30 | Petroleum | Unleaded gasoline | Unleaded gasoline |  | Steel | Steel |  | Painted or None | Steel |  | 1901-01-01 | [15 empty] | UST Currently In Use: 0; UST Temp Close: 0; AST Currently In Use: 0; AST Temp Closed: 0 | 0 | 0 | 5 | 13540-043-010842 | MORGAN PROPERTIES, INC.
22813 | Permanently Closed | 1992-11-01 | 1978-01-01 | 1994-06-30 | Petroleum | Unleaded gasoline | Unleaded gasoline |  | Steel | Steel |  | Painted or None | Steel |  | 1901-01-01 | [15 empty] | UST Currently In Use: 0; UST Temp Close: 0; AST Currently In Use: 0; AST Temp Closed: 0 | 0 | 0 | 5 | 13540-043-010842 | MORGAN PROPERTIES, INC.
22814 | Permanently Closed | 1992-11-01 | 1978-01-01 | 1994-06-30 | Petroleum | Unleaded gasoline | Unleaded gasoline |  | Steel | Steel |  | Painted or None | Steel |  | 1901-01-01 | [15 empty] | UST Currently In Use: 0; UST Temp Close: 0; AST Currently In Use: 0; AST Temp Closed: 0 | 0 | 0 | 5 | 13540-043-010842 | MORGAN PROPERTIES, INC.
22815 | Permanently Closed | 1992-11-01 | 1978-01-01 | 1994-06-30 | Petroleum | On road diesel | On road diesel |  | Steel | Steel |  | Painted or None | Steel |  | 1901-01-01 | [15 empty] | UST Currently In Use: 0; UST Temp Close: 0; AST Currently In Use: 0; AST Temp Closed: 0 | 0 | 0 | 5 | 13540-043-010842 | MORGAN PROPERTIES, INC.
22816 | Permanently Closed | 1992-11-01 | 1978-01-01 | 1994-06-30 | Petroleum | Kerosene | Kerosene |  | Steel | Steel |  | Painted or None | Steel |  | 1901-01-01 | [15 empty] | UST Currently In Use: 0; UST Temp Close: 0; AST Currently In Use: 0; AST Temp Closed: 0 | 0 | 0 | 5 | 13540-043-010842 | MORGAN PROPERTIES, INC.
22817 | Currently in Use |  | 1978-01-05 |  | Petroleum | Unleaded gasoline | Unleaded gasoline | Retail | Single Wall, Steel | Steel | Field installed cathodic protection |  | Fiberglass reinforced plastic, Single Wall |  |  |  | Catchment Basin, Single walled catchment basin | Flow Rest 90% Full | Flow Rest 90% Full |  |  | Continuous Automatic Tank Gauge | Direct Bury submersible pump | Automatic flow restrictor (MLLD) | Automatic flow restrictor (MLLD) |  |  | Annual line testing | Annual line testing |  | UST Currently In Use: 3; UST Temp Close: 2; AST Currently In Use: 0; AST Temp Closed: 0 | 3 | 2 | 0 | 24891-043-010843 | MADAD PRAMANI
22818 | Currently in Use |  | 1978-01-05 |  | Petroleum | Unleaded gasoline | Unleaded gasoline | Retail | Single Wall, Steel | Steel | Field installed cathodic protection |  | Fiberglass reinforced plastic, Single Wall | [17 empty] | UST Currently In Use: 3; UST Temp Close: 2; AST Currently In Use: 0; AST Temp Closed: 0 | 3 | 2 | 0 | 24891-043-010843 | MADAD PRAMANI
22819 | Temporary Closed | 2006-03-27 | 1978-01-05 |  | Petroleum | Mid-grade gasoline | Mid-grade gasoline | Retail | Single Wall, Steel | Steel | Field installed cathodic protection |  | Fiberglass reinforced plastic, Single Wall |  |  |  | Catchment Basin, Single walled catchment basin | Flow Rest 90% Full | Flow Rest 90% Full |  |  | Continuous Automatic Tank Gauge | Direct Bury submersible pump | [7 empty] | UST Currently In Use: 3; UST Temp Close: 2; AST Currently In Use: 0; AST Temp Closed: 0 | 3 | 2 | 0 | 24891-043-010843 | MADAD PRAMANI
22820 | Currently in Use |  | 1978-01-05 |  | Petroleum | Premium gasoline | Premium gasoline | Retail | Single Wall, Steel | Steel | Field installed cathodic protection |  | Fiberglass reinforced plastic, Single Wall |  |  |  | Catchment Basin, Single walled catchment basin | Flow Rest 90% Full | Flow Rest 90% Full |  |  | Continuous Automatic Tank Gauge | Direct Bury submersible pump | Automatic flow restrictor (MLLD) | Automatic flow restrictor (MLLD) |  |  | Annual line testing | Annual line testing |  | UST Currently In Use: 3; UST Temp Close: 2; AST Currently In Use: 0; AST Temp Closed: 0 | 3 | 2 | 0 | 24891-043-010843 | MADAD PRAMANI
22821 | Temporary Closed |  | 1978-01-05 |  | Petroleum | On road diesel | On road diesel | Retail | Single Wall, Steel | Steel | Field installed cathodic protection |  | Fiberglass reinforced plastic, Single Wall |  |  |  | Catchment Basin, Single walled catchment basin | Flow Rest 90% Full | Flow Rest 90% Full |  |  | Continuous Automatic Tank Gauge | Direct Bury submersible pump | Automatic flow restrictor (MLLD) | Automatic flow restrictor (MLLD) |  |  | Annual line testing | Annual line testing |  | UST Currently In Use: 3; UST Temp Close: 2; AST Currently In Use: 0; AST Temp Closed: 0 | 3 | 2 | 0 | 24891-043-010843 | MADAD PRAMANI
22822 | Currently in Use |  | 1978-01-05 |  | Petroleum | Unleaded gasoline | Unleaded gasoline | Retail | Single Wall, Steel | Steel | Field installed cathodic protection |  | Fiberglass reinforced plastic, Single Wall |  |  |  | Catchment Basin, Single walled catchment basin | Flow Rest 90% Full | Flow Rest 90% Full |  |  | Continuous Automatic Tank Gauge | Direct Bury submersible pump | Automatic shutoff device (AELLD) | Automatic shutoff device (AELLD) | [5 empty] | UST Currently In Use: 3; UST Temp Close: 0; AST Currently In Use: 0; AST Temp Closed: 0 | 3 | 0 | 0 | 12300-043-010844 | HAYS AND SON OIL COMPANY, INC.
22825 | Currently in Use |  | 1978-01-05 |  | Petroleum | Premium gasoline | Premium gasoline | Retail | Single Wall, Steel | Steel | Field installed cathodic protection |  | Fiberglass reinforced plastic, Single Wall |  |  |  | Catchment Basin, Single walled catchment basin | Flow Rest 90% Full | Flow Rest 90% Full |  |  | Continuous Automatic Tank Gauge | Direct Bury submersible pump | Automatic shutoff device (AELLD) | Automatic shutoff device (AELLD) | [5 empty] | UST Currently In Use: 3; UST Temp Close: 0; AST Currently In Use: 0; AST Temp Closed: 0 | 3 | 0 | 0 | 12300-043-010844 | HAYS AND SON OIL COMPANY, INC.
22827 | Currently in Use |  | 1978-01-01 |  | Petroleum | On road diesel | On road diesel | Retail | Single Wall, Steel | Steel | Field installed cathodic protection |  | Fiberglass reinforced plastic, Single Wall |  |  |  | Catchment Basin, Single walled catchment basin | Flow Rest 90% Full | Flow Rest 90% Full |  |  | Continuous Automatic Tank Gauge | Direct Bury submersible pump | Automatic shutoff device (AELLD) | Automatic shutoff device (AELLD) | [5 empty] | UST Currently In Use: 3; UST Temp Close: 0; AST Currently In Use: 0; AST Temp Closed: 0 | 3 | 0 | 0 | 12300-043-010844 | HAYS AND SON OIL COMPANY, INC.
22828 | Permanently Closed | 2014-05-19 | 1986-01-29 | 2014-05-19 | Petroleum | Unleaded gasoline | Unleaded gasoline | Retail | Steel | Steel | Coated & cathodic protection (sti-P3) |  | Fiberglass reinforced plastic |  |  |  | Catchment Basin, Single walled catchment basin | Audible high level alarm At 90% full, Flow Rest 90% Full | Flow Rest 90% Full |  |  | Continuous Automatic Tank Gauge | Direct Bury submersible pump | Automatic shutoff device (AELLD) | Automatic shutoff device (AELLD) | [5 empty] | UST Currently In Use: 5; UST Temp Close: 0; AST Currently In Use: 0; AST Temp Closed: 0 | 5 | 0 | 2 | 23613-043-010845 | SHOOT-OUT AT DODGE CITY, LLC
22830 | Permanently Closed | 2014-05-19 | 1986-01-29 | 2014-05-19 | Petroleum | Premium gasoline | Premium gasoline | Retail | Steel | Steel | Coated & cathodic protection (sti-P3) |  | Fiberglass reinforced plastic |  |  |  | Catchment Basin, Single walled catchment basin | Audible high level alarm At 90% full, Flow Rest 90% Full | Flow Rest 90% Full |  |  | Continuous Automatic Tank Gauge | Direct Bury submersible pump | Automatic shutoff device (AELLD) | Automatic shutoff device (AELLD) | [5 empty] | UST Currently In Use: 5; UST Temp Close: 0; AST Currently In Use: 0; AST Temp Closed: 0 | 5 | 0 | 2 | 23613-043-010845 | SHOOT-OUT AT DODGE CITY, LLC
22831 | Currently in Use |  | 1986-01-29 |  | Petroleum | On road diesel | On road diesel | Retail | Single Wall, Steel | Steel | Coated & cathodic protection (sti-P3) |  | Double Wall, Fiberglass reinforced plastic |  |  |  | Catchment Basin, Single walled catchment basin | Flow Rest 90% Full | Flow Rest 90% Full |  |  | Continuous Automatic Tank Gauge | Direct Bury submersible pump | Automatic shutoff device (AELLD) | Automatic shutoff device (AELLD) |  |  | Automatic electronic line leak detector (AELLD) | Automatic electronic line leak detector (AELLD) |  | UST Currently In Use: 5; UST Temp Close: 0; AST Currently In Use: 0; AST Temp Closed: 0 | 5 | 0 | 2 | 23613-043-010845 | SHOOT-OUT AT DODGE CITY, LLC
22833 | Currently in Use |  | 1986-01-29 |  | Petroleum | On road diesel | On road diesel | Retail | Single Wall, Steel | Steel | Coated & cathodic protection (sti-P3) |  | Double Wall, Fiberglass reinforced plastic |  |  |  | Catchment Basin, Single walled catchment basin | Flow Rest 90% Full | Flow Rest 90% Full |  |  | Continuous Automatic Tank Gauge | Direct Bury submersible pump | Automatic shutoff device (AELLD) | Automatic shutoff device (AELLD) |  |  | Automatic electronic line leak detector (AELLD) | Automatic electronic line leak detector (AELLD) |  | UST Currently In Use: 5; UST Temp Close: 0; AST Currently In Use: 0; AST Temp Closed: 0 | 5 | 0 | 2 | 23613-043-010845 | SHOOT-OUT AT DODGE CITY, LLC
22836 | Permanently Closed | 2003-02-13 | 1978-01-05 | 2004-02-03 | Petroleum | Unleaded gasoline | Unleaded gasoline | Retail | Steel | Steel | Field installed cathodic protection |  | Fiberglass reinforced plastic |  | 1901-01-01 |  | Catchment Basin, Single walled catchment basin | Audible high level alarm At 90% full, Flow Rest 90% Full | Flow Rest 90% Full |  |  | Automatic Tank Gauge |  | Automatic shutoff device (AELLD) | Automatic shutoff device (AELLD) | Interstitial Monitoring within Secondary Containment |  | Annual line testing | Annual line testing |  | UST Currently In Use: 0; UST Temp Close: 0; AST Currently In Use: 0; AST Temp Closed: 0 | 0 | 0 | 3 | 13540-043-010846 | MORGAN PROPERTIES, INC.
22837 | Permanently Closed | 2003-02-13 | 1978-01-01 | 2004-02-03 | Petroleum | Mid-grade gasoline | Mid-grade gasoline | Retail | Steel | Steel | Field installed cathodic protection |  | Fiberglass reinforced plastic |  | 1901-01-01 |  | Catchment Basin, Single walled catchment basin | Audible high level alarm At 90% full, Flow Rest 90% Full | Flow Rest 90% Full |  |  | Automatic Tank Gauge |  | Automatic shutoff device (AELLD) | Automatic shutoff device (AELLD) | Interstitial Monitoring within Secondary Containment |  | Annual line testing | Annual line testing |  | UST Currently In Use: 0; UST Temp Close: 0; AST Currently In Use: 0; AST Temp Closed: 0 | 0 | 0 | 3 | 13540-043-010846 | MORGAN PROPERTIES, INC.
22838 | Permanently Closed | 2003-02-13 | 1978-01-01 | 2004-02-03 | Petroleum | Premium gasoline | Premium gasoline | Retail | Steel | Steel | Field installed cathodic protection |  | Fiberglass reinforced plastic |  | 1901-01-01 |  | Catchment Basin, Single walled catchment basin | Audible high level alarm At 90% full, Flow Rest 90% Full | Flow Rest 90% Full |  |  | Automatic Tank Gauge |  | Automatic shutoff device (AELLD) | Automatic shutoff device (AELLD) | Interstitial Monitoring within Secondary Containment |  | Annual line testing | Annual line testing |  | UST Currently In Use: 0; UST Temp Close: 0; AST Currently In Use: 0; AST Temp Closed: 0 | 0 | 0 | 3 | 13540-043-010846 | MORGAN PROPERTIES, INC.
22839 | Permanently Closed | 1994-06-16 | 1978-01-01 | 1994-06-16 | Petroleum | Unleaded gasoline | Unleaded gasoline |  | Steel | Steel |  | Painted or None | Steel |  | 1901-01-01 | [15 empty] | UST Currently In Use: 0; UST Temp Close: 0; AST Currently In Use: 0; AST Temp Closed: 0 | 0 | 0 | 5 | 13540-043-010847 | MORGAN PROPERTIES, INC.
22840 | Permanently Closed | 1994-06-16 | 1978-01-01 | 1994-06-16 | Petroleum | Unleaded gasoline | Unleaded gasoline |  | Steel | Steel |  | Painted or None | Steel |  | 1901-01-01 | [15 empty] | UST Currently In Use: 0; UST Temp Close: 0; AST Currently In Use: 0; AST Temp Closed: 0 | 0 | 0 | 5 | 13540-043-010847 | MORGAN PROPERTIES, INC.
22841 | Permanently Closed | 1994-06-16 | 1978-01-01 | 1994-06-16 | Petroleum | Unleaded gasoline | Unleaded gasoline |  | Steel | Steel |  | Painted or None | Steel |  | 1901-01-01 | [15 empty] | UST Currently In Use: 0; UST Temp Close: 0; AST Currently In Use: 0; AST Temp Closed: 0 | 0 | 0 | 5 | 13540-043-010847 | MORGAN PROPERTIES, INC.
22842 | Permanently Closed | 1994-06-16 | 1978-01-01 | 1994-06-16 | Petroleum | On road diesel | On road diesel |  | Steel | Steel |  | Painted or None | Steel |  | 1901-01-01 | [12 empty] | Annual line testing | Annual line testing |  | UST Currently In Use: 0; UST Temp Close: 0; AST Currently In Use: 0; AST Temp Closed: 0 | 0 | 0 | 5 | 13540-043-010847 | MORGAN PROPERTIES, INC.
22843 | Permanently Closed | 1991-07-22 | 1978-01-01 | 1994-06-16 | Petroleum | Kerosene | Kerosene |  | Steel | Steel |  | Painted or None | Steel |  | 1901-01-01 | [15 empty] | UST Currently In Use: 0; UST Temp Close: 0; AST Currently In Use: 0; AST Temp Closed: 0 | 0 | 0 | 5 | 13540-043-010847 | MORGAN PROPERTIES, INC.
22844 | Permanently Closed | 1994-08-19 | 1978-01-01 | 1994-08-19 | Petroleum | Unleaded gasoline | Unleaded gasoline |  | Steel | Steel |  | Painted or None | Steel |  | 1901-01-01 | [15 empty] | UST Currently In Use: 0; UST Temp Close: 0; AST Currently In Use: 0; AST Temp Closed: 0 | 0 | 0 | 2 | 13540-043-010850 | MORGAN PROPERTIES, INC.
22845 | Permanently Closed | 1994-08-19 | 1978-01-01 | 1994-08-19 | Petroleum | On road diesel | On road diesel |  | Steel | Steel |  | Painted or None | Steel |  | 1901-01-01 | [15 empty] | UST Currently In Use: 0; UST Temp Close: 0; AST Currently In Use: 0; AST Temp Closed: 0 | 0 | 0 | 2 | 13540-043-010850 | MORGAN PROPERTIES, INC.
22846 | Retired | 1972-01-01 | 1975-01-01 |  | Petroleum | Unleaded gasoline | Unleaded gasoline |  | Steel | Steel |  | Painted or None | Steel |  | 1901-01-01 | [15 empty] | UST Currently In Use: 0; UST Temp Close: 0; AST Currently In Use: 0; AST Temp Closed: 0 | 0 | 0 | 0 | 13540-043-010852 | MORGAN PROPERTIES, INC.
22847 | Permanently Closed | 1994-08-19 | 1978-01-01 | 1994-08-19 | Petroleum | Unleaded gasoline | Unleaded gasoline |  | Steel | Steel |  | Painted or None | Steel |  | 1901-01-01 | [15 empty] | UST Currently In Use: 0; UST Temp Close: 0; AST Currently In Use: 0; AST Temp Closed: 0 | 0 | 0 | 1 | 13540-043-010853 | MORGAN PROPERTIES, INC.
22848 | Permanently Closed | 1994-08-19 | 1978-01-01 | 1994-08-19 | Petroleum | Unleaded gasoline | Unleaded gasoline |  | Steel | Steel |  | Painted or None | Steel |  | 1901-01-01 | [15 empty] | UST Currently In Use: 0; UST Temp Close: 0; AST Currently In Use: 0; AST Temp Closed: 0 | 0 | 0 | 1 | 13540-043-010854 | MORGAN PROPERTIES, INC.
22849 | Permanently Closed | 1988-01-01 | 1975-01-01 | 1988-01-01 | Petroleum | Unleaded gasoline | Unleaded gasoline |  | Steel | Steel |  | Painted or None | Steel |  | 1901-01-01 | [15 empty] | UST Currently In Use: 0; UST Temp Close: 0; AST Currently In Use: 0; AST Temp Closed: 0 | 0 | 0 | 1 | 13540-043-010855 | MORGAN PROPERTIES, INC.
22850 | Permanently Closed | 1990-11-13 | 1978-01-01 | 1990-11-13 | Petroleum | Unleaded gasoline | Unleaded gasoline |  | Steel | Steel |  | Painted or None | Steel |  | 1901-01-01 | [15 empty] | UST Currently In Use: 0; UST Temp Close: 0; AST Currently In Use: 0; AST Temp Closed: 0 | 0 | 0 | 2 | 13540-043-010856 | MORGAN PROPERTIES, INC.
22851 | Permanently Closed | 1990-11-13 | 1978-01-01 | 1990-11-13 | Petroleum | On road diesel | On road diesel |  | Steel | Steel |  | Painted or None | Steel |  | 1901-01-01 | [15 empty] | UST Currently In Use: 0; UST Temp Close: 0; AST Currently In Use: 0; AST Temp Closed: 0 | 0 | 0 | 2 | 13540-043-010856 | MORGAN PROPERTIES, INC.
22852 | Permanently Closed | 1901-01-01 | 1978-01-01 | 2011-11-11 | Petroleum | On road diesel | On road diesel |  | Steel | Steel |  | Painted or None | Steel |  | 1901-01-01 | [15 empty] | UST Currently In Use: 0; UST Temp Close: 0; AST Currently In Use: 0; AST Temp Closed: 0 | 0 | 0 | 1 | 13540-043-010857 | MORGAN PROPERTIES, INC.
22853 | Permanently Closed | 1994-08-19 | 1980-01-01 | 1994-08-19 | Petroleum | Unleaded gasoline | Unleaded gasoline |  | Steel | Steel |  | Painted or None | Steel |  | 1901-01-01 | [15 empty] | UST Currently In Use: 0; UST Temp Close: 0; AST Currently In Use: 0; AST Temp Closed: 0 | 0 | 0 | 1 | 13540-043-010858 | MORGAN PROPERTIES, INC.
22855 | Currently in Use |  | 1987-08-31 |  | Petroleum | On road diesel | On road diesel | Retail | Single Wall, Steel | Steel | Coated & cathodic protection (sti-P3) |  | Fiberglass reinforced plastic, Single Wall |  |  |  | Catchment Basin, Single walled catchment basin | Flow Rest 90% Full | Flow Rest 90% Full |  |  | Continuous Automatic Tank Gauge | Direct Bury submersible pump | Automatic shutoff device (AELLD) | Automatic shutoff device (AELLD) | [5 empty] | UST Currently In Use: 3; UST Temp Close: 0; AST Currently In Use: 0; AST Temp Closed: 0 | 3 | 0 | 0 | 13540-043-012888 | MORGAN PROPERTIES, INC.
22856 | Currently in Use |  | 1987-08-31 |  | Petroleum | Unleaded gasoline | Unleaded gasoline | Retail | Single Wall, Steel | Steel | Coated & cathodic protection (sti-P3) |  | Fiberglass reinforced plastic, Single Wall |  |  |  | Catchment Basin, Single walled catchment basin | Flow Rest 90% Full | Flow Rest 90% Full |  |  | Continuous Automatic Tank Gauge | Direct Bury submersible pump | Automatic shutoff device (AELLD) | Automatic shutoff device (AELLD) | [5 empty] | UST Currently In Use: 3; UST Temp Close: 0; AST Currently In Use: 0; AST Temp Closed: 0 | 3 | 0 | 0 | 13540-043-012888 | MORGAN PROPERTIES, INC.
22858 | Currently in Use |  | 1987-08-31 |  | Petroleum | Premium gasoline | Premium gasoline | Retail | Single Wall, Steel | Steel | Coated & cathodic protection (sti-P3) |  | Fiberglass reinforced plastic, Single Wall |  |  |  | Catchment Basin, Single walled catchment basin | Flow Rest 90% Full | Flow Rest 90% Full |  |  | Continuous Automatic Tank Gauge | Direct Bury submersible pump | Automatic shutoff device (AELLD) | Automatic shutoff device (AELLD) | [5 empty] | UST Currently In Use: 3; UST Temp Close: 0; AST Currently In Use: 0; AST Temp Closed: 0 | 3 | 0 | 0 | 13540-043-012888 | MORGAN PROPERTIES, INC.
22859 | Currently in Use |  | 1988-09-15 |  | Petroleum | On road diesel | On road diesel | Retail | Single Wall, Steel | Steel | Coated & cathodic protection (sti-P3) |  | Fiberglass reinforced plastic, Single Wall |  |  |  | Catchment Basin, Single walled catchment basin | Flow Rest 90% Full | Flow Rest 90% Full |  |  | Continuous Automatic Tank Gauge | Direct Bury submersible pump | Automatic shutoff device (AELLD) | Automatic shutoff device (AELLD) | [5 empty] | UST Currently In Use: 4; UST Temp Close: 0; AST Currently In Use: 0; AST Temp Closed: 0 | 4 | 0 | 0 | 26006-043-014083 | SMS BUSINESS LLC
22860 | Currently in Use |  | 1988-09-15 |  | Petroleum | Unleaded gasoline | Unleaded gasoline | Retail | Single Wall, Steel | Steel | Coated & cathodic protection (sti-P3) |  | Fiberglass reinforced plastic, Single Wall |  |  |  | Catchment Basin, Single walled catchment basin | Flow Rest 90% Full | Flow Rest 90% Full |  |  | Continuous Automatic Tank Gauge | Direct Bury submersible pump | Automatic shutoff device (AELLD) | Automatic shutoff device (AELLD) | [5 empty] | UST Currently In Use: 4; UST Temp Close: 0; AST Currently In Use: 0; AST Temp Closed: 0 | 4 | 0 | 0 | 26006-043-014083 | SMS BUSINESS LLC
22861 | Currently in Use | 2011-12-24 | 1988-09-15 |  | Petroleum | Off road diesel | Off road diesel | Retail | Single Wall, Steel | Steel | Coated & cathodic protection (sti-P3) |  | Fiberglass reinforced plastic, Single Wall |  |  |  | Catchment Basin, Single walled catchment basin | Flow Rest 90% Full | Flow Rest 90% Full |  |  | Continuous Automatic Tank Gauge | Direct Bury submersible pump | [7 empty] | UST Currently In Use: 4; UST Temp Close: 0; AST Currently In Use: 0; AST Temp Closed: 0 | 4 | 0 | 0 | 26006-043-014083 | SMS BUSINESS LLC
22862 | Currently in Use |  | 1988-09-15 |  | Petroleum | Premium gasoline | Premium gasoline | Retail | Single Wall, Steel | Steel | Coated & cathodic protection (sti-P3) |  | Fiberglass reinforced plastic, Single Wall |  |  |  | Catchment Basin, Single walled catchment basin | Flow Rest 90% Full | Flow Rest 90% Full |  |  | Continuous Automatic Tank Gauge | Direct Bury submersible pump | Automatic shutoff device (AELLD) | Automatic shutoff device (AELLD) | [5 empty] | UST Currently In Use: 4; UST Temp Close: 0; AST Currently In Use: 0; AST Temp Closed: 0 | 4 | 0 | 0 | 26006-043-014083 | SMS BUSINESS LLC
22863 | Permanently Closed | 1901-01-01 | 1982-01-01 | 1990-09-17 | Petroleum | Unleaded gasoline | Unleaded gasoline |  | Steel | Steel |  | Painted or None | Steel |  | 1901-01-01 | [15 empty] | UST Currently In Use: 0; UST Temp Close: 0; AST Currently In Use: 0; AST Temp Closed: 0 | 0 | 0 | 3 | 13545-111-008709 | OPAL WALDREP
22864 | Permanently Closed | 1901-01-01 | 1968-01-01 | 1990-09-17 | Petroleum | Unleaded gasoline | Unleaded gasoline |  | Steel | Steel |  | Painted or None | Steel |  | 1901-01-01 | [15 empty] | UST Currently In Use: 0; UST Temp Close: 0; AST Currently In Use: 0; AST Temp Closed: 0 | 0 | 0 | 3 | 13545-111-008709 | OPAL WALDREP
22865 | Permanently Closed | 1901-01-01 | 1968-01-01 | 1990-09-17 | Petroleum | Unleaded gasoline | Unleaded gasoline |  | Steel | Steel |  | Painted or None | Steel |  | 1901-01-01 | [15 empty] | UST Currently In Use: 0; UST Temp Close: 0; AST Currently In Use: 0; AST Temp Closed: 0 | 0 | 0 | 3 | 13545-111-008709 | OPAL WALDREP
22866 | Permanently Closed | 1996-11-25 | 1964-01-01 | 1998-11-12 | Petroleum | Unleaded gasoline | Unleaded gasoline |  | Steel | Steel | Interior lined (not allowed as a standalone method of corrosion protection) | Painted or None | Steel |  | 1901-01-01 | [15 empty] | UST Currently In Use: 0; UST Temp Close: 0; AST Currently In Use: 0; AST Temp Closed: 0 | 0 | 0 | 2 | 13547-025-008406 | MORGANS GROCERY
22867 | Permanently Closed | 1996-11-25 | 1974-01-01 | 1998-11-12 | Petroleum | Unleaded gasoline | Unleaded gasoline |  | Steel | Steel | Interior lined (not allowed as a standalone method of corrosion protection) | Painted or None | Steel |  | 1901-01-01 | [15 empty] | UST Currently In Use: 0; UST Temp Close: 0; AST Currently In Use: 0; AST Temp Closed: 0 | 0 | 0 | 2 | 13547-025-008406 | MORGANS GROCERY
22868 | Permanently Closed | 1990-12-18 | 1968-01-01 | 1990-12-18 | Petroleum | On road diesel | On road diesel |  | Steel | Steel |  | Painted or None | Steel |  | 1901-01-01 | [15 empty] | UST Currently In Use: 0; UST Temp Close: 0; AST Currently In Use: 2; AST Temp Closed: 0 | 0 | 0 | 2 | 20428-125-001162 | COVIA HOLDINGS CORP
22869 | Permanently Closed | 1990-12-18 | 1968-01-01 | 1990-12-18 | Petroleum | Unleaded gasoline | Unleaded gasoline |  | Steel | Steel |  | Painted or None | Steel |  | 1901-01-01 | [15 empty] | UST Currently In Use: 0; UST Temp Close: 0; AST Currently In Use: 2; AST Temp Closed: 0 | 0 | 0 | 2 | 20428-125-001162 | COVIA HOLDINGS CORP
22870 | Permanently Closed | 1901-01-01 | 1962-01-01 | 1988-12-01 | Petroleum | Other, FILLEDWATR | Other |  | Steel | Steel |  | Painted or None | Steel |  | 1901-01-01 | [15 empty] | UST Currently In Use: 0; UST Temp Close: 0; AST Currently In Use: 0; AST Temp Closed: 0 | 0 | 0 | 6 | 13549-069-006942 | MORRIS & SONS INC
22871 | Permanently Closed | 1901-01-01 | 1962-01-01 | 1988-12-01 | Petroleum | Unleaded gasoline | Unleaded gasoline |  | Steel | Steel |  | Painted or None | Steel |  | 1901-01-01 | [15 empty] | UST Currently In Use: 0; UST Temp Close: 0; AST Currently In Use: 0; AST Temp Closed: 0 | 0 | 0 | 6 | 13549-069-006942 | MORRIS & SONS INC
22872 | Permanently Closed | 1901-01-01 | 1962-01-01 | 1988-12-01 | Petroleum | Unleaded gasoline | Unleaded gasoline |  | Steel | Steel |  | Painted or None | Steel |  | 1901-01-01 | [15 empty] | UST Currently In Use: 0; UST Temp Close: 0; AST Currently In Use: 0; AST Temp Closed: 0 | 0 | 0 | 6 | 13549-069-006942 | MORRIS & SONS INC
22873 | Permanently Closed | 1901-01-01 | 1962-01-01 | 1988-12-01 | Petroleum | Unleaded gasoline | Unleaded gasoline |  | Steel | Steel |  | Painted or None | Steel |  | 1901-01-01 | [15 empty] | UST Currently In Use: 0; UST Temp Close: 0; AST Currently In Use: 0; AST Temp Closed: 0 | 0 | 0 | 6 | 13549-069-006942 | MORRIS & SONS INC
22874 | Permanently Closed | 1901-01-01 | 1967-01-01 | 1988-12-01 | Petroleum | Unleaded gasoline | Unleaded gasoline |  | Steel | Steel |  | Painted or None | Steel |  | 1901-01-01 | [15 empty] | UST Currently In Use: 0; UST Temp Close: 0; AST Currently In Use: 0; AST Temp Closed: 0 | 0 | 0 | 6 | 13549-069-006942 | MORRIS & SONS INC
22875 | Permanently Closed | 1901-01-01 | 1962-01-01 | 1988-12-01 | Petroleum | Used oil | Used oil |  | Steel | Steel |  | Painted or None | Steel |  | 1901-01-01 | [15 empty] | UST Currently In Use: 0; UST Temp Close: 0; AST Currently In Use: 0; AST Temp Closed: 0 | 0 | 0 | 6 | 13549-069-006942 | MORRIS & SONS INC
22876 | Permanently Closed | 1992-07-29 | 1958-01-01 | 1992-07-29 | Petroleum | On road diesel | On road diesel |  | Steel | Steel |  |  | Steel |  | 1901-01-01 | [15 empty] | UST Currently In Use: 0; UST Temp Close: 0; AST Currently In Use: 0; AST Temp Closed: 0 | 0 | 0 | 3 | 13550-001-009065 | MORRIS CONSTRUCTION CO INC
22877 | Permanently Closed | 1992-07-29 | 1958-01-01 | 1992-07-29 | Petroleum | Kerosene | Kerosene |  | Steel | Steel |  |  | Steel |  | 1901-01-01 | [15 empty] | UST Currently In Use: 0; UST Temp Close: 0; AST Currently In Use: 0; AST Temp Closed: 0 | 0 | 0 | 3 | 13550-001-009065 | MORRIS CONSTRUCTION CO INC
22878 | Permanently Closed | 1990-08-01 | 1973-01-01 | 1992-07-29 | Petroleum | Unleaded gasoline | Unleaded gasoline |  | Steel | Steel |  | Painted or None | Other, NONE |  | 1901-01-01 | [15 empty] | UST Currently In Use: 0; UST Temp Close: 0; AST Currently In Use: 0; AST Temp Closed: 0 | 0 | 0 | 3 | 13550-001-009065 | MORRIS CONSTRUCTION CO INC
22879 | Permanently Closed | 2018-02-02 | 1981-01-01 | 2018-12-12 | Petroleum | On road diesel | On road diesel | Retail | Single Wall, Steel | Steel | Field installed cathodic protection |  | Single Wall, Steel |  |  | Field installed cathodic protection | Catchment Basin, Single walled catchment basin | Automatic shutoff device At 95% full | Automatic shutoff device At 95% full |  |  | Statistical Inventory Reconciliation (SIR) | [8 empty] | UST Currently In Use: 0; UST Temp Close: 0; AST Currently In Use: 2; AST Temp Closed: 0 | 0 | 0 | 3 | 23003-015-005695 | J&D ENTERPRISES LLC
22880 | Permanently Closed | 2018-09-01 | 1981-01-01 | 2018-12-12 | Petroleum | Unleaded gasoline | Unleaded gasoline | Retail | Steel | Steel | Field installed cathodic protection |  | Steel |  |  | Field installed cathodic protection | Catchment Basin, Single walled catchment basin | Automatic shutoff device At 95% full | Automatic shutoff device At 95% full |  |  | Statistical Inventory Reconciliation (SIR) | [8 empty] | UST Currently In Use: 0; UST Temp Close: 0; AST Currently In Use: 2; AST Temp Closed: 0 | 0 | 0 | 3 | 23003-015-005695 | J&D ENTERPRISES LLC
22881 | Permanently Closed | 2018-02-02 | 1981-01-01 | 2018-12-12 | Petroleum | Unleaded gasoline | Unleaded gasoline | Retail | Single Wall, Steel | Steel | Field installed cathodic protection |  | Single Wall, Steel |  |  | Field installed cathodic protection | Catchment Basin, Single walled catchment basin | Automatic shutoff device At 95% full | Automatic shutoff device At 95% full |  |  | Statistical Inventory Reconciliation (SIR) | [8 empty] | UST Currently In Use: 0; UST Temp Close: 0; AST Currently In Use: 2; AST Temp Closed: 0 | 0 | 0 | 3 | 23003-015-005695 | J&D ENTERPRISES LLC
22883 | Currently in Use |  | 1978-01-01 |  | Petroleum | Unleaded gasoline | Unleaded gasoline | Retail | Single Wall, Steel | Steel | Field installed cathodic protection |  | Double Wall, Flexible |  |  |  | Catchment Basin, Single walled catchment basin | Flow Rest 90% Full | Flow Rest 90% Full |  |  | Automatic Tank Gauge |  | Automatic flow restrictor (MLLD) | Automatic flow restrictor (MLLD) |  |  | Annual line testing | Annual line testing |  | UST Currently In Use: 6; UST Temp Close: 0; AST Currently In Use: 0; AST Temp Closed: 0 | 6 | 0 | 0 | 24904-015-005700 | SHREE GANESH FIVE LLC
22884 | Currently in Use |  | 1978-01-01 |  | Petroleum | Premium gasoline | Premium gasoline | Retail | Single Wall, Steel | Steel | Field installed cathodic protection |  | Double Wall, Flexible |  |  |  | Catchment Basin, Single walled catchment basin | Flow Rest 90% Full | Flow Rest 90% Full |  |  | Automatic Tank Gauge |  | Automatic flow restrictor (MLLD) | Automatic flow restrictor (MLLD) |  |  | Annual line testing | Annual line testing |  | UST Currently In Use: 6; UST Temp Close: 0; AST Currently In Use: 0; AST Temp Closed: 0 | 6 | 0 | 0 | 24904-015-005700 | SHREE GANESH FIVE LLC
22885 | Currently in Use |  | 1978-01-01 |  | Petroleum | Other, OFFROAD | Other | Retail | Single Wall, Steel | Steel | Field installed cathodic protection |  | Single Wall, Steel |  |  | Field installed cathodic protection | Catchment Basin, Single walled catchment basin | Automatic shutoff device At 95% full, Flow Rest 90% Full | Flow Rest 90% Full |  |  | Automatic Tank Gauge | [8 empty] | UST Currently In Use: 6; UST Temp Close: 0; AST Currently In Use: 0; AST Temp Closed: 0 | 6 | 0 | 0 | 24904-015-005700 | SHREE GANESH FIVE LLC
22886 | Currently in Use |  | 1978-01-01 |  | Petroleum | On road diesel | On road diesel | Retail | Single Wall, Steel | Steel | Field installed cathodic protection |  | Single Wall, Steel |  |  | Field installed cathodic protection | Catchment Basin, Single walled catchment basin | Automatic shutoff device At 95% full, Flow Rest 90% Full | Flow Rest 90% Full |  |  | Automatic Tank Gauge | [8 empty] | UST Currently In Use: 6; UST Temp Close: 0; AST Currently In Use: 0; AST Temp Closed: 0 | 6 | 0 | 0 | 24904-015-005700 | SHREE GANESH FIVE LLC
22887 | Permanently Closed | 1998-12-01 | 1975-01-01 | 1999-02-20 | Petroleum | Unleaded gasoline | Unleaded gasoline |  | Steel | Steel |  | Painted or None | Steel |  | 1901-01-01 | [6 empty] | Statistical Inventory Reconciliation (SIR) | [8 empty] | UST Currently In Use: 0; UST Temp Close: 0; AST Currently In Use: 0; AST Temp Closed: 0 | 0 | 0 | 4 | 13551-015-005701 | MORRIS OIL CO, INC
22888 | Permanently Closed | 1998-12-01 | 1975-01-01 | 1999-02-20 | Petroleum | Unleaded gasoline | Unleaded gasoline |  | Steel | Steel |  | Painted or None | Steel |  | 1901-01-01 | [6 empty] | Statistical Inventory Reconciliation (SIR) | [8 empty] | UST Currently In Use: 0; UST Temp Close: 0; AST Currently In Use: 0; AST Temp Closed: 0 | 0 | 0 | 4 | 13551-015-005701 | MORRIS OIL CO, INC
22889 | Permanently Closed | 1998-12-01 | 1975-01-01 | 1999-02-20 | Petroleum | Unleaded gasoline | Unleaded gasoline |  | Steel | Steel |  | Painted or None | Steel |  | 1901-01-01 | [6 empty] | Statistical Inventory Reconciliation (SIR) | [8 empty] | UST Currently In Use: 0; UST Temp Close: 0; AST Currently In Use: 0; AST Temp Closed: 0 | 0 | 0 | 4 | 13551-015-005701 | MORRIS OIL CO, INC
22890 | Permanently Closed | 1998-12-01 | 1975-01-01 | 1999-02-20 | Petroleum | Unleaded gasoline | Unleaded gasoline |  | Steel | Steel |  | Painted or None | Steel |  | 1901-01-01 | [6 empty] | Statistical Inventory Reconciliation (SIR) | [8 empty] | UST Currently In Use: 0; UST Temp Close: 0; AST Currently In Use: 0; AST Temp Closed: 0 | 0 | 0 | 4 | 13551-015-005701 | MORRIS OIL CO, INC
22891 | Permanently Closed | 1995-05-26 | 1976-01-01 | 1995-05-26 | Petroleum | On road diesel | On road diesel |  | Steel | Steel |  | Painted or None | Steel |  | 1901-01-01 | [15 empty] | UST Currently In Use: 0; UST Temp Close: 0; AST Currently In Use: 0; AST Temp Closed: 0 | 0 | 0 | 1 | 13551-015-011450 | MORRIS OIL CO, INC
22892 | Permanently Closed | 1901-01-01 | 1973-01-01 | 1988-12-20 | Petroleum | Unleaded gasoline | Unleaded gasoline |  | Steel | Steel |  | Painted or None | Steel |  | 1901-01-01 | [15 empty] | UST Currently In Use: 0; UST Temp Close: 0; AST Currently In Use: 0; AST Temp Closed: 0 | 0 | 0 | 5 | 13551-019-005681 | MORRIS OIL CO, INC
22893 | Permanently Closed | 1901-01-01 | 1973-01-01 | 1988-12-20 | Petroleum | Unleaded gasoline | Unleaded gasoline |  | Steel | Steel |  | Painted or None | Steel |  | 1901-01-01 | [15 empty] | UST Currently In Use: 0; UST Temp Close: 0; AST Currently In Use: 0; AST Temp Closed: 0 | 0 | 0 | 5 | 13551-019-005681 | MORRIS OIL CO, INC
22894 | Permanently Closed | 1901-01-01 | 1973-01-01 | 1988-12-20 | Petroleum | Unleaded gasoline | Unleaded gasoline |  | Steel | Steel |  | Painted or None | Steel |  | 1901-01-01 | [15 empty] | UST Currently In Use: 0; UST Temp Close: 0; AST Currently In Use: 0; AST Temp Closed: 0 | 0 | 0 | 5 | 13551-019-005681 | MORRIS OIL CO, INC
22895 | Permanently Closed | 1901-01-01 | 1973-01-01 | 1988-12-20 | Petroleum | Unleaded gasoline | Unleaded gasoline |  | Steel | Steel |  | Painted or None | Steel |  | 1901-01-01 | [15 empty] | UST Currently In Use: 0; UST Temp Close: 0; AST Currently In Use: 0; AST Temp Closed: 0 | 0 | 0 | 5 | 13551-019-005681 | MORRIS OIL CO, INC
22896 | Permanently Closed | 1901-01-01 | 1973-01-01 | 1988-12-20 | Petroleum | On road diesel | On road diesel |  | Steel | Steel |  | Painted or None | Steel |  | 1901-01-01 | [15 empty] | UST Currently In Use: 0; UST Temp Close: 0; AST Currently In Use: 0; AST Temp Closed: 0 | 0 | 0 | 5 | 13551-019-005681 | MORRIS OIL CO, INC
22897 | Permanently Closed | 1989-10-26 | 1974-01-01 | 1989-10-26 | Petroleum | Unleaded gasoline | Unleaded gasoline |  | Steel | Steel |  | Painted or None | Steel |  | 1901-01-01 | [15 empty] | UST Currently In Use: 0; UST Temp Close: 0; AST Currently In Use: 0; AST Temp Closed: 0 | 0 | 0 | 3 | 13551-019-005702 | MORRIS OIL CO, INC
22898 | Permanently Closed | 1989-10-26 | 1974-01-01 | 1989-10-26 | Petroleum | Unleaded gasoline | Unleaded gasoline |  | Steel | Steel |  | Painted or None | Steel |  | 1901-01-01 | [15 empty] | UST Currently In Use: 0; UST Temp Close: 0; AST Currently In Use: 0; AST Temp Closed: 0 | 0 | 0 | 3 | 13551-019-005702 | MORRIS OIL CO, INC
22899 | Permanently Closed | 1989-10-26 | 1974-01-01 | 1989-10-26 | Petroleum | Unleaded gasoline | Unleaded gasoline |  | Steel | Steel |  | Painted or None | Steel |  | 1901-01-01 | [15 empty] | UST Currently In Use: 0; UST Temp Close: 0; AST Currently In Use: 0; AST Temp Closed: 0 | 0 | 0 | 3 | 13551-019-005702 | MORRIS OIL CO, INC
22900 | Permanently Closed | 1992-09-25 | 1981-01-01 | 1992-09-25 | Petroleum | Unleaded gasoline | Unleaded gasoline |  | Steel | Steel |  | Painted or None | Steel |  | 1901-01-01 | [15 empty] | UST Currently In Use: 0; UST Temp Close: 0; AST Currently In Use: 0; AST Temp Closed: 0 | 0 | 0 | 4 | 13551-019-005705 | MORRIS OIL CO, INC
22901 | Permanently Closed | 1992-09-25 | 1981-01-01 | 1992-09-25 | Petroleum | Unleaded gasoline | Unleaded gasoline |  | Steel | Steel |  | Painted or None | Steel |  | 1901-01-01 | [15 empty] | UST Currently In Use: 0; UST Temp Close: 0; AST Currently In Use: 0; AST Temp Closed: 0 | 0 | 0 | 4 | 13551-019-005705 | MORRIS OIL CO, INC
22902 | Permanently Closed | 1992-09-25 | 1981-01-01 | 1992-09-25 | Petroleum | Unleaded gasoline | Unleaded gasoline |  | Steel | Steel |  | Painted or None | Steel |  | 1901-01-01 | [15 empty] | UST Currently In Use: 0; UST Temp Close: 0; AST Currently In Use: 0; AST Temp Closed: 0 | 0 | 0 | 4 | 13551-019-005705 | MORRIS OIL CO, INC
22903 | Permanently Closed | 1992-09-25 | 1916-01-01 | 1992-09-25 | Petroleum | Unleaded gasoline | Unleaded gasoline |  | Steel | Steel |  | Painted or None | Steel |  | 1901-01-01 | [15 empty] | UST Currently In Use: 0; UST Temp Close: 0; AST Currently In Use: 0; AST Temp Closed: 0 | 0 | 0 | 4 | 13551-019-005705 | MORRIS OIL CO, INC
22904 | Permanently Closed | 1991-09-23 | 1976-01-01 | 1991-09-23 | Petroleum | Unleaded gasoline | Unleaded gasoline |  | Steel | Steel |  | Painted or None | Steel |  | 1901-01-01 | [15 empty] | UST Currently In Use: 0; UST Temp Close: 0; AST Currently In Use: 0; AST Temp Closed: 0 | 0 | 0 | 3 | 13551-019-005708 | MORRIS OIL CO, INC
22905 | Permanently Closed | 1991-09-23 | 1976-01-01 | 1991-09-23 | Petroleum | Unleaded gasoline | Unleaded gasoline |  | Steel | Steel |  | Painted or None | Steel |  | 1901-01-01 | [15 empty] | UST Currently In Use: 0; UST Temp Close: 0; AST Currently In Use: 0; AST Temp Closed: 0 | 0 | 0 | 3 | 13551-019-005708 | MORRIS OIL CO, INC
22906 | Permanently Closed | 1991-09-23 | 1976-01-01 | 1991-09-23 | Petroleum | Unleaded gasoline | Unleaded gasoline |  | Steel | Steel |  | Painted or None | Steel |  | 1901-01-01 | [15 empty] | UST Currently In Use: 0; UST Temp Close: 0; AST Currently In Use: 0; AST Temp Closed: 0 | 0 | 0 | 3 | 13551-019-005708 | MORRIS OIL CO, INC
22907 | Permanently Closed | 1994-01-01 | 1983-01-01 | 1994-01-01 | Petroleum | Unleaded gasoline | Unleaded gasoline |  | Steel | Steel | Coated & cathodic protection (sti-P3) |  | Steel |  | 1901-01-01 | [6 empty] | Statistical Inventory Reconciliation (SIR) | [8 empty] | UST Currently In Use: 0; UST Temp Close: 0; AST Currently In Use: 0; AST Temp Closed: 0 | 0 | 0 | 2 | 13551-019-005711 | MORRIS OIL CO, INC
22908 | Permanently Closed | 1994-01-01 | 1983-01-01 | 1994-01-01 | Petroleum | Unleaded gasoline | Unleaded gasoline |  | Steel | Steel | Coated & cathodic protection (sti-P3) |  | Steel |  | 1901-01-01 | [6 empty] | Statistical Inventory Reconciliation (SIR) | [8 empty] | UST Currently In Use: 0; UST Temp Close: 0; AST Currently In Use: 0; AST Temp Closed: 0 | 0 | 0 | 2 | 13551-019-005711 | MORRIS OIL CO, INC
22909 | Permanently Closed | 2012-10-23 | 1987-09-15 | 2012-10-23 | Petroleum | Unleaded gasoline | Unleaded gasoline | Industrial | Single Wall, Steel | Steel | Coated & cathodic protection (sti-P3) |  | Single Wall, Steel |  |  | Galvanic Cathodic | Catchment Basin, Single walled catchment basin | Automatic shutoff device At 95% full | Automatic shutoff device At 95% full |  |  | Statistical Inventory Reconciliation (SIR) | [8 empty] | UST Currently In Use: 0; UST Temp Close: 0; AST Currently In Use: 0; AST Temp Closed: 0 | 0 | 0 | 1 | 13551-055-000068 | MORRIS OIL CO, INC
22910 | Temporary Closed | 2022-02-28 | 1984-01-01 |  | Petroleum | On road diesel | On road diesel | Industrial | Single Wall, Steel | Steel | Coated & cathodic protection (sti-P3) |  | Single Wall, Steel |  |  | Galvanic Cathodic | Catchment Basin, Single walled catchment basin | Automatic shutoff device At 95% full | Automatic shutoff device At 95% full |  |  | Statistical Inventory Reconciliation (SIR) | [8 empty] | UST Currently In Use: 0; UST Temp Close: 1; AST Currently In Use: 0; AST Temp Closed: 0 | 0 | 1 | 0 | 25419-055-005674 | BYROM PETROLEUM LLC
22911 | Permanently Closed | 1991-09-12 | 1983-01-01 | 1991-09-12 | Petroleum | On road diesel | On road diesel |  | Steel | Steel |  | Painted or None | Steel |  | 1901-01-01 | [15 empty] | UST Currently In Use: 0; UST Temp Close: 0; AST Currently In Use: 0; AST Temp Closed: 0 | 0 | 0 | 1 | 13551-055-005675 | MORRIS OIL CO, INC
22912 | Permanently Closed | 1991-09-12 | 1976-01-01 | 1991-09-12 | Petroleum | Unleaded gasoline | Unleaded gasoline |  | Steel | Steel |  | Painted or None | Steel |  | 1901-01-01 | [15 empty] | UST Currently In Use: 0; UST Temp Close: 0; AST Currently In Use: 0; AST Temp Closed: 0 | 0 | 0 | 1 | 13551-055-005677 | MORRIS OIL CO, INC
22913 | Permanently Closed | 1995-01-01 | 1969-01-01 | 1995-01-01 | Petroleum | Unleaded gasoline | Unleaded gasoline |  | Steel | Steel |  | Painted or None | Steel |  | 1901-01-01 | [6 empty] | Statistical Inventory Reconciliation (SIR) | [8 empty] | UST Currently In Use: 0; UST Temp Close: 0; AST Currently In Use: 0; AST Temp Closed: 0 | 0 | 0 | 1 | 13551-055-005678 | MORRIS OIL CO, INC
22914 | Permanently Closed | 1996-07-30 | 1976-01-01 | 1996-07-30 | Petroleum | Unleaded gasoline | Unleaded gasoline |  | Steel | Steel |  | Painted or None | Steel |  | 1901-01-01 | [6 empty] | Statistical Inventory Reconciliation (SIR) | [8 empty] | UST Currently In Use: 0; UST Temp Close: 0; AST Currently In Use: 0; AST Temp Closed: 0 | 0 | 0 | 3 | 13551-055-005680 | MORRIS OIL CO, INC
22915 | Permanently Closed | 1996-07-30 | 1976-01-01 | 1996-07-30 | Petroleum | Unleaded gasoline | Unleaded gasoline |  | Steel | Steel |  | Painted or None | Steel |  | 1901-01-01 | [6 empty] | Statistical Inventory Reconciliation (SIR) | [8 empty] | UST Currently In Use: 0; UST Temp Close: 0; AST Currently In Use: 0; AST Temp Closed: 0 | 0 | 0 | 3 | 13551-055-005680 | MORRIS OIL CO, INC
22916 | Permanently Closed | 1996-07-30 | 1976-01-01 | 1996-07-30 | Petroleum | Unleaded gasoline | Unleaded gasoline |  | Steel | Steel |  | Painted or None | Steel |  | 1901-01-01 | [6 empty] | Statistical Inventory Reconciliation (SIR) | [8 empty] | UST Currently In Use: 0; UST Temp Close: 0; AST Currently In Use: 0; AST Temp Closed: 0 | 0 | 0 | 3 | 13551-055-005680 | MORRIS OIL CO, INC
22917 | Permanently Closed | 1990-08-15 | 1969-01-01 | 1990-08-15 | Petroleum | Unleaded gasoline | Unleaded gasoline |  | Steel | Steel |  | Painted or None | Steel |  | 1901-01-01 | [15 empty] | UST Currently In Use: 0; UST Temp Close: 0; AST Currently In Use: 0; AST Temp Closed: 0 | 0 | 0 | 5 | 13551-055-005683 | MORRIS OIL CO, INC
22918 | Permanently Closed | 1990-04-27 | 1969-01-01 | 1990-04-27 | Petroleum | Unleaded gasoline | Unleaded gasoline |  | Steel | Steel |  | Painted or None | Steel |  | 1901-01-01 | [15 empty] | UST Currently In Use: 0; UST Temp Close: 0; AST Currently In Use: 0; AST Temp Closed: 0 | 0 | 0 | 5 | 13551-055-005683 | MORRIS OIL CO, INC
22919 | Permanently Closed | 1998-06-23 | 1990-08-15 | 1998-06-23 | Petroleum | Unleaded gasoline | Unleaded gasoline |  | Steel | Steel | Coated & cathodic protection (sti-P3) |  | Fiberglass reinforced plastic |  | 1901-01-01 |  | Catchment Basin, Single walled catchment basin | Flow Rest 90% Full | Flow Rest 90% Full |  |  | Statistical Inventory Reconciliation (SIR) | [8 empty] | UST Currently In Use: 0; UST Temp Close: 0; AST Currently In Use: 0; AST Temp Closed: 0 | 0 | 0 | 5 | 13551-055-005683 | MORRIS OIL CO, INC
22920 | Permanently Closed | 1998-06-23 | 1990-08-15 | 1998-06-23 | Petroleum | Unleaded gasoline | Unleaded gasoline |  | Steel | Steel | Coated & cathodic protection (sti-P3) |  | Fiberglass reinforced plastic |  | 1901-01-01 |  | Catchment Basin, Single walled catchment basin | Flow Rest 90% Full | Flow Rest 90% Full |  |  | Statistical Inventory Reconciliation (SIR) | [8 empty] | UST Currently In Use: 0; UST Temp Close: 0; AST Currently In Use: 0; AST Temp Closed: 0 | 0 | 0 | 5 | 13551-055-005683 | MORRIS OIL CO, INC
22921 | Permanently Closed | 1998-06-23 | 1990-08-15 | 1998-06-23 | Petroleum | Unleaded gasoline | Unleaded gasoline |  | Steel | Steel | Coated & cathodic protection (sti-P3) |  | Fiberglass reinforced plastic |  | 1901-01-01 |  | Catchment Basin, Single walled catchment basin | Flow Rest 90% Full | Flow Rest 90% Full |  |  | Statistical Inventory Reconciliation (SIR) | [8 empty] | UST Currently In Use: 0; UST Temp Close: 0; AST Currently In Use: 0; AST Temp Closed: 0 | 0 | 0 | 5 | 13551-055-005683 | MORRIS OIL CO, INC
22923 | Permanently Closed | 1997-07-01 | 1973-01-01 | 1997-07-01 | Petroleum | Unleaded gasoline | Unleaded gasoline |  | Steel | Steel |  | Painted or None | Steel |  | 1901-01-01 | [6 empty] | Statistical Inventory Reconciliation (SIR) | [8 empty] | UST Currently In Use: 0; UST Temp Close: 0; AST Currently In Use: 0; AST Temp Closed: 0 | 0 | 0 | 3 | 13551-055-005685 | MORRIS OIL CO, INC
22924 | Permanently Closed | 1997-07-01 | 1973-01-01 | 1997-07-01 | Petroleum | Unleaded gasoline | Unleaded gasoline |  | Steel | Steel |  | Painted or None | Steel |  | 1901-01-01 | [6 empty] | Statistical Inventory Reconciliation (SIR) | [8 empty] | UST Currently In Use: 0; UST Temp Close: 0; AST Currently In Use: 0; AST Temp Closed: 0 | 0 | 0 | 3 | 13551-055-005685 | MORRIS OIL CO, INC
22925 | Permanently Closed | 1997-07-01 | 1982-01-01 | 1997-07-01 | Petroleum | Unleaded gasoline | Unleaded gasoline |  | Steel | Steel |  | Painted or None | Steel |  | 1901-01-01 | [6 empty] | Statistical Inventory Reconciliation (SIR) | [8 empty] | UST Currently In Use: 0; UST Temp Close: 0; AST Currently In Use: 0; AST Temp Closed: 0 | 0 | 0 | 3 | 13551-055-005685 | MORRIS OIL CO, INC
22926 | Permanently Closed | 1989-09-27 | 1976-01-01 | 1989-09-27 | Petroleum | Unleaded gasoline | Unleaded gasoline |  | Steel | Steel |  | Painted or None | Steel |  | 1901-01-01 | [6 empty] | Statistical Inventory Reconciliation (SIR) | [8 empty] | UST Currently In Use: 3; UST Temp Close: 0; AST Currently In Use: 0; AST Temp Closed: 0 | 3 | 0 | 4 | 25265-055-005686 | LGWS/CROSS AMERICA PARTNERS
22927 | Permanently Closed | 1989-09-27 | 1976-01-01 | 1989-09-27 | Petroleum | Unleaded gasoline | Unleaded gasoline |  | Steel | Steel |  | Painted or None | Steel |  | 1901-01-01 | [6 empty] | Statistical Inventory Reconciliation (SIR) | [8 empty] | UST Currently In Use: 3; UST Temp Close: 0; AST Currently In Use: 0; AST Temp Closed: 0 | 3 | 0 | 4 | 25265-055-005686 | LGWS/CROSS AMERICA PARTNERS
22928 | Permanently Closed | 1989-09-27 | 1976-01-01 | 1989-09-27 | Petroleum | Unleaded gasoline | Unleaded gasoline |  | Steel | Steel |  | Painted or None | Steel |  | 1901-01-01 | [6 empty] | Statistical Inventory Reconciliation (SIR) | [8 empty] | UST Currently In Use: 3; UST Temp Close: 0; AST Currently In Use: 0; AST Temp Closed: 0 | 3 | 0 | 4 | 25265-055-005686 | LGWS/CROSS AMERICA PARTNERS
22929 | Permanently Closed | 1989-09-27 | 1976-01-01 | 1989-09-27 | Petroleum | Unleaded gasoline | Unleaded gasoline |  | Steel | Steel |  | Painted or None | Steel |  | 1901-01-01 | [6 empty] | Statistical Inventory Reconciliation (SIR) | [8 empty] | UST Currently In Use: 3; UST Temp Close: 0; AST Currently In Use: 0; AST Temp Closed: 0 | 3 | 0 | 4 | 25265-055-005686 | LGWS/CROSS AMERICA PARTNERS
22930 | Currently in Use |  | 1989-10-05 |  | Petroleum | Unleaded gasoline | Unleaded gasoline | Retail | Single Wall, Steel, 8K/6K | Steel | Coated & cathodic protection (sti-P3), Field installed cathodic protection |  | Double Wall, Fiberglass reinforced plastic |  |  |  | Catchment Basin, Single walled catchment basin | Flow Rest 90% Full | Flow Rest 90% Full |  |  | Continuous Automatic Tank Gauge |  | Automatic shutoff device (AELLD), Containment Sump | Containment Sump | [5 empty] | UST Currently In Use: 3; UST Temp Close: 0; AST Currently In Use: 0; AST Temp Closed: 0 | 3 | 0 | 4 | 25265-055-005686 | LGWS/CROSS AMERICA PARTNERS
22932 | Currently in Use |  | 1989-10-05 |  | Petroleum | Premium gasoline | Premium gasoline | Retail | Single Wall, Steel | Steel | Coated & cathodic protection (sti-P3), Field installed cathodic protection |  | Double Wall, Fiberglass reinforced plastic |  |  |  | Catchment Basin, Single walled catchment basin | Flow Rest 90% Full | Flow Rest 90% Full |  |  | Continuous Automatic Tank Gauge |  | Automatic shutoff device (AELLD), Containment Sump | Containment Sump | [5 empty] | UST Currently In Use: 3; UST Temp Close: 0; AST Currently In Use: 0; AST Temp Closed: 0 | 3 | 0 | 4 | 25265-055-005686 | LGWS/CROSS AMERICA PARTNERS
22933 | Currently in Use |  | 1989-10-05 |  | Petroleum | On road diesel | On road diesel | Retail | Single Wall, Steel | Steel | Coated & cathodic protection (sti-P3), Field installed cathodic protection |  | Double Wall, Fiberglass reinforced plastic |  |  |  | Catchment Basin, Single walled catchment basin | Flow Rest 90% Full | Flow Rest 90% Full |  |  | Continuous Automatic Tank Gauge |  | Automatic shutoff device (AELLD), Containment Sump | Containment Sump | [5 empty] | UST Currently In Use: 3; UST Temp Close: 0; AST Currently In Use: 0; AST Temp Closed: 0 | 3 | 0 | 4 | 25265-055-005686 | LGWS/CROSS AMERICA PARTNERS
22934 | Currently in Use |  | 1978-01-01 |  | Petroleum | Unleaded gasoline | Unleaded gasoline | Retail | Single Wall, Steel | Steel | Field installed cathodic protection |  | Double Wall, Flexible | APT |  |  | Catchment Basin, Single walled catchment basin | Flow Rest 90% Full | Flow Rest 90% Full |  |  | Continuous Automatic Tank Gauge |  | Automatic shutoff device (AELLD), Containment Sump | Containment Sump |  | SENSOR TO ATG |  |  |  | UST Currently In Use: 2; UST Temp Close: 1; AST Currently In Use: 0; AST Temp Closed: 0 | 2 | 1 | 0 | 25265-055-005687 | LGWS/CROSS AMERICA PARTNERS
22935 | Currently in Use |  | 1978-01-01 |  | Petroleum | Premium gasoline | Premium gasoline | Retail | Single Wall, Steel | Steel | Field installed cathodic protection |  | Double Wall, Flexible | APT |  |  | Catchment Basin, Single walled catchment basin | Flow Rest 90% Full | Flow Rest 90% Full |  |  | Continuous Automatic Tank Gauge |  | Automatic shutoff device (AELLD), Containment Sump | Containment Sump | [5 empty] | UST Currently In Use: 2; UST Temp Close: 1; AST Currently In Use: 0; AST Temp Closed: 0 | 2 | 1 | 0 | 25265-055-005687 | LGWS/CROSS AMERICA PARTNERS
22936 | Temporary Closed | 2022-01-01 | 1978-01-01 |  | Petroleum | On road diesel | On road diesel | Retail | Single Wall, Steel | Steel | Field installed cathodic protection |  | Flexible | APT |  |  | Catchment Basin, Single walled catchment basin | Flow Rest 90% Full | Flow Rest 90% Full |  |  | Continuous Automatic Tank Gauge | [8 empty] | UST Currently In Use: 2; UST Temp Close: 1; AST Currently In Use: 0; AST Temp Closed: 0 | 2 | 1 | 0 | 25265-055-005687 | LGWS/CROSS AMERICA PARTNERS
22937 | Currently in Use |  | 1980-01-01 |  | Petroleum | Unleaded gasoline | Unleaded gasoline | Retail | Single Wall, Steel | Steel | Field installed cathodic protection |  | Flexible, Single Wall | APT |  |  | Catchment Basin, Single walled catchment basin | Automatic shutoff device At 95% full | Automatic shutoff device At 95% full |  |  | Continuous Automatic Tank Gauge |  | Automatic flow restrictor (MLLD), Containment Sump | Containment Sump |  |  | Annual line testing | Annual line testing | Pressurized Piping | UST Currently In Use: 2; UST Temp Close: 0; AST Currently In Use: 0; AST Temp Closed: 0 | 2 | 0 | 0 | 25265-055-005689 | LGWS/Cross America Partners
22938 | Currently in Use |  | 1980-01-01 |  | Petroleum | Premium gasoline | Premium gasoline | Retail | Single Wall, Steel | Steel | Field installed cathodic protection |  | Flexible, Single Wall | APT |  |  | Catchment Basin, Single walled catchment basin | Automatic shutoff device At 95% full | Automatic shutoff device At 95% full |  |  | Continuous Automatic Tank Gauge |  | Automatic flow restrictor (MLLD), Containment Sump | Containment Sump |  |  | Annual line testing | Annual line testing | Pressurized Piping | UST Currently In Use: 2; UST Temp Close: 0; AST Currently In Use: 0; AST Temp Closed: 0 | 2 | 0 | 0 | 25265-055-005689 | LGWS/Cross America Partners
22939 | Permanently Closed | 1901-01-01 | 1972-01-01 | 1988-09-26 | Petroleum | Unleaded gasoline | Unleaded gasoline |  | Steel | Steel |  | Painted or None | Steel |  | 1901-01-01 | [15 empty] | UST Currently In Use: 0; UST Temp Close: 0; AST Currently In Use: 0; AST Temp Closed: 0 | 0 | 0 | 5 | 13551-055-005690 | MORRIS OIL CO, INC
22940 | Permanently Closed | 1901-01-01 | 1972-01-01 | 1988-09-26 | Petroleum | Unleaded gasoline | Unleaded gasoline |  | Steel | Steel |  | Painted or None | Steel |  | 1901-01-01 | [15 empty] | UST Currently In Use: 0; UST Temp Close: 0; AST Currently In Use: 0; AST Temp Closed: 0 | 0 | 0 | 5 | 13551-055-005690 | MORRIS OIL CO, INC
22941 | Permanently Closed | 1998-12-15 | 1972-01-01 | 1999-01-20 | Petroleum | Unleaded gasoline | Unleaded gasoline |  | Steel | Steel |  | Painted or None | Steel |  | 1901-01-01 | [6 empty] | Statistical Inventory Reconciliation (SIR) | [8 empty] | UST Currently In Use: 0; UST Temp Close: 0; AST Currently In Use: 0; AST Temp Closed: 0 | 0 | 0 | 5 | 13551-055-005690 | MORRIS OIL CO, INC
22942 | Permanently Closed | 1998-12-15 | 1988-01-01 | 1999-01-20 | Petroleum | Unleaded gasoline | Unleaded gasoline |  | Steel | Steel | Coated & cathodic protection (sti-P3) |  | Steel |  | 1901-01-01 | [6 empty] | Statistical Inventory Reconciliation (SIR) | [8 empty] | UST Currently In Use: 0; UST Temp Close: 0; AST Currently In Use: 0; AST Temp Closed: 0 | 0 | 0 | 5 | 13551-055-005690 | MORRIS OIL CO, INC
22943 | Permanently Closed | 1998-12-15 | 1988-01-01 | 1999-01-20 | Petroleum | Unleaded gasoline | Unleaded gasoline |  | Steel | Steel | Coated & cathodic protection (sti-P3) |  | Steel |  | 1901-01-01 | [6 empty] | Statistical Inventory Reconciliation (SIR) | [8 empty] | UST Currently In Use: 0; UST Temp Close: 0; AST Currently In Use: 0; AST Temp Closed: 0 | 0 | 0 | 5 | 13551-055-005690 | MORRIS OIL CO, INC
22944 | Currently in Use |  | 1982-01-01 |  | Petroleum | Unleaded gasoline | Unleaded gasoline | Retail | Single Wall, Steel | Steel | Field installed cathodic protection, Interior lined (not allowed as a standalone method of corrosion protection) |  | Double Wall, Fiberglass reinforced plastic |  | 2007-01-08 |  | Catchment Basin, Single walled catchment basin | Flow Rest 90% Full | Flow Rest 90% Full |  |  | Continuous Automatic Tank Gauge |  | Automatic flow restrictor (MLLD), Containment Sump | Containment Sump |  |  | Annual line testing | Annual line testing |  | UST Currently In Use: 5; UST Temp Close: 1; AST Currently In Use: 0; AST Temp Closed: 0 | 5 | 1 | 0 | 25265-055-005694 | LGWS/CROSS AMERICA PARTNERS
22945 | Currently in Use |  | 1982-01-01 |  | Petroleum | Mid-grade gasoline | Mid-grade gasoline | Retail | Single Wall, Steel | Steel | Field installed cathodic protection, Interior lined (not allowed as a standalone method of corrosion protection) |  | Double Wall, Fiberglass reinforced plastic |  | 2007-01-08 |  | Catchment Basin, Single walled catchment basin | Flow Rest 90% Full | Flow Rest 90% Full |  |  | Continuous Automatic Tank Gauge |  | Automatic flow restrictor (MLLD), Containment Sump | Containment Sump |  |  | Annual line testing | Annual line testing |  | UST Currently In Use: 5; UST Temp Close: 1; AST Currently In Use: 0; AST Temp Closed: 0 | 5 | 1 | 0 | 25265-055-005694 | LGWS/CROSS AMERICA PARTNERS
22946 | Currently in Use |  | 1982-01-01 |  | Petroleum | Premium gasoline | Premium gasoline | Retail | Single Wall, Steel | Steel | Field installed cathodic protection, Interior lined (not allowed as a standalone method of corrosion protection) |  | Double Wall, Fiberglass reinforced plastic |  | 2007-01-08 |  | Catchment Basin, Single walled catchment basin | Flow Rest 90% Full | Flow Rest 90% Full |  |  | Continuous Automatic Tank Gauge |  | Automatic flow restrictor (MLLD), Containment Sump | Containment Sump |  |  | Annual line testing | Annual line testing |  | UST Currently In Use: 5; UST Temp Close: 1; AST Currently In Use: 0; AST Temp Closed: 0 | 5 | 1 | 0 | 25265-055-005694 | LGWS/CROSS AMERICA PARTNERS
22947 | Temporary Closed | 2022-11-11 | 1982-01-01 |  | Petroleum | Kerosene | Kerosene | Retail | Single Wall, Steel | Steel | Field installed cathodic protection, Interior lined (not allowed as a standalone method of corrosion protection) |  | Fiberglass reinforced plastic, Single Wall |  |  |  | Catchment Basin, Single walled catchment basin | Flow Rest 90% Full | Flow Rest 90% Full |  |  | Continuous Automatic Tank Gauge | [8 empty] | UST Currently In Use: 5; UST Temp Close: 1; AST Currently In Use: 0; AST Temp Closed: 0 | 5 | 1 | 0 | 25265-055-005694 | LGWS/CROSS AMERICA PARTNERS
22948 | Currently in Use |  | 1982-01-01 |  | Petroleum | Other, OFFROAD | Other | Retail | Single Wall, Steel | Steel | Field installed cathodic protection |  | Fiberglass reinforced plastic, Single Wall |  |  |  | Catchment Basin, Single walled catchment basin | Flow Rest 90% Full | Flow Rest 90% Full |  |  | Continuous Automatic Tank Gauge |  | Automatic flow restrictor (MLLD), Containment Sump | Containment Sump |  |  | Annual line testing | Annual line testing |  | UST Currently In Use: 5; UST Temp Close: 1; AST Currently In Use: 0; AST Temp Closed: 0 | 5 | 1 | 0 | 25265-055-005694 | LGWS/CROSS AMERICA PARTNERS
22949 | Permanently Closed | 2001-08-09 | 1979-01-01 | 2001-08-09 | Petroleum | Unleaded gasoline | Unleaded gasoline | Retail | Steel | Steel | Field installed cathodic protection |  | Steel |  | 1901-01-01 | Field installed cathodic protection | Catchment Basin, Single walled catchment basin | Automatic shutoff device At 95% full | Automatic shutoff device At 95% full |  |  | Statistical Inventory Reconciliation (SIR) | [8 empty] | UST Currently In Use: 0; UST Temp Close: 0; AST Currently In Use: 0; AST Temp Closed: 0 | 0 | 0 | 4 | 13551-055-005696 | MORRIS OIL CO, INC
22950 | Permanently Closed | 2001-08-09 | 1979-01-01 | 2001-08-09 | Petroleum | Mid-grade gasoline | Mid-grade gasoline | Retail | Steel | Steel | Field installed cathodic protection |  | Steel |  | 1901-01-01 | Field installed cathodic protection | Catchment Basin, Single walled catchment basin | Automatic shutoff device At 95% full | Automatic shutoff device At 95% full |  |  | Statistical Inventory Reconciliation (SIR) | [8 empty] | UST Currently In Use: 0; UST Temp Close: 0; AST Currently In Use: 0; AST Temp Closed: 0 | 0 | 0 | 4 | 13551-055-005696 | MORRIS OIL CO, INC
22951 | Permanently Closed | 2001-08-09 | 1979-01-01 | 2001-08-09 | Petroleum | Premium gasoline | Premium gasoline | Retail | Steel | Steel | Field installed cathodic protection |  | Steel |  | 1901-01-01 | Field installed cathodic protection | Catchment Basin, Single walled catchment basin | Automatic shutoff device At 95% full | Automatic shutoff device At 95% full |  |  | Statistical Inventory Reconciliation (SIR) | [8 empty] | UST Currently In Use: 0; UST Temp Close: 0; AST Currently In Use: 0; AST Temp Closed: 0 | 0 | 0 | 4 | 13551-055-005696 | MORRIS OIL CO, INC
22952 | Permanently Closed | 2001-02-10 | 1979-01-01 | 2001-02-10 | Petroleum | On road diesel | On road diesel | Retail | Steel | Steel | Field installed cathodic protection |  | Steel |  | 1901-01-01 | Field installed cathodic protection | Catchment Basin, Single walled catchment basin | Automatic shutoff device At 95% full | Automatic shutoff device At 95% full |  |  | Statistical Inventory Reconciliation (SIR) | [8 empty] | UST Currently In Use: 0; UST Temp Close: 0; AST Currently In Use: 0; AST Temp Closed: 0 | 0 | 0 | 4 | 13551-055-005696 | MORRIS OIL CO, INC
22953 | Permanently Closed | 1993-07-20 | 1972-01-01 | 1993-07-20 | Petroleum | Unleaded gasoline | Unleaded gasoline |  | Steel | Steel |  | Painted or None | Steel |  | 1901-01-01 | [12 empty] | Annual line testing | Annual line testing |  | UST Currently In Use: 2; UST Temp Close: 0; AST Currently In Use: 0; AST Temp Closed: 0 | 2 | 0 | 5 | 25265-055-005697 | LGWS/CROSS AMERICA PARTNERS
22954 | Permanently Closed | 1993-07-20 | 1972-01-01 | 1993-07-20 | Petroleum | Unleaded gasoline | Unleaded gasoline |  | Steel | Steel |  | Painted or None | Steel |  | 1901-01-01 | [12 empty] | Annual line testing | Annual line testing |  | UST Currently In Use: 2; UST Temp Close: 0; AST Currently In Use: 0; AST Temp Closed: 0 | 2 | 0 | 5 | 25265-055-005697 | LGWS/CROSS AMERICA PARTNERS
22955 | Permanently Closed | 1993-07-20 | 1972-01-01 | 1993-07-20 | Petroleum | Unleaded gasoline | Unleaded gasoline |  | Steel | Steel |  | Painted or None | Steel |  | 1901-01-01 | [12 empty] | Annual line testing | Annual line testing |  | UST Currently In Use: 2; UST Temp Close: 0; AST Currently In Use: 0; AST Temp Closed: 0 | 2 | 0 | 5 | 25265-055-005697 | LGWS/CROSS AMERICA PARTNERS
22956 | Permanently Closed | 1993-07-20 | 1972-01-01 | 1993-07-20 | Petroleum | Unleaded gasoline | Unleaded gasoline |  | Steel | Steel |  | Painted or None | Steel |  | 1901-01-01 | [15 empty] | UST Currently In Use: 2; UST Temp Close: 0; AST Currently In Use: 0; AST Temp Closed: 0 | 2 | 0 | 5 | 25265-055-005697 | LGWS/CROSS AMERICA PARTNERS
22957 | Currently in Use |  | 1976-01-01 |  | Petroleum | Unleaded gasoline | Unleaded gasoline | Retail | Single Wall, Steel, 4K/4K | Steel | Field installed cathodic protection |  | Fiberglass reinforced plastic, Single Wall |  |  |  | Catchment Basin, Single walled catchment basin | Flow Rest 90% Full | Flow Rest 90% Full |  |  | Continuous Automatic Tank Gauge |  | Automatic flow restrictor (MLLD), Containment Sump | Containment Sump |  |  | Annual line testing | Annual line testing |  | UST Currently In Use: 3; UST Temp Close: 0; AST Currently In Use: 0; AST Temp Closed: 0 | 3 | 0 | 0 | 25265-055-005698 | LGWS/CROSS AMERICA PARTNERS
22959 | Currently in Use |  | 1976-01-01 |  | Petroleum | Premium gasoline | Premium gasoline | Retail | Single Wall, Steel | Steel | Field installed cathodic protection |  | Fiberglass reinforced plastic, Single Wall |  |  |  | Catchment Basin, Single walled catchment basin | Flow Rest 90% Full | Flow Rest 90% Full |  |  | Continuous Automatic Tank Gauge |  | Automatic flow restrictor (MLLD), Containment Sump | Containment Sump |  |  | Annual line testing | Annual line testing |  | UST Currently In Use: 3; UST Temp Close: 0; AST Currently In Use: 0; AST Temp Closed: 0 | 3 | 0 | 0 | 25265-055-005698 | LGWS/CROSS AMERICA PARTNERS
22960 | Currently in Use |  | 1988-01-01 |  | Petroleum | On road diesel | On road diesel | Retail | Single Wall, Steel | Steel | Coated & cathodic protection (sti-P3), Field installed cathodic protection |  | Fiberglass reinforced plastic, Single Wall |  |  |  | Catchment Basin, Single walled catchment basin | Flow Rest 90% Full | Flow Rest 90% Full |  |  | Continuous Automatic Tank Gauge | [8 empty] | UST Currently In Use: 3; UST Temp Close: 0; AST Currently In Use: 0; AST Temp Closed: 0 | 3 | 0 | 0 | 25265-055-005698 | LGWS/CROSS AMERICA PARTNERS
22961 | Permanently Closed | 1991-09-12 | 1982-01-01 | 1991-09-12 | Petroleum | Unleaded gasoline | Unleaded gasoline |  | Steel | Steel |  | Painted or None | Steel |  | 1901-01-01 | [15 empty] | UST Currently In Use: 0; UST Temp Close: 0; AST Currently In Use: 0; AST Temp Closed: 0 | 0 | 0 | 3 | 13551-055-005699 | MORRIS OIL CO, INC
22962 | Permanently Closed | 1991-09-12 | 1982-01-01 | 1991-09-12 | Petroleum | Unleaded gasoline | Unleaded gasoline |  | Steel | Steel |  | Painted or None | Steel |  | 1901-01-01 | [15 empty] | UST Currently In Use: 0; UST Temp Close: 0; AST Currently In Use: 0; AST Temp Closed: 0 | 0 | 0 | 3 | 13551-055-005699 | MORRIS OIL CO, INC
22963 | Permanently Closed | 1991-09-12 | 1982-01-01 | 1991-09-12 | Petroleum | Unleaded gasoline | Unleaded gasoline |  | Steel | Steel |  | Painted or None | Steel |  | 1901-01-01 | [15 empty] | UST Currently In Use: 0; UST Temp Close: 0; AST Currently In Use: 0; AST Temp Closed: 0 | 0 | 0 | 3 | 13551-055-005699 | MORRIS OIL CO, INC
22964 |  | 2002-12-18 | 1981-01-01 |  | Petroleum | Unleaded gasoline | Unleaded gasoline | Retail | Steel | Steel |  | Painted or None | Steel |  | 1901-01-01 | None | [14 empty] | UST Currently In Use: 0; UST Temp Close: 0; AST Currently In Use: 0; AST Temp Closed: 0 | 0 | 0 | 2 | 19992-055-005703 | LAREID SHELTON
22965 |  | 2002-12-18 | 1981-01-01 |  | Petroleum | Mid-grade gasoline | Mid-grade gasoline | Retail | Steel | Steel |  | Painted or None | Steel |  | 1901-01-01 | None | [14 empty] | UST Currently In Use: 0; UST Temp Close: 0; AST Currently In Use: 0; AST Temp Closed: 0 | 0 | 0 | 2 | 19992-055-005703 | LAREID SHELTON
22966 |  | 2002-12-18 | 1981-01-01 |  | Petroleum | Premium gasoline | Premium gasoline | Retail | Steel | Steel |  | Painted or None | Steel |  | 1901-01-01 | None | [14 empty] | UST Currently In Use: 0; UST Temp Close: 0; AST Currently In Use: 0; AST Temp Closed: 0 | 0 | 0 | 2 | 19992-055-005703 | LAREID SHELTON
22967 | Permanently Closed | 2002-12-18 | 1981-01-01 | 2003-09-15 | Petroleum | On road diesel | On road diesel | Retail | Steel | Steel |  | Painted or None | Steel |  | 1901-01-01 | None | [14 empty] | UST Currently In Use: 0; UST Temp Close: 0; AST Currently In Use: 0; AST Temp Closed: 0 | 0 | 0 | 2 | 19992-055-005703 | LAREID SHELTON
22968 | Permanently Closed | 2002-12-18 | 1981-01-01 | 2003-09-15 | Petroleum | Kerosene | Kerosene | Retail | Steel | Steel |  | Painted or None | Steel |  | 1901-01-01 | None | [14 empty] | UST Currently In Use: 0; UST Temp Close: 0; AST Currently In Use: 0; AST Temp Closed: 0 | 0 | 0 | 2 | 19992-055-005703 | LAREID SHELTON
22969 | Permanently Closed | 1995-06-23 | 1978-01-01 | 1995-06-23 | Petroleum | Unleaded gasoline | Unleaded gasoline |  | Steel | Steel |  | Painted or None | Steel |  | 1901-01-01 | [6 empty] | Statistical Inventory Reconciliation (SIR) | [8 empty] | UST Currently In Use: 0; UST Temp Close: 0; AST Currently In Use: 0; AST Temp Closed: 0 | 0 | 0 | 4 | 13551-055-005704 | MORRIS OIL CO, INC
22970 | Permanently Closed | 1995-06-23 | 1978-01-01 | 1995-06-23 | Petroleum | Unleaded gasoline | Unleaded gasoline |  | Steel | Steel |  | Painted or None | Steel |  | 1901-01-01 | [6 empty] | Statistical Inventory Reconciliation (SIR) | [8 empty] | UST Currently In Use: 0; UST Temp Close: 0; AST Currently In Use: 0; AST Temp Closed: 0 | 0 | 0 | 4 | 13551-055-005704 | MORRIS OIL CO, INC
22971 | Permanently Closed | 1995-06-23 | 1978-01-01 | 1995-06-23 | Petroleum | Unleaded gasoline | Unleaded gasoline |  | Steel | Steel |  | Painted or None | Steel |  | 1901-01-01 | [6 empty] | Statistical Inventory Reconciliation (SIR) | [8 empty] | UST Currently In Use: 0; UST Temp Close: 0; AST Currently In Use: 0; AST Temp Closed: 0 | 0 | 0 | 4 | 13551-055-005704 | MORRIS OIL CO, INC
22972 | Permanently Closed | 1995-06-23 | 1978-01-01 | 1995-06-23 | Petroleum | Unleaded gasoline | Unleaded gasoline |  | Steel | Steel |  | Painted or None | Steel |  | 1901-01-01 | [6 empty] | Statistical Inventory Reconciliation (SIR) | [8 empty] | UST Currently In Use: 0; UST Temp Close: 0; AST Currently In Use: 0; AST Temp Closed: 0 | 0 | 0 | 4 | 13551-055-005704 | MORRIS OIL CO, INC
22973 | Currently in Use |  | 1979-01-01 |  | Petroleum | Unleaded gasoline | Unleaded gasoline | Retail | Single Wall, Steel | Steel | Field installed cathodic protection |  | Fiberglass reinforced plastic, Single Wall |  |  |  | Catchment Basin, Single walled catchment basin | Automatic shutoff device At 95% full | Automatic shutoff device At 95% full |  |  | Continuous Automatic Tank Gauge |  | Automatic shutoff device (AELLD), Containment Sump | Containment Sump | [5 empty] | UST Currently In Use: 3; UST Temp Close: 0; AST Currently In Use: 0; AST Temp Closed: 0 | 3 | 0 | 0 | 25265-055-005706 | LGWS/CROSS AMERICA PARTNERS
22974 | Currently in Use |  | 1979-01-01 |  | Petroleum | Mid-grade gasoline | Mid-grade gasoline | Retail | Single Wall, Steel | Steel | Field installed cathodic protection |  | Fiberglass reinforced plastic, Single Wall |  |  |  | Catchment Basin, Single walled catchment basin | Automatic shutoff device At 95% full, Flow Rest 90% Full | Flow Rest 90% Full |  |  | Continuous Automatic Tank Gauge |  | Automatic shutoff device (AELLD), Containment Sump | Containment Sump | [5 empty] | UST Currently In Use: 3; UST Temp Close: 0; AST Currently In Use: 0; AST Temp Closed: 0 | 3 | 0 | 0 | 25265-055-005706 | LGWS/CROSS AMERICA PARTNERS
22975 | Currently in Use |  | 1979-01-01 |  | Petroleum | Premium gasoline | Premium gasoline | Retail | Single Wall, Steel | Steel | Field installed cathodic protection |  | Fiberglass reinforced plastic, Single Wall |  |  |  | Catchment Basin, Single walled catchment basin | Automatic shutoff device At 95% full | Automatic shutoff device At 95% full |  |  | Continuous Automatic Tank Gauge |  | Automatic shutoff device (AELLD), Containment Sump | Containment Sump | [5 empty] | UST Currently In Use: 3; UST Temp Close: 0; AST Currently In Use: 0; AST Temp Closed: 0 | 3 | 0 | 0 | 25265-055-005706 | LGWS/CROSS AMERICA PARTNERS
22976 | Permanently Closed | 1990-06-20 | 1971-01-01 | 1990-06-20 | Petroleum | Unleaded gasoline | Unleaded gasoline |  | Steel | Steel |  | Painted or None | Steel |  | 1901-01-01 | [15 empty] | UST Currently In Use: 0; UST Temp Close: 0; AST Currently In Use: 0; AST Temp Closed: 0 | 0 | 0 | 3 | 13551-055-005707 | MORRIS OIL CO, INC
22977 | Permanently Closed | 1990-06-20 | 1971-01-01 | 1990-06-20 | Petroleum | Unleaded gasoline | Unleaded gasoline |  | Steel | Steel |  | Painted or None | Steel |  | 1901-01-01 | [15 empty] | UST Currently In Use: 0; UST Temp Close: 0; AST Currently In Use: 0; AST Temp Closed: 0 | 0 | 0 | 3 | 13551-055-005707 | MORRIS OIL CO, INC
22978 | Permanently Closed | 1990-06-20 | 1971-01-01 | 1990-06-20 | Petroleum | Unleaded gasoline | Unleaded gasoline |  | Steel | Steel |  | Painted or None | Steel |  | 1901-01-01 | [15 empty] | UST Currently In Use: 0; UST Temp Close: 0; AST Currently In Use: 0; AST Temp Closed: 0 | 0 | 0 | 3 | 13551-055-005707 | MORRIS OIL CO, INC
22979 | Permanently Closed | 2004-01-31 | 1977-01-01 | 2004-07-26 | Petroleum | Unleaded gasoline | Unleaded gasoline | Retail | Steel | Steel | Field installed cathodic protection |  | Steel |  | 1901-01-01 | Field installed cathodic protection | Catchment Basin, Single walled catchment basin | Automatic shutoff device At 95% full | Automatic shutoff device At 95% full |  |  | Statistical Inventory Reconciliation (SIR) | [8 empty] | UST Currently In Use: 0; UST Temp Close: 0; AST Currently In Use: 0; AST Temp Closed: 0 | 0 | 0 | 4 | 13551-055-005709 | MORRIS OIL CO, INC
22980 | Permanently Closed | 2004-01-31 | 1977-01-01 | 2004-07-26 | Petroleum | Mid-grade gasoline | Mid-grade gasoline | Retail | Steel | Steel | Field installed cathodic protection |  | Steel |  | 1901-01-01 | Field installed cathodic protection | Catchment Basin, Single walled catchment basin | Automatic shutoff device At 95% full | Automatic shutoff device At 95% full |  |  | Statistical Inventory Reconciliation (SIR) | [8 empty] | UST Currently In Use: 0; UST Temp Close: 0; AST Currently In Use: 0; AST Temp Closed: 0 | 0 | 0 | 4 | 13551-055-005709 | MORRIS OIL CO, INC
22981 | Permanently Closed | 2004-01-31 | 1977-01-01 | 2004-07-26 | Petroleum | Premium gasoline | Premium gasoline | Retail | Steel | Steel | Field installed cathodic protection |  | Steel |  | 1901-01-01 | Field installed cathodic protection | Catchment Basin, Single walled catchment basin | Automatic shutoff device At 95% full | Automatic shutoff device At 95% full |  |  | Statistical Inventory Reconciliation (SIR) | [8 empty] | UST Currently In Use: 0; UST Temp Close: 0; AST Currently In Use: 0; AST Temp Closed: 0 | 0 | 0 | 4 | 13551-055-005709 | MORRIS OIL CO, INC
22982 | Permanently Closed | 2004-01-31 | 1977-01-01 | 2004-07-26 | Petroleum | On road diesel | On road diesel | Retail | Steel | Steel | Field installed cathodic protection |  | Steel |  | 1901-01-01 | Field installed cathodic protection | Catchment Basin, Single walled catchment basin | Automatic shutoff device At 95% full | Automatic shutoff device At 95% full |  |  | Statistical Inventory Reconciliation (SIR) | [8 empty] | UST Currently In Use: 0; UST Temp Close: 0; AST Currently In Use: 0; AST Temp Closed: 0 | 0 | 0 | 4 | 13551-055-005709 | MORRIS OIL CO, INC
22983 | Permanently Closed | 1997-08-20 | 1976-01-01 | 1997-08-20 | Petroleum | Unleaded gasoline | Unleaded gasoline |  | Steel | Steel |  | Painted or None | Steel |  | 1901-01-01 | [6 empty] | Statistical Inventory Reconciliation (SIR) | [8 empty] | UST Currently In Use: 0; UST Temp Close: 1; AST Currently In Use: 0; AST Temp Closed: 0 | 0 | 1 | 5 | 22335-055-005710 | F&A MART
22984 | Permanently Closed | 1997-08-20 | 1976-01-01 | 1997-08-20 | Petroleum | Unleaded gasoline | Unleaded gasoline |  | Steel | Steel |  | Painted or None | Steel |  | 1901-01-01 | [6 empty] | Statistical Inventory Reconciliation (SIR) | [8 empty] | UST Currently In Use: 0; UST Temp Close: 1; AST Currently In Use: 0; AST Temp Closed: 0 | 0 | 1 | 5 | 22335-055-005710 | F&A MART
22985 | Permanently Closed | 1997-08-20 | 1976-01-01 | 1997-08-20 | Petroleum | Unleaded gasoline | Unleaded gasoline |  | Steel | Steel |  | Painted or None | Steel |  | 1901-01-01 | [6 empty] | Statistical Inventory Reconciliation (SIR) | [8 empty] | UST Currently In Use: 0; UST Temp Close: 1; AST Currently In Use: 0; AST Temp Closed: 0 | 0 | 1 | 5 | 22335-055-005710 | F&A MART
22986 | Currently in Use |  | 1980-06-10 |  | Petroleum | Premium gasoline | Premium gasoline | Retail | Single Wall, Steel | Steel | Field installed cathodic protection, Interior lined (not allowed as a standalone method of corrosion protection) |  | Double Wall, Fiberglass reinforced plastic |  |  |  | Catchment Basin, Single walled catchment basin | Flow Rest 90% Full | Flow Rest 90% Full |  |  | Continuous Automatic Tank Gauge |  | Automatic shutoff device (AELLD), Containment Sump | Containment Sump | [5 empty] | UST Currently In Use: 4; UST Temp Close: 0; AST Currently In Use: 0; AST Temp Closed: 0 | 4 | 0 | 0 | 25265-055-005712 | LGWS/CROSS AMERICA PARTNERS
22988 | Currently in Use |  | 1980-06-10 |  | Petroleum | Unleaded gasoline | Unleaded gasoline | Retail | Single Wall, Steel, 8K/8K | Steel | Field installed cathodic protection, Interior lined (not allowed as a standalone method of corrosion protection) |  | Double Wall, Fiberglass reinforced plastic |  |  |  | Catchment Basin, Single walled catchment basin | Flow Rest 90% Full | Flow Rest 90% Full |  |  | Continuous Automatic Tank Gauge |  | Automatic shutoff device (AELLD), Containment Sump | Containment Sump | [5 empty] | UST Currently In Use: 4; UST Temp Close: 0; AST Currently In Use: 0; AST Temp Closed: 0 | 4 | 0 | 0 | 25265-055-005712 | LGWS/CROSS AMERICA PARTNERS
22989 | Currently in Use |  | 1987-08-04 |  | Petroleum | On road diesel | On road diesel | Retail | Single Wall, Steel | Steel | Coated & cathodic protection (sti-P3), Field installed cathodic protection |  | Fiberglass reinforced plastic, Single Wall |  |  |  | Catchment Basin, Single walled catchment basin | Automatic shutoff device At 95% full, Flow Rest 90% Full | Flow Rest 90% Full |  |  | Continuous Automatic Tank Gauge |  | Automatic shutoff device (AELLD), Containment Sump | Containment Sump | [5 empty] | UST Currently In Use: 4; UST Temp Close: 0; AST Currently In Use: 0; AST Temp Closed: 0 | 4 | 0 | 0 | 25265-055-005712 | LGWS/CROSS AMERICA PARTNERS
22990 | Currently in Use |  | 1987-08-04 |  | Petroleum | Other, OFFROAD | Other | Retail | Single Wall, Steel | Steel | Coated & cathodic protection (sti-P3), Field installed cathodic protection |  | Fiberglass reinforced plastic, Single Wall |  |  |  | Catchment Basin, Single walled catchment basin | Automatic shutoff device At 95% full, Flow Rest 90% Full | Flow Rest 90% Full |  |  | Continuous Automatic Tank Gauge |  | Automatic shutoff device (AELLD), Containment Sump | Containment Sump | [5 empty] | UST Currently In Use: 4; UST Temp Close: 0; AST Currently In Use: 0; AST Temp Closed: 0 | 4 | 0 | 0 | 25265-055-005712 | LGWS/CROSS AMERICA PARTNERS
22991 | Permanently Closed | 1996-07-24 | 1985-01-01 | 1996-07-24 | Petroleum | Unleaded gasoline | Unleaded gasoline |  | Steel | Steel | Coated & cathodic protection (sti-P3) |  | Steel |  | 1901-01-01 | [6 empty] | Statistical Inventory Reconciliation (SIR) | [8 empty] | UST Currently In Use: 0; UST Temp Close: 0; AST Currently In Use: 0; AST Temp Closed: 0 | 0 | 0 | 3 | 13551-055-007218 | MORRIS OIL CO, INC
22992 | Permanently Closed | 1996-07-24 | 1985-01-01 | 1996-07-24 | Petroleum | Unleaded gasoline | Unleaded gasoline |  | Steel | Steel | Coated & cathodic protection (sti-P3) |  | Steel |  | 1901-01-01 | [6 empty] | Statistical Inventory Reconciliation (SIR) | [8 empty] | UST Currently In Use: 0; UST Temp Close: 0; AST Currently In Use: 0; AST Temp Closed: 0 | 0 | 0 | 3 | 13551-055-007218 | MORRIS OIL CO, INC
22993 | Permanently Closed | 1996-07-24 | 1985-01-01 | 1996-07-24 | Petroleum | On road diesel | On road diesel |  | Steel | Steel | Coated & cathodic protection (sti-P3) |  | Steel |  | 1901-01-01 | [6 empty] | Statistical Inventory Reconciliation (SIR) | [8 empty] | UST Currently In Use: 0; UST Temp Close: 0; AST Currently In Use: 0; AST Temp Closed: 0 | 0 | 0 | 3 | 13551-055-007218 | MORRIS OIL CO, INC
22994 | Temporary Closed | 2003-10-01 | 1989-01-01 |  | Petroleum | Unleaded gasoline | Unleaded gasoline | Retail | Steel | Steel | Coated & cathodic protection (sti-P3) |  | Flexible, APT |  |  |  | Catchment Basin, Single walled catchment basin | Automatic shutoff device At 95% full | Automatic shutoff device At 95% full |  |  | Statistical Inventory Reconciliation (SIR) |  | Automatic flow restrictor (MLLD) | Automatic flow restrictor (MLLD) |  |  | Statistical inventory reconciliation (SIR) | Statistical inventory reconciliation (SIR) |  | UST Currently In Use: 0; UST Temp Close: 3; AST Currently In Use: 0; AST Temp Closed: 0 | 0 | 3 | 0 | 13551-055-013006 | MORRIS OIL CO, INC
22995 | Temporary Closed | 2003-10-01 | 1989-01-01 |  | Petroleum | Mid-grade gasoline | Mid-grade gasoline | Retail | Steel | Steel | Coated & cathodic protection (sti-P3) |  | Flexible, APT |  |  |  | Catchment Basin, Single walled catchment basin | Automatic shutoff device At 95% full | Automatic shutoff device At 95% full |  |  | Statistical Inventory Reconciliation (SIR) |  | Automatic flow restrictor (MLLD) | Automatic flow restrictor (MLLD) |  |  | Statistical inventory reconciliation (SIR) | Statistical inventory reconciliation (SIR) |  | UST Currently In Use: 0; UST Temp Close: 3; AST Currently In Use: 0; AST Temp Closed: 0 | 0 | 3 | 0 | 13551-055-013006 | MORRIS OIL CO, INC
22996 | Temporary Closed | 2003-10-01 | 1989-01-01 |  | Petroleum | Premium gasoline | Premium gasoline | Retail | Steel | Steel | Coated & cathodic protection (sti-P3) |  | Flexible, APT |  |  |  | Catchment Basin, Single walled catchment basin | Automatic shutoff device At 95% full | Automatic shutoff device At 95% full |  |  | Statistical Inventory Reconciliation (SIR) |  | Automatic flow restrictor (MLLD) | Automatic flow restrictor (MLLD) |  |  | Statistical inventory reconciliation (SIR) | Statistical inventory reconciliation (SIR) |  | UST Currently In Use: 0; UST Temp Close: 3; AST Currently In Use: 0; AST Temp Closed: 0 | 0 | 3 | 0 | 13551-055-013006 | MORRIS OIL CO, INC
22997 | Permanently Closed | 1989-10-26 | 1980-01-01 | 1989-10-26 | Petroleum | Unleaded gasoline | Unleaded gasoline |  | Steel | Steel |  | Painted or None | Steel |  | 1901-01-01 | [15 empty] | UST Currently In Use: 0; UST Temp Close: 0; AST Currently In Use: 0; AST Temp Closed: 0 | 0 | 0 | 3 | 13551-115-005676 | MORRIS OIL CO, INC
22998 | Permanently Closed | 1989-10-26 | 1980-01-01 | 1989-10-26 | Petroleum | Unleaded gasoline | Unleaded gasoline |  | Steel | Steel |  | Painted or None | Steel |  | 1901-01-01 | [15 empty] | UST Currently In Use: 0; UST Temp Close: 0; AST Currently In Use: 0; AST Temp Closed: 0 | 0 | 0 | 3 | 13551-115-005676 | MORRIS OIL CO, INC
22999 | Permanently Closed | 1989-10-26 | 1980-01-01 | 1989-10-26 | Petroleum | Unleaded gasoline | Unleaded gasoline |  | Steel | Steel |  | Painted or None | Steel |  | 1901-01-01 | [15 empty] | UST Currently In Use: 0; UST Temp Close: 0; AST Currently In Use: 0; AST Temp Closed: 0 | 0 | 0 | 3 | 13551-115-005676 | MORRIS OIL CO, INC
23000 | Permanently Closed | 1901-01-01 | 1980-01-01 | 1988-10-03 | Petroleum | On road diesel | On road diesel |  | Steel | Steel |  | Painted or None | Steel |  | 1901-01-01 | [15 empty] | UST Currently In Use: 0; UST Temp Close: 0; AST Currently In Use: 0; AST Temp Closed: 0 | 0 | 0 | 1 | 13551-115-005679 | MORRIS OIL CO, INC
23001 | Permanently Closed | 2000-02-03 | 1981-01-01 | 2000-02-03 | Petroleum | Unleaded gasoline | Unleaded gasoline | Retail | Steel | Steel | Field installed cathodic protection |  | Steel |  | 1901-01-01 | Field installed cathodic protection | Catchment Basin, Single walled catchment basin | Automatic shutoff device At 95% full | Automatic shutoff device At 95% full |  |  | Statistical Inventory Reconciliation (SIR) | [5 empty] | Annual line testing | Annual line testing |  | UST Currently In Use: 3; UST Temp Close: 0; AST Currently In Use: 1; AST Temp Closed: 0 | 3 | 0 | 6 | 22991-115-005692 | K&C LLC
23002 | Permanently Closed | 2000-02-03 | 1981-01-01 | 2000-02-03 | Petroleum | Unleaded gasoline | Unleaded gasoline | Retail | Steel | Steel | Field installed cathodic protection |  | Steel |  | 1901-01-01 | Field installed cathodic protection | Catchment Basin, Single walled catchment basin | Automatic shutoff device At 95% full | Automatic shutoff device At 95% full |  |  | Statistical Inventory Reconciliation (SIR) | [8 empty] | UST Currently In Use: 3; UST Temp Close: 0; AST Currently In Use: 1; AST Temp Closed: 0 | 3 | 0 | 6 | 22991-115-005692 | K&C LLC
23003 | Permanently Closed | 2000-02-03 | 1981-01-01 | 2000-02-03 | Petroleum | Mid-grade gasoline | Mid-grade gasoline | Retail | Steel | Steel | Field installed cathodic protection |  | Steel |  | 1901-01-01 | Field installed cathodic protection | Catchment Basin, Single walled catchment basin | Automatic shutoff device At 95% full | Automatic shutoff device At 95% full |  |  | Statistical Inventory Reconciliation (SIR) | [8 empty] | UST Currently In Use: 3; UST Temp Close: 0; AST Currently In Use: 1; AST Temp Closed: 0 | 3 | 0 | 6 | 22991-115-005692 | K&C LLC
23004 | Permanently Closed | 2000-02-03 | 1981-01-01 | 2000-02-03 | Petroleum | Premium gasoline | Premium gasoline | Retail | Steel | Steel | Field installed cathodic protection |  | Steel |  | 1901-01-01 | Field installed cathodic protection | Catchment Basin, Single walled catchment basin | Automatic shutoff device At 95% full | Automatic shutoff device At 95% full |  |  | Statistical Inventory Reconciliation (SIR) | [8 empty] | UST Currently In Use: 3; UST Temp Close: 0; AST Currently In Use: 1; AST Temp Closed: 0 | 3 | 0 | 6 | 22991-115-005692 | K&C LLC
23005 | Permanently Closed | 2000-01-13 | 1981-01-01 | 2000-01-13 | Petroleum | On road diesel | On road diesel | Retail | Steel | Steel | Field installed cathodic protection |  | Steel |  | 1901-01-01 | Field installed cathodic protection | Catchment Basin, Single walled catchment basin | Automatic shutoff device At 95% full | Automatic shutoff device At 95% full |  |  | Statistical Inventory Reconciliation (SIR) | [8 empty] | UST Currently In Use: 3; UST Temp Close: 0; AST Currently In Use: 1; AST Temp Closed: 0 | 3 | 0 | 6 | 22991-115-005692 | K&C LLC
23006 | Permanently Closed | 2000-01-13 | 1981-01-01 | 2000-01-13 | Petroleum | On road diesel | On road diesel | Retail | Steel | Steel | Field installed cathodic protection |  | Steel |  | 1901-01-01 | Field installed cathodic protection | Catchment Basin, Single walled catchment basin | Automatic shutoff device At 95% full | Automatic shutoff device At 95% full |  |  | Statistical Inventory Reconciliation (SIR) | [8 empty] | UST Currently In Use: 3; UST Temp Close: 0; AST Currently In Use: 1; AST Temp Closed: 0 | 3 | 0 | 6 | 22991-115-005692 | K&C LLC
23007 | Permanently Closed | 2005-03-15 | 1987-10-19 | 2007-12-18 | Petroleum | Mid-grade gasoline | Mid-grade gasoline | Farm/Residential tank Less Than 1100 gal (Not Regulated) | Steel | Steel | Coated & cathodic protection (sti-P3) |  | Steel |  | 1901-01-01 | Field installed cathodic protection, ANODES | Catchment Basin, Single walled catchment basin | Automatic shutoff device At 95% full | Automatic shutoff device At 95% full |  |  | Statistical Inventory Reconciliation (SIR) | [8 empty] | UST Currently In Use: 0; UST Temp Close: 0; AST Currently In Use: 0; AST Temp Closed: 0 | 0 | 0 | 3 | 20666-115-005693 | ROGERS BROTHERS GROCERY
23008 | Permanently Closed | 2005-03-15 | 1987-10-19 | 2007-12-18 | Petroleum | Unleaded gasoline | Unleaded gasoline | Farm/Residential tank Less Than 1100 gal (Not Regulated) | Steel | Steel | Coated & cathodic protection (sti-P3) |  | Steel |  | 1901-01-01 | Field installed cathodic protection, ANODES | Catchment Basin, Single walled catchment basin | Automatic shutoff device At 95% full | Automatic shutoff device At 95% full |  |  | Statistical Inventory Reconciliation (SIR) | [8 empty] | UST Currently In Use: 0; UST Temp Close: 0; AST Currently In Use: 0; AST Temp Closed: 0 | 0 | 0 | 3 | 20666-115-005693 | ROGERS BROTHERS GROCERY
23009 | Permanently Closed | 2005-03-15 | 1987-10-19 | 2007-12-18 | Petroleum | Premium gasoline | Premium gasoline | Retail | Steel | Steel | Coated & cathodic protection (sti-P3) |  | Steel |  | 1901-01-01 | Field installed cathodic protection, ANODES | Catchment Basin, Single walled catchment basin | Automatic shutoff device At 95% full | Automatic shutoff device At 95% full |  |  | Statistical Inventory Reconciliation (SIR) | [8 empty] | UST Currently In Use: 0; UST Temp Close: 0; AST Currently In Use: 0; AST Temp Closed: 0 | 0 | 0 | 3 | 20666-115-005693 | ROGERS BROTHERS GROCERY
23018 | Permanently Closed | 2017-11-27 | 1985-01-01 | 2020-05-28 | Petroleum | Unleaded gasoline | Unleaded gasoline | Local Government, Retail | Steel | Steel | Coated & cathodic protection (sti-P3) |  | Fiberglass reinforced plastic |  |  |  | Catchment Basin, Single walled catchment basin | Flow Rest 90% Full | Flow Rest 90% Full |  |  | Automatic Tank Gauge |  | Automatic flow restrictor (MLLD) | Automatic flow restrictor (MLLD) |  |  | Annual line testing | Annual line testing |  | UST Currently In Use: 0; UST Temp Close: 0; AST Currently In Use: 0; AST Temp Closed: 0 | 0 | 0 | 8 | 10995-053-006403 | CITY OF BREWTON
23019 | Permanently Closed | 2015-12-29 | 1985-01-01 | 2020-05-28 | Petroleum | On road diesel | On road diesel | Local Government, Retail | Steel | Steel | Coated & cathodic protection (sti-P3) |  | Fiberglass reinforced plastic |  |  |  | Catchment Basin, Single walled catchment basin | Flow Rest 90% Full | Flow Rest 90% Full |  |  | Automatic Tank Gauge |  | Automatic flow restrictor (MLLD) | Automatic flow restrictor (MLLD) |  |  | Annual line testing | Annual line testing |  | UST Currently In Use: 0; UST Temp Close: 0; AST Currently In Use: 0; AST Temp Closed: 0 | 0 | 0 | 8 | 10995-053-006403 | CITY OF BREWTON
23020 | Permanently Closed | 2017-11-27 | 1985-01-01 | 2020-05-28 | Petroleum | Mid-grade gasoline | Mid-grade gasoline | Local Government, Retail | Steel | Steel | Coated & cathodic protection (sti-P3) |  | Fiberglass reinforced plastic |  |  |  | Catchment Basin, Single walled catchment basin | Flow Rest 90% Full | Flow Rest 90% Full |  |  | Automatic Tank Gauge |  | Automatic flow restrictor (MLLD) | Automatic flow restrictor (MLLD) |  |  | Annual line testing | Annual line testing |  | UST Currently In Use: 0; UST Temp Close: 0; AST Currently In Use: 0; AST Temp Closed: 0 | 0 | 0 | 8 | 10995-053-006403 | CITY OF BREWTON
23021 | Permanently Closed | 1992-10-15 | 1973-01-01 | 1992-10-15 | Petroleum | On road diesel | On road diesel | Local government | Steel | Steel |  | Painted or None | Steel |  | 1901-01-01 | [15 empty] | UST Currently In Use: 0; UST Temp Close: 0; AST Currently In Use: 0; AST Temp Closed: 0 | 0 | 0 | 8 | 10995-053-006403 | CITY OF BREWTON
23022 | Permanently Closed | 1992-10-15 | 1985-01-01 | 1992-10-15 | Petroleum | On road diesel | On road diesel | Local government | Steel | Steel |  | Painted or None | Steel |  | 1901-01-01 | [15 empty] | UST Currently In Use: 0; UST Temp Close: 0; AST Currently In Use: 0; AST Temp Closed: 0 | 0 | 0 | 8 | 10995-053-006403 | CITY OF BREWTON
23023 | Permanently Closed | 1992-10-15 | 1985-01-01 | 1992-10-15 | Petroleum | Unleaded gasoline | Unleaded gasoline | Local government | Steel | Steel |  | Painted or None | Steel |  | 1901-01-01 | [15 empty] | UST Currently In Use: 0; UST Temp Close: 0; AST Currently In Use: 0; AST Temp Closed: 0 | 0 | 0 | 8 | 10995-053-006403 | CITY OF BREWTON
23024 | Permanently Closed | 1992-10-15 | 1973-01-01 | 1992-10-15 | Petroleum | Kerosene | Kerosene | Local government | Steel | Steel |  | Painted or None | Steel |  | 1901-01-01 | [15 empty] | UST Currently In Use: 0; UST Temp Close: 0; AST Currently In Use: 0; AST Temp Closed: 0 | 0 | 0 | 8 | 10995-053-006403 | CITY OF BREWTON
23025 | Permanently Closed | 1990-01-04 | 1969-01-01 | 1990-01-04 | Petroleum | On road diesel | On road diesel |  | Steel | Steel |  | Painted or None | Steel |  | 1901-01-01 | [15 empty] | UST Currently In Use: 0; UST Temp Close: 0; AST Currently In Use: 0; AST Temp Closed: 0 | 0 | 0 | 2 | 13555-065-001649 | MORRISON BROTHERS
23026 | Permanently Closed | 1990-01-04 | 1964-01-01 | 1990-01-04 | Petroleum | On road diesel | On road diesel |  | Steel | Steel |  | Painted or None | Steel |  | 1901-01-01 | [15 empty] | UST Currently In Use: 0; UST Temp Close: 0; AST Currently In Use: 0; AST Temp Closed: 0 | 0 | 0 | 2 | 13555-065-001649 | MORRISON BROTHERS
23027 | Currently in Use |  | 1973-01-01 |  | Petroleum | Unleaded gasoline | Unleaded gasoline | Retail | Steel | Steel | Field installed cathodic protection |  | Fiberglass reinforced plastic |  |  |  | Catchment Basin, Single walled catchment basin | Automatic shutoff device At 95% full | Automatic shutoff device At 95% full |  |  | Statistical Inventory Reconciliation (SIR) |  | Automatic flow restrictor (MLLD) | Automatic flow restrictor (MLLD) |  |  | Statistical inventory reconciliation (SIR) | Statistical inventory reconciliation (SIR) |  | UST Currently In Use: 1; UST Temp Close: 2; AST Currently In Use: 0; AST Temp Closed: 0 | 1 | 2 | 0 | 21624-097-005653 | SON THANH VO
23028 | Temporary Closed | 2010-01-01 | 1973-01-01 |  | Petroleum | Mid-grade gasoline | Mid-grade gasoline | Retail | Steel | Steel | Field installed cathodic protection |  | Fiberglass reinforced plastic |  |  |  | Catchment Basin, Single walled catchment basin | Automatic shutoff device At 95% full | Automatic shutoff device At 95% full |  |  | Statistical Inventory Reconciliation (SIR) |  | Automatic flow restrictor (MLLD) | Automatic flow restrictor (MLLD) |  |  | Statistical inventory reconciliation (SIR) | Statistical inventory reconciliation (SIR) |  | UST Currently In Use: 1; UST Temp Close: 2; AST Currently In Use: 0; AST Temp Closed: 0 | 1 | 2 | 0 | 21624-097-005653 | SON THANH VO
23029 | Temporary Closed | 2010-01-01 | 1973-01-01 |  | Petroleum | Premium gasoline | Premium gasoline | Retail | Steel | Steel | Field installed cathodic protection |  | Fiberglass reinforced plastic |  |  |  | Catchment Basin, Single walled catchment basin | Automatic shutoff device At 95% full | Automatic shutoff device At 95% full |  |  | Statistical Inventory Reconciliation (SIR) |  | Automatic flow restrictor (MLLD) | Automatic flow restrictor (MLLD) |  |  | Statistical inventory reconciliation (SIR) | Statistical inventory reconciliation (SIR) |  | UST Currently In Use: 1; UST Temp Close: 2; AST Currently In Use: 0; AST Temp Closed: 0 | 1 | 2 | 0 | 21624-097-005653 | SON THANH VO
23030 | Cannot Locate or abandoned | 1995-05-15 | 1971-01-01 |  | Petroleum | Unleaded gasoline | Unleaded gasoline |  | Steel | Steel |  | Painted or None | Steel |  | 1901-01-01 | [15 empty] | UST Currently In Use: 0; UST Temp Close: 0; AST Currently In Use: 0; AST Temp Closed: 0 | 0 | 0 | 0 | 13556-097-005654 | MORRISON HOWARD C/O SOLID GOLD
23031 | Cannot Locate or abandoned | 1995-05-15 | 1971-01-01 |  | Petroleum | Unleaded gasoline | Unleaded gasoline |  | Steel | Steel |  | Painted or None | Steel |  | 1901-01-01 | [15 empty] | UST Currently In Use: 0; UST Temp Close: 0; AST Currently In Use: 0; AST Temp Closed: 0 | 0 | 0 | 0 | 13556-097-005654 | MORRISON HOWARD C/O SOLID GOLD
23032 | Cannot Locate or abandoned | 1995-05-15 | 1971-01-01 |  | Petroleum | Unleaded gasoline | Unleaded gasoline |  | Steel | Steel |  | Painted or None | Steel |  | 1901-01-01 | [15 empty] | UST Currently In Use: 0; UST Temp Close: 0; AST Currently In Use: 0; AST Temp Closed: 0 | 0 | 0 | 0 | 13556-097-005654 | MORRISON HOWARD C/O SOLID GOLD
23033 | Cannot Locate or abandoned | 1995-05-15 | 1971-01-01 |  | Petroleum | Unleaded gasoline | Unleaded gasoline |  | Steel | Steel |  | Painted or None | Steel |  | 1901-01-01 | [15 empty] | UST Currently In Use: 0; UST Temp Close: 0; AST Currently In Use: 0; AST Temp Closed: 0 | 0 | 0 | 0 | 13556-097-005654 | MORRISON HOWARD C/O SOLID GOLD
23034 | Permanently Closed | 1998-09-22 | 1963-01-01 | 1998-09-22 | Petroleum | Unleaded gasoline | Unleaded gasoline | [5 empty] | Steel |  | 1901-01-01 | [15 empty] | UST Currently In Use: 2; UST Temp Close: 0; AST Currently In Use: 1; AST Temp Closed: 0 | 2 | 0 | 2 | 19144-089-009193 | VICTOR WARREN
23035 | Permanently Closed | 1998-09-22 | 1963-01-01 | 1998-09-22 | Petroleum | Unleaded gasoline | Unleaded gasoline | [5 empty] | Steel |  | 1901-01-01 | [15 empty] | UST Currently In Use: 2; UST Temp Close: 0; AST Currently In Use: 1; AST Temp Closed: 0 | 2 | 0 | 2 | 19144-089-009193 | VICTOR WARREN
23036 | Permanently Closed | 1989-10-23 | 1977-01-01 | 1989-10-23 | Petroleum | Unleaded gasoline | Unleaded gasoline |  | Steel | Steel |  | Painted or None | Steel |  | 1901-01-01 | [15 empty] | UST Currently In Use: 0; UST Temp Close: 0; AST Currently In Use: 0; AST Temp Closed: 0 | 0 | 0 | 2 | 13558-107-009473 | MORUNI GRO
23037 | Permanently Closed | 1989-10-23 | 1979-01-01 | 1989-10-23 | Petroleum | Unleaded gasoline | Unleaded gasoline |  | Steel | Steel |  | Painted or None | Steel |  | 1901-01-01 | [15 empty] | UST Currently In Use: 0; UST Temp Close: 0; AST Currently In Use: 0; AST Temp Closed: 0 | 0 | 0 | 2 | 13558-107-009473 | MORUNI GRO
23039 | Temporary Closed | 2016-07-27 | 1987-01-01 |  | Petroleum | On road diesel | On road diesel | Retail | Steel | Steel | Coated & cathodic protection (sti-P3) |  | Flexible, Steel |  |  | Galvanic Cathodic | Catchment Basin, Single walled catchment basin | Flow Rest 90% Full | Flow Rest 90% Full |  |  | Statistical Inventory Reconciliation (SIR) |  | Automatic flow restrictor (MLLD), Containment Sump | Containment Sump |  |  | Statistical inventory reconciliation (SIR) | Statistical inventory reconciliation (SIR) |  | UST Currently In Use: 0; UST Temp Close: 3; AST Currently In Use: 0; AST Temp Closed: 0 | 0 | 3 | 0 | 23095-025-012683 | DAVID F SMITH
23040 | Temporary Closed | 2016-07-27 | 1987-01-01 |  | Petroleum | Unleaded gasoline | Unleaded gasoline | Retail | Steel | Steel | Coated & cathodic protection (sti-P3) |  | Steel |  |  | Galvanic Cathodic | Catchment Basin, Single walled catchment basin | Flow Rest 90% Full | Flow Rest 90% Full |  |  | Statistical Inventory Reconciliation (SIR) |  | Automatic flow restrictor (MLLD), Containment Sump | Containment Sump |  |  | Statistical inventory reconciliation (SIR) | Statistical inventory reconciliation (SIR) |  | UST Currently In Use: 0; UST Temp Close: 3; AST Currently In Use: 0; AST Temp Closed: 0 | 0 | 3 | 0 | 23095-025-012683 | DAVID F SMITH
23041 | Temporary Closed | 2016-07-27 | 1987-01-01 |  | Petroleum | Premium gasoline | Premium gasoline | Retail | Steel | Steel | Coated & cathodic protection (sti-P3) |  | Steel |  |  | Galvanic Cathodic | Catchment Basin, Single walled catchment basin | Flow Rest 90% Full | Flow Rest 90% Full |  |  | Statistical Inventory Reconciliation (SIR) |  | Automatic flow restrictor (MLLD), Containment Sump | Containment Sump |  |  | Statistical inventory reconciliation (SIR) | Statistical inventory reconciliation (SIR) |  | UST Currently In Use: 0; UST Temp Close: 3; AST Currently In Use: 0; AST Temp Closed: 0 | 0 | 3 | 0 | 23095-025-012683 | DAVID F SMITH
23042 | Retired | 1981-04-01 | 1954-01-01 |  | Petroleum | Unleaded gasoline | Unleaded gasoline | [7 empty] | 1901-01-01 | [15 empty] | UST Currently In Use: 0; UST Temp Close: 0; AST Currently In Use: 0; AST Temp Closed: 0 | 0 | 0 | 0 | 13561-113-003113 | MOTHER MARY MISSION SCHOOL
23043 | Permanently Closed | 1990-10-01 | 1963-01-01 | 1990-10-01 | Petroleum | Unleaded gasoline | Unleaded gasoline |  | Steel | Steel |  | Painted or None | Steel |  | 1901-01-01 | [15 empty] | UST Currently In Use: 0; UST Temp Close: 0; AST Currently In Use: 0; AST Temp Closed: 0 | 0 | 0 | 5 | 13562-005-003712 | FAYE B PATE
23044 | Permanently Closed | 1990-10-01 | 1963-01-01 | 1990-10-01 | Petroleum | Unleaded gasoline | Unleaded gasoline |  | Steel | Steel |  | Painted or None | Steel |  | 1901-01-01 | [15 empty] | UST Currently In Use: 0; UST Temp Close: 0; AST Currently In Use: 0; AST Temp Closed: 0 | 0 | 0 | 5 | 13562-005-003712 | FAYE B PATE
23045 | Permanently Closed | 1990-10-01 | 1982-01-01 | 1990-10-01 | Petroleum | Unleaded gasoline | Unleaded gasoline |  | Steel | Steel |  |  |  |  | 1901-01-01 | [15 empty] | UST Currently In Use: 0; UST Temp Close: 0; AST Currently In Use: 0; AST Temp Closed: 0 | 0 | 0 | 5 | 13562-005-003712 | FAYE B PATE
23046 | Permanently Closed | 1990-10-01 | 1982-01-01 | 1990-10-01 | Petroleum | On road diesel | On road diesel |  | Steel | Steel |  |  |  |  | 1901-01-01 | [15 empty] | UST Currently In Use: 0; UST Temp Close: 0; AST Currently In Use: 0; AST Temp Closed: 0 | 0 | 0 | 5 | 13562-005-003712 | FAYE B PATE
23047 | Permanently Closed | 1990-10-01 | 1982-01-01 | 1990-10-01 | Petroleum | Unleaded gasoline | Unleaded gasoline |  | Steel | Steel |  |  |  |  | 1901-01-01 | [15 empty] | UST Currently In Use: 0; UST Temp Close: 0; AST Currently In Use: 0; AST Temp Closed: 0 | 0 | 0 | 5 | 13562-005-003712 | FAYE B PATE
23048 | Permanently Closed | 1997-06-01 | 1974-01-01 | 1997-06-16 | Petroleum | On road diesel | On road diesel |  | Steel | Steel |  | Painted or None |  |  | 1901-01-01 | [15 empty] | UST Currently In Use: 0; UST Temp Close: 0; AST Currently In Use: 1; AST Temp Closed: 0 | 0 | 0 | 3 | 13563-073-006737 | ALLIED SYSTEMS
23049 | Permanently Closed | 1997-06-01 | 1974-01-01 | 1997-06-16 | Petroleum | On road diesel | On road diesel |  | Steel | Steel |  | Painted or None |  |  | 1901-01-01 | [15 empty] | UST Currently In Use: 0; UST Temp Close: 0; AST Currently In Use: 1; AST Temp Closed: 0 | 0 | 0 | 3 | 13563-073-006737 | ALLIED SYSTEMS
23050 | Permanently Closed | 1997-06-01 | 1974-01-01 | 1997-06-16 | Petroleum | Used oil | Used oil |  | Steel | Steel |  | Painted or None |  |  | 1901-01-01 | [15 empty] | UST Currently In Use: 0; UST Temp Close: 0; AST Currently In Use: 1; AST Temp Closed: 0 | 0 | 0 | 3 | 13563-073-006737 | ALLIED SYSTEMS
23051 | Permanently Closed | 1991-08-01 | 1975-01-01 | 1991-08-01 | Petroleum | On road diesel | On road diesel |  | Steel | Steel |  | Painted or None | Steel |  | 1901-01-01 | [15 empty] | UST Currently In Use: 0; UST Temp Close: 0; AST Currently In Use: 0; AST Temp Closed: 0 | 0 | 0 | 2 | 13564-079-007279 | MOULTON READY MIX
23052 | Permanently Closed | 1991-08-01 | 1975-01-01 | 1991-08-01 | Petroleum | On road diesel | On road diesel |  | Steel | Steel |  | Painted or None | Steel |  | 1901-01-01 | [15 empty] | UST Currently In Use: 0; UST Temp Close: 0; AST Currently In Use: 0; AST Temp Closed: 0 | 0 | 0 | 2 | 13564-079-007279 | MOULTON READY MIX
23053 | Permanently Closed | 1901-01-01 | 1972-01-01 | 1989-05-31 | Petroleum | Unleaded gasoline | Unleaded gasoline |  | Steel | Steel |  | Painted or None | Steel |  | 1901-01-01 | [15 empty] | UST Currently In Use: 0; UST Temp Close: 0; AST Currently In Use: 0; AST Temp Closed: 0 | 0 | 0 | 1 | 13565-123-003088 | MOUNT VERNON MILLS INC
23054 | Permanently Closed | 1988-03-01 | 1975-01-01 | 1988-03-01 | Petroleum | On road diesel | On road diesel |  | Steel | Steel |  |  | Steel |  | 1901-01-01 | [15 empty] | UST Currently In Use: 0; UST Temp Close: 0; AST Currently In Use: 3; AST Temp Closed: 0 | 0 | 0 | 1 | 13566-095-001710 | MUELLER CO
23055 | Temporary Closed | 2003-06-30 | 1964-01-01 |  | Petroleum | Premium gasoline | Premium gasoline | Retail | Single Wall, Steel | Steel | Interior lined (not allowed as a standalone method of corrosion protection) |  | Flexible, Single Wall |  | 1901-01-01 |  | Catchment Basin, Single walled catchment basin | Automatic shutoff device At 95% full | Automatic shutoff device At 95% full | [11 empty] | UST Currently In Use: 0; UST Temp Close: 1; AST Currently In Use: 0; AST Temp Closed: 0 | 0 | 1 | 1 | 13567-073-002482 | MUGGIE D DOBBINS
23056 | Permanently Closed | 1992-06-12 | 1966-01-01 | 1992-06-12 | Petroleum | Unleaded gasoline | Unleaded gasoline |  | Steel | Steel |  | Painted or None | Steel |  | 1901-01-01 | None |  | Flow Rest 90% Full | Flow Rest 90% Full | [11 empty] | UST Currently In Use: 0; UST Temp Close: 1; AST Currently In Use: 0; AST Temp Closed: 0 | 0 | 1 | 1 | 13567-073-002482 | MUGGIE D DOBBINS
23057 | Permanently Closed | 1998-12-23 | 1970-01-01 | 1999-08-18 | Petroleum | Unleaded gasoline | Unleaded gasoline |  | Steel | Steel |  | Painted or None | Steel |  | 1901-01-01 | [12 empty] | Annual line testing | Annual line testing |  | UST Currently In Use: 0; UST Temp Close: 0; AST Currently In Use: 0; AST Temp Closed: 0 | 0 | 0 | 2 | 17489-001-011295 | THOMAS E NEWTON
23058 | Permanently Closed | 1998-12-23 | 1970-01-01 | 1999-08-18 | Petroleum | Unleaded gasoline | Unleaded gasoline |  | Steel | Steel |  | Painted or None | Steel |  | 1901-01-01 | [12 empty] | Annual line testing | Annual line testing |  | UST Currently In Use: 0; UST Temp Close: 0; AST Currently In Use: 0; AST Temp Closed: 0 | 0 | 0 | 2 | 17489-001-011295 | THOMAS E NEWTON
23059 | Retired | 1988-12-22 | 1970-01-01 |  | Petroleum | Unleaded gasoline | Unleaded gasoline | Retail | Steel | Steel |  | Painted or None | Steel |  | 1901-01-01 |  | Catchment Basin, Single walled catchment basin | [13 empty] | UST Currently In Use: 2; UST Temp Close: 0; AST Currently In Use: 0; AST Temp Closed: 0 | 2 | 0 | 0 | 22656-081-011296 | KUASH INC
23060 | Retired | 1988-12-22 | 1970-01-01 |  | Petroleum | Unleaded gasoline | Unleaded gasoline | Retail | Steel | Steel |  | Painted or None | Steel |  | 1901-01-01 |  | Catchment Basin, Single walled catchment basin | [13 empty] | UST Currently In Use: 2; UST Temp Close: 0; AST Currently In Use: 0; AST Temp Closed: 0 | 2 | 0 | 0 | 22656-081-011296 | KUASH INC
23061 | Temporary Closed | 2023-10-04 | 1969-01-01 |  | Petroleum | Unleaded gasoline | Unleaded gasoline | Retail | Fiberglass reinforced plastic | Fiberglass reinforced plastic |  |  | Fiberglass reinforced plastic |  | 1901-01-01 |  | Catchment Basin, Single walled catchment basin | Audible high level alarm At 90% full | Audible high level alarm At 90% full |  |  | Continuous Automatic Tank Gauge |  | Automatic flow restrictor (MLLD) | Automatic flow restrictor (MLLD) |  |  | Annual line testing | Annual line testing |  | UST Currently In Use: 1; UST Temp Close: 1; AST Currently In Use: 0; AST Temp Closed: 0 | 1 | 1 | 1 | 24327-097-011286 | 3088 INVESTMENTS, LLC
23062 | Currently in Use |  | 1969-01-01 |  | Petroleum | Premium gasoline | Premium gasoline | Retail | Fiberglass reinforced plastic | Fiberglass reinforced plastic |  |  | Fiberglass reinforced plastic |  |  |  | Catchment Basin, Single walled catchment basin | Audible high level alarm At 90% full | Audible high level alarm At 90% full |  |  | Continuous Automatic Tank Gauge |  | Automatic flow restrictor (MLLD) | Automatic flow restrictor (MLLD) |  |  | Annual line testing | Annual line testing |  | UST Currently In Use: 1; UST Temp Close: 1; AST Currently In Use: 0; AST Temp Closed: 0 | 1 | 1 | 1 | 24327-097-011286 | 3088 INVESTMENTS, LLC
23063 | Permanently Closed | 2013-01-05 | 1969-01-01 |  | Petroleum | Premium gasoline | Premium gasoline | Retail | Fiberglass reinforced plastic | Fiberglass reinforced plastic |  |  | Fiberglass reinforced plastic |  | 1901-01-01 |  | Catchment Basin, Single walled catchment basin | Audible high level alarm At 90% full, Flow Rest 90% Full | Flow Rest 90% Full |  |  | Continuous Automatic Tank Gauge | [5 empty] | Annual line testing | Annual line testing |  | UST Currently In Use: 1; UST Temp Close: 1; AST Currently In Use: 0; AST Temp Closed: 0 | 1 | 1 | 1 | 24327-097-011286 | 3088 INVESTMENTS, LLC
23064 | Retired | 1988-08-08 | 1968-01-01 |  | Petroleum | Unleaded gasoline | Unleaded gasoline |  | Steel | Steel |  | Painted or None | Steel |  | 1901-01-01 | [15 empty] | UST Currently In Use: 0; UST Temp Close: 0; AST Currently In Use: 0; AST Temp Closed: 0 | 0 | 0 | 0 | 13571-097-011287 | MUNFORD INC DBA MAJIK MARKET
23065 | Retired | 1988-08-08 | 1968-01-01 |  | Petroleum | Unleaded gasoline | Unleaded gasoline |  | Steel | Steel |  | Painted or None | Steel |  | 1901-01-01 | [15 empty] | UST Currently In Use: 0; UST Temp Close: 0; AST Currently In Use: 0; AST Temp Closed: 0 | 0 | 0 | 0 | 13571-097-011287 | MUNFORD INC DBA MAJIK MARKET
23066 | Permanently Closed | 1991-03-11 | 1901-01-01 | 1991-03-11 | Petroleum | Unleaded gasoline | Unleaded gasoline |  | Steel | Steel |  | Painted or None | Steel |  | 1901-01-01 | [15 empty] | UST Currently In Use: 0; UST Temp Close: 0; AST Currently In Use: 0; AST Temp Closed: 0 | 0 | 0 | 2 | 13571-097-011288 | MUNFORD INC DBA MAJIK MARKET
23067 | Permanently Closed | 1991-03-11 | 1901-01-01 | 1991-03-11 | Petroleum | Unleaded gasoline | Unleaded gasoline |  | Steel | Steel |  | Painted or None | Steel |  | 1901-01-01 | [15 empty] | UST Currently In Use: 0; UST Temp Close: 0; AST Currently In Use: 0; AST Temp Closed: 0 | 0 | 0 | 2 | 13571-097-011288 | MUNFORD INC DBA MAJIK MARKET
23068 | Permanently Closed | 1901-01-01 | 1970-01-01 | 1988-09-26 | Petroleum | Unleaded gasoline | Unleaded gasoline |  | Steel | Steel |  | Painted or None | Steel |  | 1901-01-01 | [15 empty] | UST Currently In Use: 0; UST Temp Close: 0; AST Currently In Use: 0; AST Temp Closed: 0 | 0 | 0 | 2 | 13571-097-011290 | MUNFORD INC DBA MAJIK MARKET
23069 | Permanently Closed | 1901-01-01 | 1970-01-01 | 1988-09-26 | Petroleum | Unleaded gasoline | Unleaded gasoline |  | Steel | Steel |  | Painted or None | Steel |  | 1901-01-01 | [15 empty] | UST Currently In Use: 0; UST Temp Close: 0; AST Currently In Use: 0; AST Temp Closed: 0 | 0 | 0 | 2 | 13571-097-011290 | MUNFORD INC DBA MAJIK MARKET
23070 | Permanently Closed | 1989-10-07 | 1972-01-01 | 1989-10-07 | Petroleum | Unleaded gasoline | Unleaded gasoline |  | Steel | Steel |  | Painted or None |  |  | 1901-01-01 | [15 empty] | UST Currently In Use: 0; UST Temp Close: 0; AST Currently In Use: 0; AST Temp Closed: 0 | 0 | 0 | 3 | 13571-097-014367 | MUNFORD INC DBA MAJIK MARKET
23071 | Permanently Closed | 1989-10-07 | 1972-01-01 | 1989-10-07 | Petroleum | Unleaded gasoline | Unleaded gasoline |  | Steel | Steel |  | Painted or None |  |  | 1901-01-01 | [15 empty] | UST Currently In Use: 0; UST Temp Close: 0; AST Currently In Use: 0; AST Temp Closed: 0 | 0 | 0 | 3 | 13571-097-014367 | MUNFORD INC DBA MAJIK MARKET
23072 | Permanently Closed | 1989-10-07 | 1972-01-01 | 1989-10-07 | Petroleum | Unleaded gasoline | Unleaded gasoline |  | Steel | Steel |  | Painted or None |  |  | 1901-01-01 | [15 empty] | UST Currently In Use: 0; UST Temp Close: 0; AST Currently In Use: 0; AST Temp Closed: 0 | 0 | 0 | 3 | 13571-097-014367 | MUNFORD INC DBA MAJIK MARKET
23075 | Permanently Closed | 1990-11-13 | 1972-01-01 | 1990-11-13 | Petroleum | Unleaded gasoline | Unleaded gasoline |  | Steel | Steel |  | Painted or None | Steel |  | 1901-01-01 | [15 empty] | UST Currently In Use: 0; UST Temp Close: 0; AST Currently In Use: 0; AST Temp Closed: 0 | 0 | 0 | 2 | 13571-101-010325 | MUNFORD INC DBA MAJIK MARKET
23076 | Permanently Closed | 1990-11-13 | 1972-01-01 | 1990-11-13 | Petroleum | Unleaded gasoline | Unleaded gasoline |  | Steel | Steel |  | Painted or None | Steel |  | 1901-01-01 | [15 empty] | UST Currently In Use: 0; UST Temp Close: 0; AST Currently In Use: 0; AST Temp Closed: 0 | 0 | 0 | 2 | 13571-101-010325 | MUNFORD INC DBA MAJIK MARKET
23077 | Permanently Closed | 1994-04-01 | 1969-01-01 | 1994-07-20 | Petroleum | Unleaded gasoline | Unleaded gasoline |  | Steel | Steel |  | Painted or None | Steel |  | 1901-01-01 | [15 empty] | UST Currently In Use: 0; UST Temp Close: 0; AST Currently In Use: 0; AST Temp Closed: 0 | 0 | 0 | 3 | 17479-101-011282 | ROBERT & LORRAINE LIEBERMAN
23078 | Permanently Closed | 1994-04-01 | 1969-01-01 | 1994-07-20 | Petroleum | Unleaded gasoline | Unleaded gasoline |  | Steel | Steel |  | Painted or None | Steel |  | 1901-01-01 | [15 empty] | UST Currently In Use: 0; UST Temp Close: 0; AST Currently In Use: 0; AST Temp Closed: 0 | 0 | 0 | 3 | 17479-101-011282 | ROBERT & LORRAINE LIEBERMAN
23079 | Permanently Closed | 1994-04-01 | 1969-01-01 | 1994-07-20 | Petroleum | Unleaded gasoline | Unleaded gasoline |  | Steel | Steel |  | Painted or None | Steel |  | 1901-01-01 | [15 empty] | UST Currently In Use: 0; UST Temp Close: 0; AST Currently In Use: 0; AST Temp Closed: 0 | 0 | 0 | 3 | 17479-101-011282 | ROBERT & LORRAINE LIEBERMAN
23080 | Retired | 1988-12-22 | 1970-01-01 |  | Petroleum | Unleaded gasoline | Unleaded gasoline |  | Steel | Steel |  | Painted or None | Steel |  | 1901-01-01 | [12 empty] | Annual line testing | Annual line testing |  | UST Currently In Use: 2; UST Temp Close: 0; AST Currently In Use: 0; AST Temp Closed: 0 | 2 | 0 | 0 | 21218-113-011297 | LYNCHAR INC
23081 | Retired | 1988-12-22 | 1970-01-01 |  | Petroleum | Unleaded gasoline | Unleaded gasoline |  | Steel | Steel |  | Painted or None | Steel |  | 1901-01-01 | [12 empty] | Annual line testing | Annual line testing |  | UST Currently In Use: 2; UST Temp Close: 0; AST Currently In Use: 0; AST Temp Closed: 0 | 2 | 0 | 0 | 21218-113-011297 | LYNCHAR INC
23082 | Permanently Closed | 1990-11-07 | 1968-01-01 | 1990-11-07 | Petroleum | Unleaded gasoline | Unleaded gasoline |  | Steel | Steel |  |  | Steel |  | 1901-01-01 | [15 empty] | UST Currently In Use: 0; UST Temp Close: 0; AST Currently In Use: 0; AST Temp Closed: 0 | 0 | 0 | 2 | 13572-049-004425 | MUNFORD STEEL
23083 | Permanently Closed | 1990-11-07 | 1968-01-01 | 1990-11-07 | Petroleum | Unleaded gasoline | Unleaded gasoline |  | Steel | Steel |  |  | Steel |  | 1901-01-01 | [15 empty] | UST Currently In Use: 0; UST Temp Close: 0; AST Currently In Use: 0; AST Temp Closed: 0 | 0 | 0 | 2 | 13572-049-004425 | MUNFORD STEEL
23084 |  | 2000-07-14 | 1973-01-01 |  | Petroleum | Unleaded gasoline | Unleaded gasoline |  | Steel | Steel |  | Painted or None | Steel |  | 1901-01-01 | [15 empty] | UST Currently In Use: 0; UST Temp Close: 0; AST Currently In Use: 0; AST Temp Closed: 0 | 0 | 0 | 0 | 13573-113-001979 | THE LISLE COMPANY
23085 |  | 2000-07-14 | 1973-01-01 |  | Petroleum | Unleaded gasoline | Unleaded gasoline |  | Steel | Steel |  | Painted or None | Steel |  | 1901-01-01 | [15 empty] | UST Currently In Use: 0; UST Temp Close: 0; AST Currently In Use: 0; AST Temp Closed: 0 | 0 | 0 | 0 | 13573-113-001979 | THE LISLE COMPANY
23086 |  | 2000-07-14 | 1973-01-01 |  | Petroleum | On road diesel | On road diesel |  | Steel | Steel |  | Painted or None | Steel |  | 1901-01-01 | [15 empty] | UST Currently In Use: 0; UST Temp Close: 0; AST Currently In Use: 0; AST Temp Closed: 0 | 0 | 0 | 0 | 13573-113-001979 | THE LISLE COMPANY
23087 | Permanently Closed | 1988-12-21 | 1975-01-01 | 1988-12-21 | Petroleum | Unleaded gasoline | Unleaded gasoline |  | Steel | Steel |  | Painted or None | Steel |  | 1901-01-01 | [15 empty] | UST Currently In Use: 0; UST Temp Close: 0; AST Currently In Use: 0; AST Temp Closed: 0 | 0 | 0 | 3 | 24271-005-005487 | JULANE THOMAS
23088 | Permanently Closed | 1988-12-21 | 1975-01-01 | 1988-12-21 | Petroleum | Unleaded gasoline | Unleaded gasoline |  | Steel | Steel |  | Painted or None | Steel |  | 1901-01-01 | [15 empty] | UST Currently In Use: 0; UST Temp Close: 0; AST Currently In Use: 0; AST Temp Closed: 0 | 0 | 0 | 3 | 24271-005-005487 | JULANE THOMAS
23089 | Permanently Closed | 1988-12-21 | 1975-01-01 | 1988-12-21 | Petroleum | Unleaded gasoline | Unleaded gasoline |  | Steel | Steel |  | Painted or None | Steel |  | 1901-01-01 | [15 empty] | UST Currently In Use: 0; UST Temp Close: 0; AST Currently In Use: 0; AST Temp Closed: 0 | 0 | 0 | 3 | 24271-005-005487 | JULANE THOMAS
23090 | Cannot Locate or abandoned | 2001-12-17 | 1989-02-01 |  | Petroleum | Unleaded gasoline | Unleaded gasoline | Retail | Steel | Steel | Coated & cathodic protection (sti-P3) |  | Fiberglass reinforced plastic |  |  |  | Catchment Basin, Single walled catchment basin | Flow Rest 90% Full | Flow Rest 90% Full |  |  | Automatic Tank Gauge | [5 empty] | Annual line testing | Annual line testing |  | UST Currently In Use: 0; UST Temp Close: 0; AST Currently In Use: 0; AST Temp Closed: 0 | 0 | 0 | 3 | 24271-005-005487 | JULANE THOMAS
23091 | Cannot Locate or abandoned | 2001-12-17 | 1989-02-01 |  | Petroleum | Mid-grade gasoline | Mid-grade gasoline | Retail | Steel | Steel | Coated & cathodic protection (sti-P3) |  | Fiberglass reinforced plastic |  |  |  | Catchment Basin, Single walled catchment basin | Flow Rest 90% Full | Flow Rest 90% Full |  |  | Automatic Tank Gauge | [5 empty] | Annual line testing | Annual line testing |  | UST Currently In Use: 0; UST Temp Close: 0; AST Currently In Use: 0; AST Temp Closed: 0 | 0 | 0 | 3 | 24271-005-005487 | JULANE THOMAS
23092 | Cannot Locate or abandoned | 2001-12-17 | 1989-02-01 |  | Petroleum | Premium gasoline | Premium gasoline | Retail | Steel | Steel | Coated & cathodic protection (sti-P3) |  | Fiberglass reinforced plastic |  |  |  | Catchment Basin, Single walled catchment basin | Flow Rest 90% Full | Flow Rest 90% Full |  |  | Automatic Tank Gauge | [5 empty] | Annual line testing | Annual line testing |  | UST Currently In Use: 0; UST Temp Close: 0; AST Currently In Use: 0; AST Temp Closed: 0 | 0 | 0 | 3 | 24271-005-005487 | JULANE THOMAS
23093 | Permanently Closed | 1999-06-08 | 1973-01-01 | 1999-06-08 | Petroleum | Unleaded gasoline | Unleaded gasoline |  | Steel | Steel |  | Painted or None | Steel |  | 1901-01-01 | [15 empty] | UST Currently In Use: 0; UST Temp Close: 1; AST Currently In Use: 0; AST Temp Closed: 0 | 0 | 1 | 3 | 17266-005-006280 | CIRCLE M INC DBA MURPHY OIL
23094 | Permanently Closed | 1999-06-08 | 1973-01-01 | 1999-06-08 | Petroleum | Unleaded gasoline | Unleaded gasoline |  | Steel | Steel |  | Painted or None | Steel |  | 1901-01-01 | [15 empty] | UST Currently In Use: 0; UST Temp Close: 1; AST Currently In Use: 0; AST Temp Closed: 0 | 0 | 1 | 3 | 17266-005-006280 | CIRCLE M INC DBA MURPHY OIL
23095 | Permanently Closed | 1999-06-08 | 1973-01-01 | 1999-06-08 | Petroleum | Unleaded gasoline | Unleaded gasoline |  | Steel | Steel |  | Painted or None | Steel |  | 1901-01-01 | [15 empty] | UST Currently In Use: 0; UST Temp Close: 1; AST Currently In Use: 0; AST Temp Closed: 0 | 0 | 1 | 3 | 17266-005-006280 | CIRCLE M INC DBA MURPHY OIL
23096 | Permanently Closed | 1995-03-01 | 1963-01-01 |  | Petroleum | Unleaded gasoline | Unleaded gasoline | Retail | Steel | Steel |  | Painted or None | Steel |  | 1901-01-01 | [15 empty] | UST Currently In Use: 0; UST Temp Close: 0; AST Currently In Use: 0; AST Temp Closed: 0 | 0 | 0 | 2 | 17266-005-006281 | CIRCLE M INC DBA MURPHY OIL
23097 | Permanently Closed | 1995-03-01 | 1963-01-01 |  | Petroleum | Unleaded gasoline | Unleaded gasoline | Retail | Steel | Steel |  | Painted or None | Steel |  | 1901-01-01 | [15 empty] | UST Currently In Use: 0; UST Temp Close: 0; AST Currently In Use: 0; AST Temp Closed: 0 | 0 | 0 | 2 | 17266-005-006281 | CIRCLE M INC DBA MURPHY OIL
23098 | Permanently Closed | 1999-06-21 | 1972-01-01 | 1999-11-29 | Petroleum | Unleaded gasoline | Unleaded gasoline |  | Steel | Steel |  | Painted or None | Steel |  | 1901-01-01 | [15 empty] | UST Currently In Use: 0; UST Temp Close: 0; AST Currently In Use: 0; AST Temp Closed: 0 | 0 | 0 | 3 | 17266-005-006283 | CIRCLE M INC DBA MURPHY OIL
23099 | Permanently Closed | 1999-06-21 | 1972-01-01 | 1999-11-29 | Petroleum | Unleaded gasoline | Unleaded gasoline |  | Steel | Steel |  | Painted or None | Steel |  | 1901-01-01 | [15 empty] | UST Currently In Use: 0; UST Temp Close: 0; AST Currently In Use: 0; AST Temp Closed: 0 | 0 | 0 | 3 | 17266-005-006283 | CIRCLE M INC DBA MURPHY OIL
23100 | Permanently Closed | 1999-06-21 | 1968-01-01 | 1999-11-29 | Petroleum | Unleaded gasoline | Unleaded gasoline |  | Steel | Steel |  | Painted or None | Steel |  | 1901-01-01 | [15 empty] | UST Currently In Use: 0; UST Temp Close: 0; AST Currently In Use: 0; AST Temp Closed: 0 | 0 | 0 | 3 | 17266-005-006283 | CIRCLE M INC DBA MURPHY OIL
23104 | Permanently Closed | 1901-01-01 | 1975-01-01 | 1988-01-01 | Petroleum | Unleaded gasoline | Unleaded gasoline |  | Steel | Steel |  | Painted or None | Steel |  | 1901-01-01 | [15 empty] | UST Currently In Use: 0; UST Temp Close: 0; AST Currently In Use: 0; AST Temp Closed: 0 | 0 | 0 | 2 | 17266-005-009507 | CIRCLE M INC DBA MURPHY OIL
23105 | Permanently Closed | 1901-01-01 | 1966-01-01 | 1988-01-01 | Petroleum | Unleaded gasoline | Unleaded gasoline |  | Steel | Steel |  | Painted or None | Steel |  | 1901-01-01 | [15 empty] | UST Currently In Use: 0; UST Temp Close: 0; AST Currently In Use: 0; AST Temp Closed: 0 | 0 | 0 | 2 | 17266-005-009507 | CIRCLE M INC DBA MURPHY OIL
23106 | Cannot Locate or abandoned |  | 1985-01-01 |  | Petroleum | Mid-grade gasoline | Mid-grade gasoline | Retail | Steel | Steel | Coated & cathodic protection (sti-P3) |  | Fiberglass reinforced plastic |  | 1901-01-01 |  | Catchment Basin, Single walled catchment basin | Automatic shutoff device At 95% full, Flow Rest 90% Full | Flow Rest 90% Full |  |  | Statistical Inventory Reconciliation (SIR) | [8 empty] | UST Currently In Use: 0; UST Temp Close: 0; AST Currently In Use: 0; AST Temp Closed: 0 | 0 | 0 | 2 | 17266-005-009507 | CIRCLE M INC DBA MURPHY OIL
23107 | Cannot Locate or abandoned |  | 1985-01-01 |  | Petroleum | Premium gasoline | Premium gasoline | Retail | Steel | Steel | Coated & cathodic protection (sti-P3) |  | Fiberglass reinforced plastic |  | 1901-01-01 |  | Catchment Basin, Single walled catchment basin | Automatic shutoff device At 95% full, Flow Rest 90% Full | Flow Rest 90% Full |  |  | Statistical Inventory Reconciliation (SIR) | [8 empty] | UST Currently In Use: 0; UST Temp Close: 0; AST Currently In Use: 0; AST Temp Closed: 0 | 0 | 0 | 2 | 17266-005-009507 | CIRCLE M INC DBA MURPHY OIL
23108 | Permanently Closed | 1901-01-01 | 1963-01-01 | 1991-02-09 | Petroleum | Unleaded gasoline | Unleaded gasoline |  | Steel | Steel |  | Painted or None | Steel |  | 1901-01-01 | [15 empty] | UST Currently In Use: 0; UST Temp Close: 0; AST Currently In Use: 0; AST Temp Closed: 0 | 0 | 0 | 2 | 17266-045-006282 | CIRCLE M INC DBA MURPHY OIL
23109 | Permanently Closed | 1991-02-09 | 1963-01-01 | 1991-02-09 | Petroleum | Unleaded gasoline | Unleaded gasoline |  | Steel | Steel |  | Painted or None | Steel |  | 1901-01-01 | [15 empty] | UST Currently In Use: 0; UST Temp Close: 0; AST Currently In Use: 0; AST Temp Closed: 0 | 0 | 0 | 2 | 17266-045-006282 | CIRCLE M INC DBA MURPHY OIL
23110 | Permanently Closed | 1997-01-01 | 1976-01-01 | 1998-04-24 | Petroleum | On road diesel | On road diesel | Retail | Steel | Steel |  | Painted or None | Steel |  | 1901-01-01 | [15 empty] | UST Currently In Use: 0; UST Temp Close: 0; AST Currently In Use: 0; AST Temp Closed: 0 | 0 | 0 | 4 | 17266-045-012919 | CIRCLE M INC DBA MURPHY OIL
23111 | Permanently Closed | 1997-01-01 | 1976-01-01 | 1998-04-24 | Petroleum | On road diesel | On road diesel | Retail | Steel | Steel |  | Painted or None | Steel |  | 1901-01-01 | [15 empty] | UST Currently In Use: 0; UST Temp Close: 0; AST Currently In Use: 0; AST Temp Closed: 0 | 0 | 0 | 4 | 17266-045-012919 | CIRCLE M INC DBA MURPHY OIL
23112 | Permanently Closed | 1997-01-01 | 1976-01-01 | 1998-04-24 | Petroleum | Unleaded gasoline | Unleaded gasoline | Retail | Steel | Steel |  | Painted or None | Steel |  | 1901-01-01 | [15 empty] | UST Currently In Use: 0; UST Temp Close: 0; AST Currently In Use: 0; AST Temp Closed: 0 | 0 | 0 | 4 | 17266-045-012919 | CIRCLE M INC DBA MURPHY OIL
23113 | Permanently Closed | 1997-01-01 | 1976-01-01 | 1998-04-24 | Petroleum | Unleaded gasoline | Unleaded gasoline | Retail | Steel | Steel |  | Painted or None | Steel |  | 1901-01-01 | [15 empty] | UST Currently In Use: 0; UST Temp Close: 0; AST Currently In Use: 0; AST Temp Closed: 0 | 0 | 0 | 4 | 17266-045-012919 | CIRCLE M INC DBA MURPHY OIL
23114 | Temporary Closed | 2015-10-01 | 1988-07-01 |  | Petroleum | Unleaded gasoline | Unleaded gasoline | Retail | Steel | Steel | Coated & cathodic protection (sti-P3) |  | Fiberglass reinforced plastic |  |  |  | Catchment Basin, Single walled catchment basin | Automatic shutoff device At 95% full | Automatic shutoff device At 95% full |  |  | Statistical Inventory Reconciliation (SIR) |  | Automatic flow restrictor (MLLD) | Automatic flow restrictor (MLLD) |  |  | Annual line testing, Statistical inventory reconciliation (SIR) | Statistical inventory reconciliation (SIR) |  | UST Currently In Use: 0; UST Temp Close: 3; AST Currently In Use: 0; AST Temp Closed: 0 | 0 | 3 | 0 | 23386-045-013291 | KBC LLC
23115 | Temporary Closed | 2015-10-01 | 1988-07-01 |  | Petroleum | Mid-grade gasoline | Mid-grade gasoline | Retail | Steel | Steel | Coated & cathodic protection (sti-P3) |  | Fiberglass reinforced plastic |  |  |  | Catchment Basin, Single walled catchment basin | Automatic shutoff device At 95% full | Automatic shutoff device At 95% full |  |  | Statistical Inventory Reconciliation (SIR) |  | Automatic flow restrictor (MLLD) | Automatic flow restrictor (MLLD) |  |  | Annual line testing, Statistical inventory reconciliation (SIR) | Statistical inventory reconciliation (SIR) |  | UST Currently In Use: 0; UST Temp Close: 3; AST Currently In Use: 0; AST Temp Closed: 0 | 0 | 3 | 0 | 23386-045-013291 | KBC LLC
23116 | Temporary Closed | 2013-01-01 | 1988-07-01 |  | Petroleum | Premium gasoline | Premium gasoline | Retail | Steel | Steel | Coated & cathodic protection (sti-P3) |  | Fiberglass reinforced plastic |  |  |  | Catchment Basin, Single walled catchment basin | Automatic shutoff device At 95% full | Automatic shutoff device At 95% full |  |  | Statistical Inventory Reconciliation (SIR) |  | Automatic flow restrictor (MLLD) | Automatic flow restrictor (MLLD) |  |  | Statistical inventory reconciliation (SIR) | Statistical inventory reconciliation (SIR) |  | UST Currently In Use: 0; UST Temp Close: 3; AST Currently In Use: 0; AST Temp Closed: 0 | 0 | 3 | 0 | 23386-045-013291 | KBC LLC
23117 | Permanently Closed | 1989-10-01 | 1977-01-01 | 2000-02-18 | Petroleum | Unleaded gasoline | Unleaded gasoline |  | Steel | Steel |  | Painted or None | Steel |  | 1901-01-01 | [15 empty] | UST Currently In Use: 0; UST Temp Close: 0; AST Currently In Use: 0; AST Temp Closed: 0 | 0 | 0 | 1 | 17266-067-002268 | CIRCLE M INC DBA MURPHY OIL
23118 | Permanently Closed | 1901-01-01 | 1972-01-01 | 1988-12-21 | Petroleum | On road diesel | On road diesel |  | Steel | Steel |  | Painted or None | Steel |  | 1901-01-01 | [15 empty] | UST Currently In Use: 0; UST Temp Close: 0; AST Currently In Use: 0; AST Temp Closed: 0 | 0 | 0 | 1 | 13575-067-003343 | MCGEE OIL CO INC
23122 | Permanently Closed | 1998-11-03 | 1972-01-01 | 1998-11-03 | Petroleum | Unleaded gasoline | Unleaded gasoline |  | Steel | Steel |  | Painted or None | Steel |  | 1901-01-01 | [15 empty] | UST Currently In Use: 0; UST Temp Close: 0; AST Currently In Use: 0; AST Temp Closed: 0 | 0 | 0 | 3 | 17266-067-006267 | CIRCLE M INC DBA MURPHY OIL
23123 | Permanently Closed | 1998-11-03 | 1963-01-01 | 1998-11-03 | Petroleum | Unleaded gasoline | Unleaded gasoline |  | Steel | Steel |  | Painted or None | Steel |  | 1901-01-01 | [15 empty] | UST Currently In Use: 0; UST Temp Close: 0; AST Currently In Use: 0; AST Temp Closed: 0 | 0 | 0 | 3 | 17266-067-006267 | CIRCLE M INC DBA MURPHY OIL
23124 | Permanently Closed | 1998-11-03 | 1963-01-01 | 1998-11-03 | Petroleum | Unleaded gasoline | Unleaded gasoline |  | Steel | Steel |  | Painted or None | Steel |  | 1901-01-01 | [15 empty] | UST Currently In Use: 0; UST Temp Close: 0; AST Currently In Use: 0; AST Temp Closed: 0 | 0 | 0 | 3 | 17266-067-006267 | CIRCLE M INC DBA MURPHY OIL
23125 | Permanently Closed | 1999-05-13 | 1972-01-01 | 1999-05-13 | Petroleum | Unleaded gasoline | Unleaded gasoline | Retail | Steel | Steel |  | Painted or None | Steel |  | 1901-01-01 | [15 empty] | UST Currently In Use: 0; UST Temp Close: 0; AST Currently In Use: 0; AST Temp Closed: 0 | 0 | 0 | 3 | 17266-067-006269 | CIRCLE M INC DBA MURPHY OIL
23126 | Permanently Closed | 1999-05-13 | 1963-01-01 | 1999-05-13 | Petroleum | Unleaded gasoline | Unleaded gasoline | Retail | Steel | Steel |  | Painted or None | Steel |  | 1901-01-01 | [15 empty] | UST Currently In Use: 0; UST Temp Close: 0; AST Currently In Use: 0; AST Temp Closed: 0 | 0 | 0 | 3 | 17266-067-006269 | CIRCLE M INC DBA MURPHY OIL
23127 | Permanently Closed | 1999-05-13 | 1963-01-01 | 1999-05-13 | Petroleum | Unleaded gasoline | Unleaded gasoline | Retail | Steel | Steel |  | Painted or None | Steel |  | 1901-01-01 | [15 empty] | UST Currently In Use: 0; UST Temp Close: 0; AST Currently In Use: 0; AST Temp Closed: 0 | 0 | 0 | 3 | 17266-067-006269 | CIRCLE M INC DBA MURPHY OIL
23128 | Permanently Closed | 1998-12-20 | 1963-01-01 | 1999-01-25 | Petroleum | Unleaded gasoline | Unleaded gasoline |  | Steel | Steel |  | Painted or None | Steel |  | 1901-01-01 | [15 empty] | UST Currently In Use: 0; UST Temp Close: 0; AST Currently In Use: 0; AST Temp Closed: 0 | 0 | 0 | 2 | 17266-067-006270 | CIRCLE M INC DBA MURPHY OIL
23129 | Permanently Closed | 1998-12-20 | 1963-01-01 | 1999-01-25 | Petroleum | Unleaded gasoline | Unleaded gasoline |  | Steel | Steel |  | Painted or None | Steel |  | 1901-01-01 | [15 empty] | UST Currently In Use: 0; UST Temp Close: 0; AST Currently In Use: 0; AST Temp Closed: 0 | 0 | 0 | 2 | 17266-067-006270 | CIRCLE M INC DBA MURPHY OIL
23130 | Permanently Closed | 1901-01-01 | 1968-01-01 | 1990-10-10 | Petroleum | Unleaded gasoline | Unleaded gasoline |  | Steel | Steel |  | Painted or None | Steel |  | 1901-01-01 | [15 empty] | UST Currently In Use: 0; UST Temp Close: 0; AST Currently In Use: 0; AST Temp Closed: 0 | 0 | 0 | 3 | 17266-067-006271 | CIRCLE M INC DBA MURPHY OIL
23131 | Permanently Closed | 1901-01-01 | 1963-01-01 | 1990-10-10 | Petroleum | Unleaded gasoline | Unleaded gasoline |  | Steel | Steel |  | Painted or None | Steel |  | 1901-01-01 | [15 empty] | UST Currently In Use: 0; UST Temp Close: 0; AST Currently In Use: 0; AST Temp Closed: 0 | 0 | 0 | 3 | 17266-067-006271 | CIRCLE M INC DBA MURPHY OIL
23132 | Permanently Closed | 1901-01-01 | 1963-01-01 | 1990-10-10 | Petroleum | Unleaded gasoline | Unleaded gasoline |  | Steel | Steel |  | Painted or None | Steel |  | 1901-01-01 | [15 empty] | UST Currently In Use: 0; UST Temp Close: 0; AST Currently In Use: 0; AST Temp Closed: 0 | 0 | 0 | 3 | 17266-067-006271 | CIRCLE M INC DBA MURPHY OIL
23133 | Permanently Closed | 1999-04-21 | 1972-01-01 | 1999-04-21 | Petroleum | Unleaded gasoline | Unleaded gasoline |  | Steel | Steel |  | Painted or None | Steel |  | 1901-01-01 | [15 empty] | UST Currently In Use: 0; UST Temp Close: 0; AST Currently In Use: 0; AST Temp Closed: 0 | 0 | 0 | 3 | 17266-067-006272 | CIRCLE M INC DBA MURPHY OIL
23134 | Permanently Closed | 1999-04-21 | 1958-01-01 | 1999-04-21 | Petroleum | Unleaded gasoline | Unleaded gasoline |  | Steel | Steel |  | Painted or None | Steel |  | 1901-01-01 | [15 empty] | UST Currently In Use: 0; UST Temp Close: 0; AST Currently In Use: 0; AST Temp Closed: 0 | 0 | 0 | 3 | 17266-067-006272 | CIRCLE M INC DBA MURPHY OIL
23135 | Permanently Closed | 1999-04-21 | 1958-01-01 | 1999-04-21 | Petroleum | Unleaded gasoline | Unleaded gasoline |  | Steel | Steel |  | Painted or None | Steel |  | 1901-01-01 | [15 empty] | UST Currently In Use: 0; UST Temp Close: 0; AST Currently In Use: 0; AST Temp Closed: 0 | 0 | 0 | 3 | 17266-067-006272 | CIRCLE M INC DBA MURPHY OIL
23136 | Permanently Closed | 1995-02-21 | 1963-01-01 | 1995-02-21 | Petroleum | Unleaded gasoline | Unleaded gasoline | Retail | Steel | Steel |  | Painted or None | Steel |  | 1901-01-01 | [15 empty] | UST Currently In Use: 0; UST Temp Close: 0; AST Currently In Use: 0; AST Temp Closed: 0 | 0 | 0 | 2 | 17266-067-006273 | CIRCLE M INC DBA MURPHY OIL
23137 | Permanently Closed | 1995-02-21 | 1963-01-01 | 1995-02-21 | Petroleum | Unleaded gasoline | Unleaded gasoline | Retail | Steel | Steel |  | Painted or None | Steel |  | 1901-01-01 | [15 empty] | UST Currently In Use: 0; UST Temp Close: 0; AST Currently In Use: 0; AST Temp Closed: 0 | 0 | 0 | 2 | 17266-067-006273 | CIRCLE M INC DBA MURPHY OIL
23141 | Permanently Closed | 1976-12-01 | 1958-01-01 | 1988-11-07 | Petroleum | Unleaded gasoline | Unleaded gasoline |  | Steel | Steel |  | Painted or None | Steel |  | 1901-01-01 | [15 empty] | UST Currently In Use: 0; UST Temp Close: 0; AST Currently In Use: 0; AST Temp Closed: 0 | 0 | 0 | 2 | 13575-067-006276 | MCGEE OIL CO INC
23142 | Permanently Closed | 1976-12-01 | 1958-01-01 | 1988-11-07 | Petroleum | Unleaded gasoline | Unleaded gasoline |  | Steel | Steel |  | Painted or None | Steel |  | 1901-01-01 | [15 empty] | UST Currently In Use: 0; UST Temp Close: 0; AST Currently In Use: 0; AST Temp Closed: 0 | 0 | 0 | 2 | 13575-067-006276 | MCGEE OIL CO INC
23143 | Permanently Closed | 1901-01-01 | 1968-01-01 | 1988-01-01 | Petroleum | Unleaded gasoline | Unleaded gasoline |  | Steel | Steel |  | Painted or None | Steel |  | 1901-01-01 | [15 empty] | UST Currently In Use: 0; UST Temp Close: 0; AST Currently In Use: 0; AST Temp Closed: 0 | 0 | 0 | 4 | 13575-067-006278 | MCGEE OIL CO INC
23144 | Permanently Closed | 1901-01-01 | 1968-01-01 | 1988-01-01 | Petroleum | Unleaded gasoline | Unleaded gasoline |  | Steel | Steel |  | Painted or None | Steel |  | 1901-01-01 | [15 empty] | UST Currently In Use: 0; UST Temp Close: 0; AST Currently In Use: 0; AST Temp Closed: 0 | 0 | 0 | 4 | 13575-067-006278 | MCGEE OIL CO INC
23145 | Permanently Closed | 1901-01-01 | 1968-01-01 | 1988-01-01 | Petroleum | Unleaded gasoline | Unleaded gasoline |  | Steel | Steel |  | Painted or None | Steel |  | 1901-01-01 | [15 empty] | UST Currently In Use: 0; UST Temp Close: 0; AST Currently In Use: 0; AST Temp Closed: 0 | 0 | 0 | 4 | 13575-067-006278 | MCGEE OIL CO INC
23146 | Permanently Closed | 1901-01-01 | 1968-01-01 | 1988-01-01 | Petroleum | On road diesel | On road diesel |  | Steel | Steel |  | Painted or None | Steel |  | 1901-01-01 | [15 empty] | UST Currently In Use: 0; UST Temp Close: 0; AST Currently In Use: 0; AST Temp Closed: 0 | 0 | 0 | 4 | 13575-067-006278 | MCGEE OIL CO INC
23147 | Permanently Closed | 1979-03-01 | 1901-01-01 | 1988-11-07 | Petroleum | Unleaded gasoline | Unleaded gasoline |  | Steel | Steel |  | Painted or None | Steel |  | 1901-01-01 | [15 empty] | UST Currently In Use: 0; UST Temp Close: 0; AST Currently In Use: 0; AST Temp Closed: 0 | 0 | 0 | 2 | 13575-067-009508 | MCGEE OIL CO INC
23148 | Permanently Closed | 1979-03-01 | 1901-01-01 | 1988-11-07 | Petroleum | Unleaded gasoline | Unleaded gasoline |  | Steel | Steel |  | Painted or None | Steel |  | 1901-01-01 | [15 empty] | UST Currently In Use: 0; UST Temp Close: 0; AST Currently In Use: 0; AST Temp Closed: 0 | 0 | 0 | 2 | 13575-067-009508 | MCGEE OIL CO INC
23154 | Currently in Use |  | 1988-03-01 |  | Petroleum | Unleaded gasoline | Unleaded gasoline | Retail | Fiberglass coated steel | Fiberglass coated steel |  |  | Fiberglass reinforced plastic |  | 1901-01-01 | None | Catchment Basin, Single walled catchment basin | Automatic shutoff device At 95% full | Automatic shutoff device At 95% full |  |  | Automatic Tank Gauge |  | Automatic flow restrictor (MLLD), Automatic shutoff device (AELLD) | Automatic shutoff device (AELLD) |  |  | Annual line testing | Annual line testing |  | UST Currently In Use: 3; UST Temp Close: 1; AST Currently In Use: 0; AST Temp Closed: 0 | 3 | 1 | 0 | 22643-069-013292 | MINESH PATEL
23155 | Currently in Use |  | 1988-03-01 |  | Petroleum | Premium gasoline | Premium gasoline | Retail | Fiberglass coated steel | Fiberglass coated steel |  |  | Fiberglass reinforced plastic |  | 1901-01-01 |  | Catchment Basin, Single walled catchment basin | Automatic shutoff device At 95% full | Automatic shutoff device At 95% full |  |  | Automatic Tank Gauge |  | Automatic flow restrictor (MLLD), Automatic shutoff device (AELLD) | Automatic shutoff device (AELLD) |  |  | Annual line testing | Annual line testing |  | UST Currently In Use: 3; UST Temp Close: 1; AST Currently In Use: 0; AST Temp Closed: 0 | 3 | 1 | 0 | 22643-069-013292 | MINESH PATEL
23156 | Currently in Use |  | 1988-03-01 |  | Petroleum | Unleaded gasoline | Unleaded gasoline | Retail | Fiberglass coated steel | Fiberglass coated steel |  |  | Fiberglass reinforced plastic |  | 1901-01-01 |  | Catchment Basin, Single walled catchment basin | Automatic shutoff device At 95% full | Automatic shutoff device At 95% full |  |  | Automatic Tank Gauge |  | Automatic flow restrictor (MLLD), Automatic shutoff device (AELLD) | Automatic shutoff device (AELLD) |  |  | Annual line testing | Annual line testing |  | UST Currently In Use: 3; UST Temp Close: 1; AST Currently In Use: 0; AST Temp Closed: 0 | 3 | 1 | 0 | 22643-069-013292 | MINESH PATEL
23157 | Temporary Closed | 2013-04-12 | 1988-03-01 |  | Petroleum | On road diesel | On road diesel | Retail | Fiberglass coated steel | Fiberglass coated steel |  |  | Fiberglass reinforced plastic |  | 1901-01-01 |  | Catchment Basin, Single walled catchment basin | Automatic shutoff device At 95% full | Automatic shutoff device At 95% full |  |  | Automatic Tank Gauge |  | Automatic flow restrictor (MLLD), Automatic shutoff device (AELLD) | Automatic shutoff device (AELLD) |  |  | Annual line testing | Annual line testing |  | UST Currently In Use: 3; UST Temp Close: 1; AST Currently In Use: 0; AST Temp Closed: 0 | 3 | 1 | 0 | 22643-069-013292 | MINESH PATEL
23158 | Permanently Closed | 2000-06-01 | 1987-02-01 | 2000-10-12 | Petroleum | Unleaded gasoline | Unleaded gasoline | Retail | Fiberglass coated steel | Fiberglass coated steel | Coated & cathodic protection (sti-P3) |  | Fiberglass reinforced plastic |  | 1901-01-01 |  | Catchment Basin, Single walled catchment basin | Automatic shutoff device At 95% full | Automatic shutoff device At 95% full |  |  | Statistical Inventory Reconciliation (SIR) |  | Automatic shutoff device (AELLD) | Automatic shutoff device (AELLD) |  |  | Annual line testing, Statistical inventory reconciliation (SIR) | Statistical inventory reconciliation (SIR) |  | UST Currently In Use: 0; UST Temp Close: 0; AST Currently In Use: 0; AST Temp Closed: 0 | 0 | 0 | 3 | 13575-069-013293 | MCGEE OIL CO INC
23159 | Permanently Closed | 2000-06-01 | 1987-02-01 | 2000-10-12 | Petroleum | Mid-grade gasoline | Mid-grade gasoline | Retail | Fiberglass coated steel | Fiberglass coated steel | Coated & cathodic protection (sti-P3) |  | Fiberglass reinforced plastic |  | 1901-01-01 |  | Catchment Basin, Single walled catchment basin | Automatic shutoff device At 95% full | Automatic shutoff device At 95% full |  |  | Statistical Inventory Reconciliation (SIR) |  | Automatic shutoff device (AELLD) | Automatic shutoff device (AELLD) |  |  | Annual line testing, Statistical inventory reconciliation (SIR) | Statistical inventory reconciliation (SIR) |  | UST Currently In Use: 0; UST Temp Close: 0; AST Currently In Use: 0; AST Temp Closed: 0 | 0 | 0 | 3 | 13575-069-013293 | MCGEE OIL CO INC
23160 | Permanently Closed | 2000-06-01 | 1987-02-01 | 2000-10-12 | Petroleum | Premium gasoline | Premium gasoline | Retail | Fiberglass coated steel | Fiberglass coated steel | Coated & cathodic protection (sti-P3) |  | Fiberglass reinforced plastic |  | 1901-01-01 |  | Catchment Basin, Single walled catchment basin | Automatic shutoff device At 95% full | Automatic shutoff device At 95% full |  |  | Statistical Inventory Reconciliation (SIR) |  | Automatic shutoff device (AELLD) | Automatic shutoff device (AELLD) |  |  | Annual line testing, Statistical inventory reconciliation (SIR) | Statistical inventory reconciliation (SIR) |  | UST Currently In Use: 0; UST Temp Close: 0; AST Currently In Use: 0; AST Temp Closed: 0 | 0 | 0 | 3 | 13575-069-013293 | MCGEE OIL CO INC
23161 | Permanently Closed | 1991-09-17 | 1965-01-01 | 1991-09-17 | Petroleum | On road diesel | On road diesel |  | Steel | Steel |  | Painted or None | Steel |  | 1901-01-01 | [15 empty] | UST Currently In Use: 0; UST Temp Close: 0; AST Currently In Use: 0; AST Temp Closed: 0 | 0 | 0 | 5 | 13579-025-000129 | MURPHY OIL USA, INC.
23162 | Permanently Closed | 1991-09-17 | 1965-01-01 | 1991-09-17 | Petroleum | Unleaded gasoline | Unleaded gasoline |  | Steel | Steel | Interior lined (not allowed as a standalone method of corrosion protection) | Painted or None | Steel |  | 1901-01-01 | [15 empty] | UST Currently In Use: 0; UST Temp Close: 0; AST Currently In Use: 0; AST Temp Closed: 0 | 0 | 0 | 5 | 13579-025-000129 | MURPHY OIL USA, INC.
23163 | Permanently Closed | 1991-09-17 | 1983-01-01 | 1991-09-17 | Petroleum | On road diesel | On road diesel |  | Fiberglass reinforced plastic | Fiberglass reinforced plastic |  |  | Steel |  | 1901-01-01 | [15 empty] | UST Currently In Use: 0; UST Temp Close: 0; AST Currently In Use: 0; AST Temp Closed: 0 | 0 | 0 | 5 | 13579-025-000129 | MURPHY OIL USA, INC.
23164 | Permanently Closed | 1991-09-17 | 1975-01-01 | 1991-09-17 | Petroleum | Unleaded gasoline | Unleaded gasoline |  | Steel | Steel | Interior lined (not allowed as a standalone method of corrosion protection) | Painted or None | Steel |  | 1901-01-01 | [15 empty] | UST Currently In Use: 0; UST Temp Close: 0; AST Currently In Use: 0; AST Temp Closed: 0 | 0 | 0 | 5 | 13579-025-000129 | MURPHY OIL USA, INC.
23165 | Permanently Closed | 1991-09-17 | 1968-01-01 | 1991-09-17 | Petroleum | Unleaded gasoline | Unleaded gasoline |  | Steel | Steel |  | Painted or None | Steel |  | 1901-01-01 | [15 empty] | UST Currently In Use: 0; UST Temp Close: 0; AST Currently In Use: 0; AST Temp Closed: 0 | 0 | 0 | 5 | 13579-025-000129 | MURPHY OIL USA, INC.
23166 | Permanently Closed | 1901-01-01 | 1962-01-01 | 1986-12-01 | Petroleum | Unleaded gasoline | Unleaded gasoline |  | Steel | Steel |  | Painted or None | Steel |  | 1901-01-01 | [15 empty] | UST Currently In Use: 0; UST Temp Close: 0; AST Currently In Use: 0; AST Temp Closed: 0 | 0 | 0 | 4 | 13579-043-000136 | MURPHY OIL USA, INC.
23167 | Permanently Closed | 1901-01-01 | 1962-01-01 | 1986-12-01 | Petroleum | Unleaded gasoline | Unleaded gasoline |  | Steel | Steel |  | Painted or None | Steel |  | 1901-01-01 | [15 empty] | UST Currently In Use: 0; UST Temp Close: 0; AST Currently In Use: 0; AST Temp Closed: 0 | 0 | 0 | 4 | 13579-043-000136 | MURPHY OIL USA, INC.
23168 | Permanently Closed | 1901-01-01 | 1962-01-01 | 1986-12-01 | Petroleum | Unleaded gasoline | Unleaded gasoline |  | Steel | Steel |  | Painted or None | Steel |  | 1901-01-01 | [15 empty] | UST Currently In Use: 0; UST Temp Close: 0; AST Currently In Use: 0; AST Temp Closed: 0 | 0 | 0 | 4 | 13579-043-000136 | MURPHY OIL USA, INC.
23169 | Permanently Closed | 2011-11-01 | 1962-01-01 | 1986-12-01 | Petroleum | Unleaded gasoline | Unleaded gasoline |  | Steel | Steel |  | Painted or None | Steel |  | 1901-01-01 | [15 empty] | UST Currently In Use: 0; UST Temp Close: 0; AST Currently In Use: 0; AST Temp Closed: 0 | 0 | 0 | 4 | 13579-043-000136 | MURPHY OIL USA, INC.
23170 | Permanently Closed | 1975-07-01 | 1960-01-01 |  | Petroleum | Unleaded gasoline | Unleaded gasoline |  | Steel | Steel |  |  |  |  | 1901-01-01 | [15 empty] | UST Currently In Use: 0; UST Temp Close: 0; AST Currently In Use: 0; AST Temp Closed: 0 | 0 | 0 | 2 | 13579-049-006037 | MURPHY OIL USA, INC.
23171 | Permanently Closed | 1975-07-01 | 1901-01-01 |  | Petroleum | Unleaded gasoline | Unleaded gasoline |  | Steel | Steel |  |  |  |  | 1901-01-01 | [15 empty] | UST Currently In Use: 0; UST Temp Close: 0; AST Currently In Use: 0; AST Temp Closed: 0 | 0 | 0 | 2 | 13579-049-006037 | MURPHY OIL USA, INC.
23172 | Permanently Closed | 1901-01-01 | 1962-01-01 | 1988-03-01 | Petroleum | Unleaded gasoline | Unleaded gasoline |  | Steel | Steel |  | Painted or None | Steel |  | 1901-01-01 | [15 empty] | UST Currently In Use: 0; UST Temp Close: 0; AST Currently In Use: 0; AST Temp Closed: 0 | 0 | 0 | 3 | 13579-055-000139 | MURPHY OIL USA, INC.
23173 | Permanently Closed | 1901-01-01 | 1964-01-01 | 1988-03-01 | Petroleum | Unleaded gasoline | Unleaded gasoline |  | Steel | Steel |  | Painted or None | Steel |  | 1901-01-01 | [15 empty] | UST Currently In Use: 0; UST Temp Close: 0; AST Currently In Use: 0; AST Temp Closed: 0 | 0 | 0 | 3 | 13579-055-000139 | MURPHY OIL USA, INC.
23174 | Permanently Closed | 1901-01-01 | 1962-01-01 | 1988-03-01 | Petroleum | Unleaded gasoline | Unleaded gasoline |  | Steel | Steel |  | Painted or None | Steel |  | 1901-01-01 | [15 empty] | UST Currently In Use: 0; UST Temp Close: 0; AST Currently In Use: 0; AST Temp Closed: 0 | 0 | 0 | 3 | 13579-055-000139 | MURPHY OIL USA, INC.
23175 | Permanently Closed | 1991-04-04 | 1962-01-01 | 1991-04-04 | Petroleum | Unleaded gasoline | Unleaded gasoline |  | Steel | Steel |  | Painted or None | Steel |  | 1901-01-01 | [15 empty] | UST Currently In Use: 0; UST Temp Close: 0; AST Currently In Use: 0; AST Temp Closed: 0 | 0 | 0 | 4 | 13579-055-000140 | MURPHY OIL USA, INC.
23176 | Permanently Closed | 1991-04-04 | 1962-01-01 | 1991-04-04 | Petroleum | Unleaded gasoline | Unleaded gasoline |  | Steel | Steel |  | Painted or None | Steel |  | 1901-01-01 | [15 empty] | UST Currently In Use: 0; UST Temp Close: 0; AST Currently In Use: 0; AST Temp Closed: 0 | 0 | 0 | 4 | 13579-055-000140 | MURPHY OIL USA, INC.
23177 | Permanently Closed | 1991-04-04 | 1962-01-01 | 1991-04-04 | Petroleum | Unleaded gasoline | Unleaded gasoline |  | Steel | Steel |  | Painted or None | Steel |  | 1901-01-01 | [15 empty] | UST Currently In Use: 0; UST Temp Close: 0; AST Currently In Use: 0; AST Temp Closed: 0 | 0 | 0 | 4 | 13579-055-000140 | MURPHY OIL USA, INC.
23178 | Permanently Closed | 2011-11-01 | 1962-01-01 | 1991-04-04 | Petroleum | Unleaded gasoline | Unleaded gasoline |  | Steel | Steel |  | Painted or None | Steel |  | 1901-01-01 | [15 empty] | UST Currently In Use: 0; UST Temp Close: 0; AST Currently In Use: 0; AST Temp Closed: 0 | 0 | 0 | 4 | 13579-055-000140 | MURPHY OIL USA, INC.
23179 | Currently in Use |  | 1984-12-01 |  | Petroleum | Unleaded gasoline | Unleaded gasoline | Retail | Fiberglass reinforced plastic, Single Wall | Single Wall |  |  | Fiberglass reinforced plastic, Single Wall |  | 1901-01-01 |  | Catchment Basin, Single walled catchment basin | Automatic shutoff device At 95% full | Automatic shutoff device At 95% full |  |  | Statistical Inventory Reconciliation (SIR) |  | Automatic flow restrictor (MLLD), Containment Sump | Containment Sump |  |  | Statistical inventory reconciliation (SIR) | Statistical inventory reconciliation (SIR) |  | UST Currently In Use: 4; UST Temp Close: 0; AST Currently In Use: 0; AST Temp Closed: 0 | 4 | 0 | 0 | 22153-055-000141 | NND, LLC.
23180 | Currently in Use |  | 1984-12-01 |  | Petroleum | On road diesel | On road diesel | Retail | Fiberglass reinforced plastic, Single Wall | Single Wall |  |  | Fiberglass reinforced plastic, Single Wall |  | 1901-01-01 |  | Catchment Basin, Single walled catchment basin | Automatic shutoff device At 95% full | Automatic shutoff device At 95% full |  |  | Statistical Inventory Reconciliation (SIR) |  | Automatic flow restrictor (MLLD), Containment Sump | Containment Sump |  |  | Statistical inventory reconciliation (SIR) | Statistical inventory reconciliation (SIR) |  | UST Currently In Use: 4; UST Temp Close: 0; AST Currently In Use: 0; AST Temp Closed: 0 | 4 | 0 | 0 | 22153-055-000141 | NND, LLC.
23181 | Currently in Use |  | 1984-12-01 |  | Petroleum | Premium gasoline | Premium gasoline | Retail | Fiberglass reinforced plastic, Single Wall | Single Wall |  |  | Fiberglass reinforced plastic, Single Wall |  | 1901-01-01 |  | Catchment Basin, Single walled catchment basin | Automatic shutoff device At 95% full | Automatic shutoff device At 95% full |  |  | Statistical Inventory Reconciliation (SIR) |  | Automatic flow restrictor (MLLD), Containment Sump | Containment Sump |  |  | Statistical inventory reconciliation (SIR) | Statistical inventory reconciliation (SIR) |  | UST Currently In Use: 4; UST Temp Close: 0; AST Currently In Use: 0; AST Temp Closed: 0 | 4 | 0 | 0 | 22153-055-000141 | NND, LLC.
23182 | Currently in Use |  | 1984-12-01 |  | Petroleum | On road diesel | On road diesel | Retail | Fiberglass reinforced plastic, Single Wall | Single Wall |  |  | Fiberglass reinforced plastic, Single Wall |  | 1901-01-01 |  | Catchment Basin, Single walled catchment basin | Automatic shutoff device At 95% full | Automatic shutoff device At 95% full |  |  | Statistical Inventory Reconciliation (SIR) |  | Automatic flow restrictor (MLLD), Containment Sump | Containment Sump |  |  | Statistical inventory reconciliation (SIR) | Statistical inventory reconciliation (SIR) |  | UST Currently In Use: 4; UST Temp Close: 0; AST Currently In Use: 0; AST Temp Closed: 0 | 4 | 0 | 0 | 22153-055-000141 | NND, LLC.
23183 | Permanently Closed | 1995-03-01 | 1981-01-01 | 1995-03-18 | Petroleum | Unleaded gasoline | Unleaded gasoline | Retail | Fiberglass reinforced plastic | Fiberglass reinforced plastic |  |  | Fiberglass reinforced plastic |  | 1901-01-01 | [6 empty] | Statistical Inventory Reconciliation (SIR) | [5 empty] | Annual line testing, Statistical inventory reconciliation (SIR) | Statistical inventory reconciliation (SIR) |  | UST Currently In Use: 0; UST Temp Close: 0; AST Currently In Use: 0; AST Temp Closed: 0 | 0 | 0 | 4 | 13579-069-000130 | MURPHY OIL USA, INC.
23184 | Permanently Closed | 1995-03-01 | 1981-01-01 | 1995-03-18 | Petroleum | Unleaded gasoline | Unleaded gasoline | Retail | Fiberglass reinforced plastic | Fiberglass reinforced plastic |  |  | Fiberglass reinforced plastic |  | 1901-01-01 | [6 empty] | Statistical Inventory Reconciliation (SIR) | [5 empty] | Annual line testing, Statistical inventory reconciliation (SIR) | Statistical inventory reconciliation (SIR) |  | UST Currently In Use: 0; UST Temp Close: 0; AST Currently In Use: 0; AST Temp Closed: 0 | 0 | 0 | 4 | 13579-069-000130 | MURPHY OIL USA, INC.
23185 | Permanently Closed | 1995-03-01 | 1981-01-01 | 1995-03-18 | Petroleum | Unleaded gasoline | Unleaded gasoline | Retail | Fiberglass reinforced plastic | Fiberglass reinforced plastic |  |  | Fiberglass reinforced plastic |  | 1901-01-01 | [6 empty] | Statistical Inventory Reconciliation (SIR) | [5 empty] | Annual line testing, Statistical inventory reconciliation (SIR) | Statistical inventory reconciliation (SIR) |  | UST Currently In Use: 0; UST Temp Close: 0; AST Currently In Use: 0; AST Temp Closed: 0 | 0 | 0 | 4 | 13579-069-000130 | MURPHY OIL USA, INC.
23186 | Permanently Closed | 1995-03-01 | 1981-01-01 | 1995-03-18 | Petroleum | On road diesel | On road diesel | Retail | Fiberglass reinforced plastic | Fiberglass reinforced plastic |  |  | Fiberglass reinforced plastic |  | 1901-01-01 | [6 empty] | Statistical Inventory Reconciliation (SIR) | [5 empty] | Annual line testing, Statistical inventory reconciliation (SIR) | Statistical inventory reconciliation (SIR) |  | UST Currently In Use: 0; UST Temp Close: 0; AST Currently In Use: 0; AST Temp Closed: 0 | 0 | 0 | 4 | 13579-069-000130 | MURPHY OIL USA, INC.
23187 | Permanently Closed | 1992-01-08 | 1965-01-01 | 1992-01-08 | Petroleum | Unleaded gasoline | Unleaded gasoline |  | Steel | Steel |  | Painted or None | Steel |  | 1901-01-01 | [15 empty] | UST Currently In Use: 3; UST Temp Close: 0; AST Currently In Use: 0; AST Temp Closed: 0 | 3 | 0 | 3 | 10037-069-000131 | A. W. HERNDON OIL COMPANY, INC.
23188 | Permanently Closed | 1992-01-08 | 1965-01-01 | 1992-01-08 | Petroleum | Unleaded gasoline | Unleaded gasoline |  | Steel | Steel |  | Painted or None | Steel |  | 1901-01-01 | [15 empty] | UST Currently In Use: 3; UST Temp Close: 0; AST Currently In Use: 0; AST Temp Closed: 0 | 3 | 0 | 3 | 10037-069-000131 | A. W. HERNDON OIL COMPANY, INC.
23189 | Permanently Closed | 1992-01-08 | 1974-01-01 | 1992-01-08 | Petroleum | Unleaded gasoline | Unleaded gasoline |  | Steel | Steel |  | Painted or None | Steel |  | 1901-01-01 | [15 empty] | UST Currently In Use: 3; UST Temp Close: 0; AST Currently In Use: 0; AST Temp Closed: 0 | 3 | 0 | 3 | 10037-069-000131 | A. W. HERNDON OIL COMPANY, INC.
23190 | Permanently Closed | 1993-08-09 | 1962-01-01 | 1993-08-09 | Petroleum | Unleaded gasoline | Unleaded gasoline |  | Steel | Steel |  | Painted or None | Steel |  | 1901-01-01 | [15 empty] | UST Currently In Use: 0; UST Temp Close: 0; AST Currently In Use: 0; AST Temp Closed: 0 | 0 | 0 | 4 | 13579-073-000137 | MURPHY OIL USA, INC.
23191 | Permanently Closed | 1993-08-09 | 1962-01-01 | 1993-08-09 | Petroleum | Unleaded gasoline | Unleaded gasoline |  | Steel | Steel |  | Painted or None | Steel |  | 1901-01-01 | [15 empty] | UST Currently In Use: 0; UST Temp Close: 0; AST Currently In Use: 0; AST Temp Closed: 0 | 0 | 0 | 4 | 13579-073-000137 | MURPHY OIL USA, INC.
23192 | Permanently Closed | 1993-08-09 | 1962-01-01 | 1993-08-09 | Petroleum | Unleaded gasoline | Unleaded gasoline |  | Steel | Steel |  | Painted or None | Steel |  | 1901-01-01 | [15 empty] | UST Currently In Use: 0; UST Temp Close: 0; AST Currently In Use: 0; AST Temp Closed: 0 | 0 | 0 | 4 | 13579-073-000137 | MURPHY OIL USA, INC.
23193 | Permanently Closed | 1993-08-09 | 1962-01-01 | 1993-08-09 | Petroleum | Unleaded gasoline | Unleaded gasoline |  | Steel | Steel |  | Painted or None | Steel |  | 1901-01-01 | [15 empty] | UST Currently In Use: 0; UST Temp Close: 0; AST Currently In Use: 0; AST Temp Closed: 0 | 0 | 0 | 4 | 13579-073-000137 | MURPHY OIL USA, INC.
23194 | Permanently Closed | 1901-01-01 | 1964-01-01 | 1988-06-01 | Petroleum | Unleaded gasoline | Unleaded gasoline |  | Steel | Steel |  | Painted or None | Steel |  | 1901-01-01 | [15 empty] | UST Currently In Use: 3; UST Temp Close: 0; AST Currently In Use: 0; AST Temp Closed: 0 | 3 | 0 | 3 | 14493-073-000138 | SOUTHERN OIL COMPANY, INC.
23195 | Permanently Closed | 1901-01-01 | 1962-01-01 | 1988-06-01 | Petroleum | Unleaded gasoline | Unleaded gasoline |  | Steel | Steel |  | Painted or None | Steel |  | 1901-01-01 | [15 empty] | UST Currently In Use: 3; UST Temp Close: 0; AST Currently In Use: 0; AST Temp Closed: 0 | 3 | 0 | 3 | 14493-073-000138 | SOUTHERN OIL COMPANY, INC.
23196 | Permanently Closed | 1901-01-01 | 1962-01-01 | 1988-06-01 | Petroleum | Unleaded gasoline | Unleaded gasoline |  | Steel | Steel |  | Painted or None | Steel |  | 1901-01-01 | [15 empty] | UST Currently In Use: 3; UST Temp Close: 0; AST Currently In Use: 0; AST Temp Closed: 0 | 3 | 0 | 3 | 14493-073-000138 | SOUTHERN OIL COMPANY, INC.
23197 | Currently in Use |  | 1987-05-15 |  | Petroleum | Unleaded gasoline | Unleaded gasoline | Retail | Fiberglass reinforced plastic, Single Wall | Single Wall |  |  | Fiberglass reinforced plastic, Single Wall |  | 1901-01-01 |  | Catchment Basin, Single walled catchment basin | Automatic shutoff device At 95% full | Automatic shutoff device At 95% full |  |  | Statistical Inventory Reconciliation (SIR) |  | Automatic flow restrictor (MLLD) | Automatic flow restrictor (MLLD) |  |  | Statistical inventory reconciliation (SIR) | Statistical inventory reconciliation (SIR) |  | UST Currently In Use: 3; UST Temp Close: 0; AST Currently In Use: 0; AST Temp Closed: 0 | 3 | 0 | 3 | 14493-073-000138 | SOUTHERN OIL COMPANY, INC.
23198 | Currently in Use |  | 1987-05-15 |  | Petroleum | Premium gasoline | Premium gasoline | Retail | Fiberglass reinforced plastic, Single Wall | Single Wall |  |  | Fiberglass reinforced plastic, Single Wall |  | 1901-01-01 |  | Catchment Basin, Single walled catchment basin | Automatic shutoff device At 95% full | Automatic shutoff device At 95% full |  |  | Statistical Inventory Reconciliation (SIR) |  | Automatic flow restrictor (MLLD) | Automatic flow restrictor (MLLD) |  |  | Statistical inventory reconciliation (SIR) | Statistical inventory reconciliation (SIR) |  | UST Currently In Use: 3; UST Temp Close: 0; AST Currently In Use: 0; AST Temp Closed: 0 | 3 | 0 | 3 | 14493-073-000138 | SOUTHERN OIL COMPANY, INC.
23199 | Currently in Use |  | 1987-05-15 |  | Petroleum | On road diesel | On road diesel | Retail | Fiberglass reinforced plastic, Single Wall | Single Wall |  |  | Fiberglass reinforced plastic, Single Wall |  | 1901-01-01 |  | Catchment Basin, Single walled catchment basin | Automatic shutoff device At 95% full | Automatic shutoff device At 95% full |  |  | Statistical Inventory Reconciliation (SIR) |  | Automatic flow restrictor (MLLD) | Automatic flow restrictor (MLLD) |  |  | Statistical inventory reconciliation (SIR) | Statistical inventory reconciliation (SIR) |  | UST Currently In Use: 3; UST Temp Close: 0; AST Currently In Use: 0; AST Temp Closed: 0 | 3 | 0 | 3 | 14493-073-000138 | SOUTHERN OIL COMPANY, INC.
23200 | Permanently Closed | 1996-06-09 | 1979-01-01 | 1996-06-13 | Petroleum | Unleaded gasoline | Unleaded gasoline | Retail | Steel | Steel |  | Painted or None | Steel |  | 1901-01-01 |  | Catchment Basin, Single walled catchment basin |  |  |  |  | Statistical Inventory Reconciliation (SIR) | [5 empty] | Annual line testing, Statistical inventory reconciliation (SIR) | Statistical inventory reconciliation (SIR) |  | UST Currently In Use: 3; UST Temp Close: 0; AST Currently In Use: 0; AST Temp Closed: 0 | 3 | 0 | 3 | 23743-073-000143 | NORTHSIDE FUEL INC
23201 | Permanently Closed | 1996-06-09 | 1979-01-01 | 1996-06-13 | Petroleum | Unleaded gasoline | Unleaded gasoline | Retail | Steel | Steel |  | Painted or None | Steel |  | 1901-01-01 |  | Catchment Basin, Single walled catchment basin |  |  |  |  | Statistical Inventory Reconciliation (SIR) | [5 empty] | Annual line testing, Statistical inventory reconciliation (SIR) | Statistical inventory reconciliation (SIR) |  | UST Currently In Use: 3; UST Temp Close: 0; AST Currently In Use: 0; AST Temp Closed: 0 | 3 | 0 | 3 | 23743-073-000143 | NORTHSIDE FUEL INC
23202 | Permanently Closed | 1996-06-09 | 1979-01-01 | 1996-06-13 | Petroleum | Unleaded gasoline | Unleaded gasoline | Retail | Steel | Steel |  | Painted or None | Steel |  | 1901-01-01 |  | Catchment Basin, Single walled catchment basin |  |  |  |  | Statistical Inventory Reconciliation (SIR) | [5 empty] | Annual line testing, Statistical inventory reconciliation (SIR) | Statistical inventory reconciliation (SIR) |  | UST Currently In Use: 3; UST Temp Close: 0; AST Currently In Use: 0; AST Temp Closed: 0 | 3 | 0 | 3 | 23743-073-000143 | NORTHSIDE FUEL INC
23203 | Currently in Use |  | 1981-01-01 |  | Petroleum | Unleaded gasoline | Unleaded gasoline | Retail | Single Wall, Steel | Steel | Field installed cathodic protection |  | Fiberglass reinforced plastic, Single Wall |  |  | Other, FLXS ISOLA | Catchment Basin, Single walled catchment basin | Automatic shutoff device At 95% full | Automatic shutoff device At 95% full |  |  | Statistical Inventory Reconciliation (SIR) |  | Automatic flow restrictor (MLLD) | Automatic flow restrictor (MLLD) |  |  | Statistical inventory reconciliation (SIR) | Statistical inventory reconciliation (SIR) |  | UST Currently In Use: 3; UST Temp Close: 0; AST Currently In Use: 0; AST Temp Closed: 0 | 3 | 0 | 0 | 21308-073-000144 | PETRO AMERICA LLC
23204 | Currently in Use |  | 1981-01-01 |  | Petroleum | Mid-grade gasoline | Mid-grade gasoline | Retail | Single Wall, Steel | Steel | Field installed cathodic protection |  | Fiberglass reinforced plastic, Single Wall |  |  | Other, FLXS ISOLA | Catchment Basin, Single walled catchment basin | Automatic shutoff device At 95% full | Automatic shutoff device At 95% full |  |  | Statistical Inventory Reconciliation (SIR) |  | Automatic flow restrictor (MLLD) | Automatic flow restrictor (MLLD) |  |  | Statistical inventory reconciliation (SIR) | Statistical inventory reconciliation (SIR) |  | UST Currently In Use: 3; UST Temp Close: 0; AST Currently In Use: 0; AST Temp Closed: 0 | 3 | 0 | 0 | 21308-073-000144 | PETRO AMERICA LLC
23205 | Currently in Use |  | 1981-01-01 |  | Petroleum | Premium gasoline | Premium gasoline | Retail | Single Wall, Steel | Steel | Field installed cathodic protection |  | Fiberglass reinforced plastic, Single Wall |  |  | Other, FLXS ISOLA | Catchment Basin, Single walled catchment basin | Automatic shutoff device At 95% full | Automatic shutoff device At 95% full |  |  | Statistical Inventory Reconciliation (SIR) |  | Automatic flow restrictor (MLLD) | Automatic flow restrictor (MLLD) |  |  | Statistical inventory reconciliation (SIR) | Statistical inventory reconciliation (SIR) |  | UST Currently In Use: 3; UST Temp Close: 0; AST Currently In Use: 0; AST Temp Closed: 0 | 3 | 0 | 0 | 21308-073-000144 | PETRO AMERICA LLC
23206 | Permanently Closed | 1999-04-28 | 1988-06-13 | 2010-06-22 | Petroleum | Unleaded gasoline | Unleaded gasoline |  | Fiberglass reinforced plastic | Fiberglass reinforced plastic |  |  | Fiberglass reinforced plastic |  | 1901-01-01 | [6 empty] | Statistical Inventory Reconciliation (SIR) | [5 empty] | Annual line testing, Statistical inventory reconciliation (SIR) | Statistical inventory reconciliation (SIR) |  | UST Currently In Use: 0; UST Temp Close: 0; AST Currently In Use: 0; AST Temp Closed: 0 | 0 | 0 | 3 | 13579-077-013230 | MURPHY OIL USA, INC.
23207 | Permanently Closed | 1999-04-28 | 1988-06-13 | 2010-06-22 | Petroleum | Unleaded gasoline | Unleaded gasoline |  | Fiberglass reinforced plastic | Fiberglass reinforced plastic |  |  | Fiberglass reinforced plastic |  | 1901-01-01 | [6 empty] | Statistical Inventory Reconciliation (SIR) | [5 empty] | Annual line testing, Statistical inventory reconciliation (SIR) | Statistical inventory reconciliation (SIR) |  | UST Currently In Use: 0; UST Temp Close: 0; AST Currently In Use: 0; AST Temp Closed: 0 | 0 | 0 | 3 | 13579-077-013230 | MURPHY OIL USA, INC.
23208 | Permanently Closed | 1999-04-28 | 1988-06-13 | 2010-06-22 | Petroleum | Unleaded gasoline | Unleaded gasoline |  | Fiberglass reinforced plastic | Fiberglass reinforced plastic |  |  | Fiberglass reinforced plastic |  | 1901-01-01 | [6 empty] | Statistical Inventory Reconciliation (SIR) | [5 empty] | Annual line testing, Statistical inventory reconciliation (SIR) | Statistical inventory reconciliation (SIR) |  | UST Currently In Use: 0; UST Temp Close: 0; AST Currently In Use: 0; AST Temp Closed: 0 | 0 | 0 | 3 | 13579-077-013230 | MURPHY OIL USA, INC.
23211 | Permanently Closed | 1991-12-04 | 1971-01-01 | 1991-12-04 | Petroleum | Unleaded gasoline | Unleaded gasoline |  | Steel | Steel |  | Painted or None | Steel |  | 1901-01-01 | [15 empty] | UST Currently In Use: 0; UST Temp Close: 0; AST Currently In Use: 0; AST Temp Closed: 0 | 0 | 0 | 3 | 13579-089-000146 | MURPHY OIL USA, INC.
23212 | Permanently Closed | 1993-05-27 | 1964-01-01 | 1993-05-27 | Petroleum | Unleaded gasoline | Unleaded gasoline |  | Steel | Steel |  | Painted or None | Steel |  | 1901-01-01 | [12 empty] | Annual line testing | Annual line testing |  | UST Currently In Use: 0; UST Temp Close: 0; AST Currently In Use: 0; AST Temp Closed: 0 | 0 | 0 | 3 | 13579-089-000148 | MURPHY OIL USA, INC.
23213 | Permanently Closed | 1993-05-27 | 1962-01-01 | 1993-05-27 | Petroleum | Unleaded gasoline | Unleaded gasoline |  | Steel | Steel |  | Painted or None | Steel |  | 1901-01-01 | [15 empty] | UST Currently In Use: 0; UST Temp Close: 0; AST Currently In Use: 0; AST Temp Closed: 0 | 0 | 0 | 3 | 13579-089-000148 | MURPHY OIL USA, INC.
23214 | Permanently Closed | 1993-05-27 | 1962-01-01 | 1993-05-27 | Petroleum | Unleaded gasoline | Unleaded gasoline |  | Steel | Steel |  | Painted or None | Steel |  | 1901-01-01 | [15 empty] | UST Currently In Use: 0; UST Temp Close: 0; AST Currently In Use: 0; AST Temp Closed: 0 | 0 | 0 | 3 | 13579-089-000148 | MURPHY OIL USA, INC.
23215 | Permanently Closed | 1992-05-02 | 1979-01-01 | 1992-05-02 | Petroleum | Unleaded gasoline | Unleaded gasoline |  | Steel | Steel |  | Painted or None | Steel |  | 1901-01-01 | [15 empty] | UST Currently In Use: 0; UST Temp Close: 0; AST Currently In Use: 0; AST Temp Closed: 0 | 0 | 0 | 3 | 13579-089-000149 | MURPHY OIL USA, INC.
23216 | Permanently Closed | 1992-05-02 | 1962-01-01 | 1992-05-01 | Petroleum | Unleaded gasoline | Unleaded gasoline |  | Steel | Steel |  | Painted or None | Steel |  | 1901-01-01 | [15 empty] | UST Currently In Use: 0; UST Temp Close: 0; AST Currently In Use: 0; AST Temp Closed: 0 | 0 | 0 | 3 | 13579-089-000149 | MURPHY OIL USA, INC.
23217 | Permanently Closed | 1992-05-02 | 1962-01-01 | 1992-05-02 | Petroleum | Unleaded gasoline | Unleaded gasoline |  | Steel | Steel |  | Painted or None | Steel |  | 1901-01-01 | [15 empty] | UST Currently In Use: 0; UST Temp Close: 0; AST Currently In Use: 0; AST Temp Closed: 0 | 0 | 0 | 3 | 13579-089-000149 | MURPHY OIL USA, INC.
23218 | Permanently Closed | 1991-11-15 | 1976-01-01 | 1991-11-15 | Petroleum | Unleaded gasoline | Unleaded gasoline |  | Steel | Steel |  | Painted or None | Steel |  | 1901-01-01 | [15 empty] | UST Currently In Use: 0; UST Temp Close: 3; AST Currently In Use: 0; AST Temp Closed: 0 | 0 | 3 | 3 | 25527-097-000132 | MONTASER M. SHAHROUJ
23219 | Permanently Closed | 1991-11-15 | 1962-01-01 | 1991-11-15 | Petroleum | Unleaded gasoline | Unleaded gasoline |  | Steel | Steel |  | Painted or None | Steel |  | 1901-01-01 | [15 empty] | UST Currently In Use: 0; UST Temp Close: 3; AST Currently In Use: 0; AST Temp Closed: 0 | 0 | 3 | 3 | 25527-097-000132 | MONTASER M. SHAHROUJ
23220 | Permanently Closed | 1991-11-15 | 1962-01-01 | 1991-11-15 | Petroleum | Unleaded gasoline | Unleaded gasoline |  | Steel | Steel |  | Painted or None | Steel |  | 1901-01-01 | [15 empty] | UST Currently In Use: 0; UST Temp Close: 3; AST Currently In Use: 0; AST Temp Closed: 0 | 0 | 3 | 3 | 25527-097-000132 | MONTASER M. SHAHROUJ
23221 | Permanently Closed | 2003-02-01 | 1982-03-15 | 2011-12-07 | Petroleum | Unleaded gasoline | Unleaded gasoline | Retail | Steel | Steel | Field installed cathodic protection |  | Steel |  | 1901-01-01 | Field installed cathodic protection | Catchment Basin, Single walled catchment basin | Automatic shutoff device At 95% full | Automatic shutoff device At 95% full |  |  | Statistical Inventory Reconciliation (SIR) | [5 empty] | Annual line testing, Statistical inventory reconciliation (SIR) | Statistical inventory reconciliation (SIR) |  | UST Currently In Use: 1; UST Temp Close: 0; AST Currently In Use: 0; AST Temp Closed: 0 | 1 | 0 | 4 | 23848-097-000134 | SWEE CHIN PANG
23222 | Permanently Closed | 2003-02-01 | 1982-03-15 | 2011-12-07 | Petroleum | Mid-grade gasoline | Mid-grade gasoline | Retail | Steel | Steel | Field installed cathodic protection |  | Steel |  | 1901-01-01 | Field installed cathodic protection | Catchment Basin, Single walled catchment basin | Automatic shutoff device At 95% full | Automatic shutoff device At 95% full |  |  | Statistical Inventory Reconciliation (SIR) | [5 empty] | Annual line testing, Statistical inventory reconciliation (SIR) | Statistical inventory reconciliation (SIR) |  | UST Currently In Use: 1; UST Temp Close: 0; AST Currently In Use: 0; AST Temp Closed: 0 | 1 | 0 | 4 | 23848-097-000134 | SWEE CHIN PANG
23223 | Permanently Closed | 2003-02-01 | 1982-03-15 | 2011-12-07 | Petroleum | Premium gasoline | Premium gasoline | Retail | Steel | Steel | Field installed cathodic protection |  | Steel |  | 1901-01-01 | Field installed cathodic protection | Catchment Basin, Single walled catchment basin | Automatic shutoff device At 95% full | Automatic shutoff device At 95% full |  |  | Statistical Inventory Reconciliation (SIR) | [5 empty] | Annual line testing, Statistical inventory reconciliation (SIR) | Statistical inventory reconciliation (SIR) |  | UST Currently In Use: 1; UST Temp Close: 0; AST Currently In Use: 0; AST Temp Closed: 0 | 1 | 0 | 4 | 23848-097-000134 | SWEE CHIN PANG
23224 | Permanently Closed | 2003-02-01 | 1980-01-01 | 2011-12-07 | Petroleum | On road diesel | On road diesel | Retail | Steel | Steel | Field installed cathodic protection |  | Steel |  | 1901-01-01 | Field installed cathodic protection | Catchment Basin, Single walled catchment basin | Automatic shutoff device At 95% full | Automatic shutoff device At 95% full |  |  | Statistical Inventory Reconciliation (SIR) | [5 empty] | Annual line testing, Statistical inventory reconciliation (SIR) | Statistical inventory reconciliation (SIR) |  | UST Currently In Use: 1; UST Temp Close: 0; AST Currently In Use: 0; AST Temp Closed: 0 | 1 | 0 | 4 | 23848-097-000134 | SWEE CHIN PANG
23225 | Permanently Closed | 1993-02-17 | 1980-01-01 | 1993-02-17 | Petroleum | On road diesel | On road diesel |  | Steel | Steel |  | Painted or None | Steel |  | 1901-01-01 | [6 empty] | Statistical Inventory Reconciliation (SIR) |  | Containment Sump | Containment Sump |  |  | Annual line testing | Annual line testing |  | UST Currently In Use: 3; UST Temp Close: 0; AST Currently In Use: 0; AST Temp Closed: 0 | 3 | 0 | 5 | 21792-097-000135 | LAXMI INC
23226 | Permanently Closed | 1993-02-17 | 1965-01-01 | 1993-02-17 | Petroleum | Unleaded gasoline | Unleaded gasoline |  | Steel | Steel |  | Painted or None | Steel |  | 1901-01-01 |  | Catchment Basin, Single walled catchment basin | [6 empty] | Containment Sump | Containment Sump |  |  | Annual line testing | Annual line testing |  | UST Currently In Use: 3; UST Temp Close: 0; AST Currently In Use: 0; AST Temp Closed: 0 | 3 | 0 | 5 | 21792-097-000135 | LAXMI INC
23227 | Permanently Closed | 1993-02-17 | 1965-01-01 | 1993-02-17 | Petroleum | Unleaded gasoline | Unleaded gasoline |  | Steel | Steel |  | Painted or None | Steel |  | 1901-01-01 |  | Catchment Basin, Single walled catchment basin | [6 empty] | Containment Sump | Containment Sump |  |  | Annual line testing | Annual line testing |  | UST Currently In Use: 3; UST Temp Close: 0; AST Currently In Use: 0; AST Temp Closed: 0 | 3 | 0 | 5 | 21792-097-000135 | LAXMI INC
23228 | Permanently Closed | 1993-02-17 | 1976-01-01 | 1993-02-17 | Petroleum | Unleaded gasoline | Unleaded gasoline |  | Steel | Steel |  | Painted or None | Steel |  | 1901-01-01 | [12 empty] | Annual line testing | Annual line testing |  | UST Currently In Use: 3; UST Temp Close: 0; AST Currently In Use: 0; AST Temp Closed: 0 | 3 | 0 | 5 | 21792-097-000135 | LAXMI INC
23229 | Permanently Closed | 1976-01-01 | 1965-01-01 | 1993-02-17 | Petroleum | Used oil | Used oil |  | Steel | Steel |  | Painted or None | Steel |  | 1901-01-01 | [15 empty] | UST Currently In Use: 3; UST Temp Close: 0; AST Currently In Use: 0; AST Temp Closed: 0 | 3 | 0 | 5 | 21792-097-000135 | LAXMI INC
23230 | Currently in Use |  | 1984-04-14 23:00 |  | Petroleum | Unleaded gasoline | Unleaded gasoline | Retail | Fiberglass reinforced plastic | Fiberglass reinforced plastic |  |  | Fiberglass reinforced plastic |  | 1901-01-01 | None | Catchment Basin, Single walled catchment basin | Automatic shutoff device At 95% full | Automatic shutoff device At 95% full |  |  | Continuous Automatic Tank Gauge |  | Automatic flow restrictor (MLLD) | Automatic flow restrictor (MLLD) | [5 empty] | UST Currently In Use: 4; UST Temp Close: 0; AST Currently In Use: 0; AST Temp Closed: 0 | 4 | 0 | 0 | 25161-101-000145 | MAA KASUMBI INC
23231 | Currently in Use |  | 1984-04-14 23:00 |  | Petroleum | Mid-grade gasoline | Mid-grade gasoline | Retail | Fiberglass reinforced plastic | Fiberglass reinforced plastic |  |  | Fiberglass reinforced plastic |  | 1901-01-01 | None | Catchment Basin, Single walled catchment basin | Automatic shutoff device At 95% full | Automatic shutoff device At 95% full |  |  | Continuous Automatic Tank Gauge |  | Automatic shutoff device (AELLD), Sump sensor relayed to automatically shut off submersible pump, MANIFOLDED | Sump sensor relayed to automatically shut off submersible pump |  |  | Other, MANIFOLDED | Other |  | UST Currently In Use: 4; UST Temp Close: 0; AST Currently In Use: 0; AST Temp Closed: 0 | 4 | 0 | 0 | 25161-101-000145 | MAA KASUMBI INC
23232 | Currently in Use |  | 1984-04-14 23:00 |  | Petroleum | Premium gasoline | Premium gasoline | Retail | Fiberglass reinforced plastic | Fiberglass reinforced plastic |  |  | Fiberglass reinforced plastic |  | 1901-01-01 | None | Catchment Basin, Single walled catchment basin | Automatic shutoff device At 95% full | Automatic shutoff device At 95% full |  |  | Continuous Automatic Tank Gauge |  | Automatic flow restrictor (MLLD) | Automatic flow restrictor (MLLD) | [5 empty] | UST Currently In Use: 4; UST Temp Close: 0; AST Currently In Use: 0; AST Temp Closed: 0 | 4 | 0 | 0 | 25161-101-000145 | MAA KASUMBI INC
23233 | Currently in Use |  | 1984-04-14 23:00 |  | Petroleum | On road diesel | On road diesel | Retail | Fiberglass reinforced plastic | Fiberglass reinforced plastic |  |  | Fiberglass reinforced plastic |  | 1901-01-01 | None | Catchment Basin, Single walled catchment basin | Automatic shutoff device At 95% full | Automatic shutoff device At 95% full |  |  | Continuous Automatic Tank Gauge |  | Automatic flow restrictor (MLLD) | Automatic flow restrictor (MLLD) | [5 empty] | UST Currently In Use: 4; UST Temp Close: 0; AST Currently In Use: 0; AST Temp Closed: 0 | 4 | 0 | 0 | 25161-101-000145 | MAA KASUMBI INC
23234 | Permanently Closed | 1901-01-01 | 1962-01-01 | 1989-04-20 | Petroleum | Unleaded gasoline | Unleaded gasoline |  | Steel | Steel |  | Painted or None | Steel |  | 1901-01-01 | [15 empty] | UST Currently In Use: 0; UST Temp Close: 0; AST Currently In Use: 0; AST Temp Closed: 0 | 0 | 0 | 3 | 13579-103-000147 | MURPHY OIL USA, INC.
23235 | Permanently Closed | 1901-01-01 | 1962-01-01 | 1989-04-20 | Petroleum | Unleaded gasoline | Unleaded gasoline |  | Steel | Steel |  | Painted or None | Steel |  | 1901-01-01 | [15 empty] | UST Currently In Use: 0; UST Temp Close: 0; AST Currently In Use: 0; AST Temp Closed: 0 | 0 | 0 | 3 | 13579-103-000147 | MURPHY OIL USA, INC.
23236 | Permanently Closed | 1901-01-01 | 1972-01-01 | 1989-04-20 | Petroleum | Unleaded gasoline | Unleaded gasoline |  | Steel | Steel |  | Painted or None | Steel |  | 1901-01-01 | [15 empty] | UST Currently In Use: 0; UST Temp Close: 0; AST Currently In Use: 0; AST Temp Closed: 0 | 0 | 0 | 3 | 13579-103-000147 | MURPHY OIL USA, INC.
23237 | Permanently Closed | 1996-08-12 | 1978-01-01 | 1996-08-13 | Petroleum | Unleaded gasoline | Unleaded gasoline |  | Steel | Steel |  | Painted or None | Steel |  | 1901-01-01 | [6 empty] | Statistical Inventory Reconciliation (SIR) | [5 empty] | Annual line testing, Statistical inventory reconciliation (SIR) | Statistical inventory reconciliation (SIR) |  | UST Currently In Use: 0; UST Temp Close: 3; AST Currently In Use: 0; AST Temp Closed: 0 | 0 | 3 | 3 | 25666-117-000142 | JOHNNY W REESE
23238 | Permanently Closed | 1996-08-12 | 1978-01-01 | 1996-08-12 | Petroleum | Unleaded gasoline | Unleaded gasoline |  | Steel | Steel |  | Painted or None | Steel |  | 1901-01-01 | [6 empty] | Statistical Inventory Reconciliation (SIR) | [5 empty] | Annual line testing, Statistical inventory reconciliation (SIR) | Statistical inventory reconciliation (SIR) |  | UST Currently In Use: 0; UST Temp Close: 3; AST Currently In Use: 0; AST Temp Closed: 0 | 0 | 3 | 3 | 25666-117-000142 | JOHNNY W REESE
23239 | Permanently Closed | 1996-08-12 | 1978-01-01 | 1996-08-12 | Petroleum | Unleaded gasoline | Unleaded gasoline |  | Steel | Steel |  | Painted or None | Steel |  | 1901-01-01 | [6 empty] | Statistical Inventory Reconciliation (SIR) | [5 empty] | Annual line testing, Statistical inventory reconciliation (SIR) | Statistical inventory reconciliation (SIR) |  | UST Currently In Use: 0; UST Temp Close: 3; AST Currently In Use: 0; AST Temp Closed: 0 | 0 | 3 | 3 | 25666-117-000142 | JOHNNY W REESE
23240 | Permanently Closed | 1993-09-09 | 1973-01-01 | 1993-09-09 | Petroleum | Unleaded gasoline | Unleaded gasoline |  | Steel | Steel |  | Painted or None | Steel |  | 1901-01-01 | [12 empty] | Annual line testing | Annual line testing |  | UST Currently In Use: 0; UST Temp Close: 0; AST Currently In Use: 0; AST Temp Closed: 0 | 0 | 0 | 3 | 13579-129-000133 | MURPHY OIL USA, INC.
23241 | Permanently Closed | 1993-09-09 | 1975-01-01 | 1993-09-09 | Petroleum | Unleaded gasoline | Unleaded gasoline |  | Steel | Steel |  | Painted or None | Steel |  | 1901-01-01 | [12 empty] | Annual line testing | Annual line testing |  | UST Currently In Use: 0; UST Temp Close: 0; AST Currently In Use: 0; AST Temp Closed: 0 | 0 | 0 | 3 | 13579-129-000133 | MURPHY OIL USA, INC.
23242 | Permanently Closed | 1993-09-09 | 1973-01-01 | 1993-09-09 | Petroleum | Unleaded gasoline | Unleaded gasoline |  | Steel | Steel |  | Painted or None | Steel |  | 1901-01-01 | [12 empty] | Annual line testing | Annual line testing |  | UST Currently In Use: 0; UST Temp Close: 0; AST Currently In Use: 0; AST Temp Closed: 0 | 0 | 0 | 3 | 13579-129-000133 | MURPHY OIL USA, INC.
23245 | Permanently Closed | 1994-11-11 | 1981-01-01 | 1994-11-11 | Petroleum | Unleaded gasoline | Unleaded gasoline |  | Steel | Steel |  | Painted or None | Steel |  | 1901-01-01 | [15 empty] | UST Currently In Use: 0; UST Temp Close: 0; AST Currently In Use: 0; AST Temp Closed: 0 | 0 | 0 | 2 | 13581-097-005652 | MURRAY SULLIVAN
23246 | Permanently Closed | 1994-11-11 | 1981-01-01 | 1994-11-11 | Petroleum | Unleaded gasoline | Unleaded gasoline |  | Steel | Steel |  | Painted or None | Steel |  | 1901-01-01 | [15 empty] | UST Currently In Use: 0; UST Temp Close: 0; AST Currently In Use: 0; AST Temp Closed: 0 | 0 | 0 | 2 | 13581-097-005652 | MURRAY SULLIVAN
23247 | Permanently Closed | 1901-01-01 | 1901-01-01 | 1988-03-01 | Petroleum | Unleaded gasoline | Unleaded gasoline |  | Steel | Steel |  |  | Steel |  | 1901-01-01 | [15 empty] | UST Currently In Use: 0; UST Temp Close: 0; AST Currently In Use: 0; AST Temp Closed: 0 | 0 | 0 | 1 | 13582-073-004645 | MURRAY'S GARAGE
23248 | Permanently Closed | 1986-01-01 | 1980-01-01 |  | Petroleum | Unleaded gasoline | Unleaded gasoline |  | Steel | Steel |  | Painted or None | Steel |  | 1901-01-01 | [15 empty] | UST Currently In Use: 0; UST Temp Close: 0; AST Currently In Use: 0; AST Temp Closed: 0 | 0 | 0 | 3 | 13583-001-006843 | MURRY RIVES
23249 | Permanently Closed | 1986-01-01 | 1980-01-01 |  | Petroleum | Unleaded gasoline | Unleaded gasoline |  | Steel | Steel |  | Painted or None | Steel |  | 1901-01-01 | [15 empty] | UST Currently In Use: 0; UST Temp Close: 0; AST Currently In Use: 0; AST Temp Closed: 0 | 0 | 0 | 3 | 13583-001-006843 | MURRY RIVES
23250 | Permanently Closed | 1986-01-01 | 1980-01-01 |  | Petroleum | Unleaded gasoline | Unleaded gasoline |  | Steel | Steel |  | Painted or None | Steel |  | 1901-01-01 | [15 empty] | UST Currently In Use: 0; UST Temp Close: 0; AST Currently In Use: 0; AST Temp Closed: 0 | 0 | 0 | 3 | 13583-001-006843 | MURRY RIVES
23251 | Permanently Closed | 1992-11-19 | 1979-01-01 | 1992-11-19 | Petroleum | Unleaded gasoline | Unleaded gasoline | Local government | Steel | Steel |  | Painted or None |  |  | 1901-01-01 | [15 empty] | UST Currently In Use: 0; UST Temp Close: 0; AST Currently In Use: 0; AST Temp Closed: 0 | 0 | 0 | 2 | 13584-033-001849 | MUSCLE SHOALS ELECTRIC BOARD
23252 | Permanently Closed | 1992-11-19 | 1979-01-01 | 1992-11-19 | Petroleum | Unleaded gasoline | Unleaded gasoline | Local government | Steel | Steel |  | Painted or None |  |  | 1901-01-01 | [15 empty] | UST Currently In Use: 0; UST Temp Close: 0; AST Currently In Use: 0; AST Temp Closed: 0 | 0 | 0 | 2 | 13584-033-001849 | MUSCLE SHOALS ELECTRIC BOARD
23253 | Permanently Closed | 1901-01-01 | 1974-01-01 | 1988-12-14 | Petroleum | Used oil | Used oil |  | Steel | Steel |  |  | Other, NONE |  | 1901-01-01 | [15 empty] | UST Currently In Use: 0; UST Temp Close: 0; AST Currently In Use: 0; AST Temp Closed: 0 | 0 | 0 | 1 | 13585-033-002032 | MUSCLE SHOALS MACK SALES INC
23254 | Permanently Closed | 1996-04-25 | 1963-01-01 | 1996-07-25 | Petroleum | On road diesel | On road diesel |  | Steel | Steel |  | Painted or None | Steel |  | 1901-01-01 | [15 empty] | UST Currently In Use: 0; UST Temp Close: 0; AST Currently In Use: 0; AST Temp Closed: 0 | 0 | 0 | 4 | 13590-021-006472 | MUTUAL OIL CO INC C/O DONAHOO CONSTR
23255 | Permanently Closed | 1996-04-25 | 1963-01-01 | 1996-07-25 | Petroleum | Unleaded gasoline | Unleaded gasoline |  | Steel | Steel |  | Painted or None | Steel |  | 1901-01-01 | [15 empty] | UST Currently In Use: 0; UST Temp Close: 0; AST Currently In Use: 0; AST Temp Closed: 0 | 0 | 0 | 4 | 13590-021-006472 | MUTUAL OIL CO INC C/O DONAHOO CONSTR
23256 | Permanently Closed | 1996-04-25 | 1963-01-01 | 1996-07-25 | Petroleum | Unleaded gasoline | Unleaded gasoline |  | Steel | Steel |  | Painted or None | Steel |  | 1901-01-01 | [15 empty] | UST Currently In Use: 0; UST Temp Close: 0; AST Currently In Use: 0; AST Temp Closed: 0 | 0 | 0 | 4 | 13590-021-006472 | MUTUAL OIL CO INC C/O DONAHOO CONSTR
23257 | Permanently Closed | 1996-04-25 | 1963-01-01 | 1996-07-25 | Petroleum | Unleaded gasoline | Unleaded gasoline |  | Steel | Steel |  | Painted or None | Steel |  | 1901-01-01 | [15 empty] | UST Currently In Use: 0; UST Temp Close: 0; AST Currently In Use: 0; AST Temp Closed: 0 | 0 | 0 | 4 | 13590-021-006472 | MUTUAL OIL CO INC C/O DONAHOO CONSTR
23258 | Permanently Closed | 1998-12-18 | 1984-01-01 | 1999-12-23 | Petroleum | On road diesel | On road diesel |  | Steel | Steel |  |  |  |  | 1901-01-01 | [12 empty] | Annual line testing | Annual line testing |  | UST Currently In Use: 0; UST Temp Close: 0; AST Currently In Use: 0; AST Temp Closed: 0 | 0 | 0 | 2 | 13590-073-002409 | MUTUAL OIL CO INC C/O DONAHOO CONSTR
23259 | Permanently Closed | 1998-12-18 | 1984-01-01 | 1999-12-23 | Petroleum | Unleaded gasoline | Unleaded gasoline |  | Steel | Steel |  |  |  |  | 1901-01-01 | [12 empty] | Annual line testing | Annual line testing |  | UST Currently In Use: 0; UST Temp Close: 0; AST Currently In Use: 0; AST Temp Closed: 0 | 0 | 0 | 2 | 13590-073-002409 | MUTUAL OIL CO INC C/O DONAHOO CONSTR
23260 | Permanently Closed | 1994-10-01 | 1973-01-01 | 1994-12-02 | Petroleum | Unleaded gasoline | Unleaded gasoline |  | Steel | Steel |  | Painted or None | Steel |  | 1901-01-01 | [12 empty] | Annual line testing | Annual line testing |  | UST Currently In Use: 0; UST Temp Close: 0; AST Currently In Use: 0; AST Temp Closed: 0 | 0 | 0 | 1 | 13590-073-006462 | MUTUAL OIL CO INC C/O DONAHOO CONSTR
23261 | Permanently Closed | 1989-11-28 | 1963-01-01 | 1989-11-28 | Petroleum | Unleaded gasoline | Unleaded gasoline |  | Steel | Steel |  | Painted or None | Steel |  | 1901-01-01 | [15 empty] | UST Currently In Use: 0; UST Temp Close: 0; AST Currently In Use: 0; AST Temp Closed: 0 | 0 | 0 | 1 | 13590-073-006463 | MUTUAL OIL CO INC C/O DONAHOO CONSTR
23262 | Permanently Closed | 1901-01-01 | 1961-01-01 | 1988-12-21 | Petroleum | Unleaded gasoline | Unleaded gasoline |  | Steel | Steel |  | Painted or None | Steel |  | 1901-01-01 | [15 empty] | UST Currently In Use: 0; UST Temp Close: 0; AST Currently In Use: 0; AST Temp Closed: 0 | 0 | 0 | 2 | 13590-073-006469 | MUTUAL OIL CO INC C/O DONAHOO CONSTR
23263 | Permanently Closed | 1901-01-01 | 1961-01-01 | 1988-12-21 | Petroleum | Unleaded gasoline | Unleaded gasoline |  | Steel | Steel |  | Painted or None | Steel |  | 1901-01-01 | [15 empty] | UST Currently In Use: 0; UST Temp Close: 0; AST Currently In Use: 0; AST Temp Closed: 0 | 0 | 0 | 2 | 13590-073-006469 | MUTUAL OIL CO INC C/O DONAHOO CONSTR
23264 | Currently in Use |  | 1901-01-01 |  | Petroleum | Unleaded gasoline | Unleaded gasoline | Retail | Steel | Steel | Field installed cathodic protection |  | Steel |  | 1901-01-01 | Field installed cathodic protection | Catchment Basin, Single walled catchment basin | Automatic shutoff device At 95% full | Automatic shutoff device At 95% full |  |  | Continuous Automatic Tank Gauge | [8 empty] | UST Currently In Use: 2; UST Temp Close: 0; AST Currently In Use: 0; AST Temp Closed: 0 | 2 | 0 | 0 | 24787-073-009251 | PANKAJ GADHZA
23265 | Currently in Use |  | 1901-01-01 |  | Petroleum | Premium gasoline | Premium gasoline | Retail | Steel | Steel | Field installed cathodic protection | Painted or None | Steel |  | 1901-01-01 | Field installed cathodic protection | Catchment Basin, Single walled catchment basin | Automatic shutoff device At 95% full | Automatic shutoff device At 95% full |  |  | Continuous Automatic Tank Gauge | [8 empty] | UST Currently In Use: 2; UST Temp Close: 0; AST Currently In Use: 0; AST Temp Closed: 0 | 2 | 0 | 0 | 24787-073-009251 | PANKAJ GADHZA
23266 | Permanently Closed | 1994-12-12 | 1980-01-01 | 1994-12-12 | Petroleum | On road diesel | On road diesel |  | Steel | Steel |  | Painted or None | Steel |  | 1901-01-01 | [12 empty] | Annual line testing | Annual line testing |  | UST Currently In Use: 0; UST Temp Close: 0; AST Currently In Use: 0; AST Temp Closed: 0 | 0 | 0 | 1 | 13590-073-013204 | MUTUAL OIL CO INC C/O DONAHOO CONSTR
23267 | Permanently Closed | 1998-12-18 | 1988-01-01 | 2000-04-09 | Petroleum | Unleaded gasoline | Unleaded gasoline |  | Steel | Steel | Coated & cathodic protection (sti-P3) |  | Fiberglass reinforced plastic |  | 1901-01-01 | None | [11 empty] | Annual line testing | Annual line testing |  | UST Currently In Use: 0; UST Temp Close: 0; AST Currently In Use: 0; AST Temp Closed: 0 | 0 | 0 | 3 | 20576-073-014200 | FAYE GANEY
23268 | Permanently Closed | 1998-12-18 | 1988-01-01 | 2000-04-09 | Petroleum | Unleaded gasoline | Unleaded gasoline |  | Steel | Steel | Coated & cathodic protection (sti-P3) |  | Fiberglass reinforced plastic |  | 1901-01-01 | None | [11 empty] | Annual line testing | Annual line testing |  | UST Currently In Use: 0; UST Temp Close: 0; AST Currently In Use: 0; AST Temp Closed: 0 | 0 | 0 | 3 | 20576-073-014200 | FAYE GANEY
23269 | Permanently Closed | 1998-12-18 | 1988-01-01 | 2000-04-09 | Petroleum | Unleaded gasoline | Unleaded gasoline |  | Steel | Steel | Coated & cathodic protection (sti-P3) |  | Fiberglass reinforced plastic |  | 1901-01-01 | None | [11 empty] | Annual line testing | Annual line testing |  | UST Currently In Use: 0; UST Temp Close: 0; AST Currently In Use: 0; AST Temp Closed: 0 | 0 | 0 | 3 | 20576-073-014200 | FAYE GANEY
23270 | Currently in Use |  | 1987-01-01 |  | Petroleum | Unleaded gasoline | Unleaded gasoline | Retail | Steel | Steel | Coated & cathodic protection (sti-P3) |  | Fiberglass reinforced plastic, Single Wall |  |  |  | Catchment Basin, Single walled catchment basin | Automatic shutoff device At 95% full | Automatic shutoff device At 95% full |  |  | Continuous Automatic Tank Gauge |  | Automatic shutoff device (AELLD) | Automatic shutoff device (AELLD) | [5 empty] | UST Currently In Use: 4; UST Temp Close: 0; AST Currently In Use: 0; AST Temp Closed: 0 | 4 | 0 | 0 | 19712-073-014201 | MOJO INC
23271 | Currently in Use |  | 1987-01-01 |  | Petroleum | Premium gasoline | Premium gasoline | Retail | Steel | Steel | Coated & cathodic protection (sti-P3) |  | Fiberglass reinforced plastic, Single Wall |  |  |  | Catchment Basin, Single walled catchment basin | Automatic shutoff device At 95% full | Automatic shutoff device At 95% full |  |  | Continuous Automatic Tank Gauge |  | Automatic shutoff device (AELLD) | Automatic shutoff device (AELLD) | [5 empty] | UST Currently In Use: 4; UST Temp Close: 0; AST Currently In Use: 0; AST Temp Closed: 0 | 4 | 0 | 0 | 19712-073-014201 | MOJO INC
23272 | Currently in Use |  | 1987-01-01 |  | Petroleum | On road diesel | On road diesel | Retail | Steel | Steel | Coated & cathodic protection (sti-P3) |  | Fiberglass reinforced plastic, Single Wall |  |  |  | Catchment Basin, Single walled catchment basin | Automatic shutoff device At 95% full | Automatic shutoff device At 95% full |  |  | Continuous Automatic Tank Gauge |  | Automatic shutoff device (AELLD) | Automatic shutoff device (AELLD) | [5 empty] | UST Currently In Use: 4; UST Temp Close: 0; AST Currently In Use: 0; AST Temp Closed: 0 | 4 | 0 | 0 | 19712-073-014201 | MOJO INC
23273 | Currently in Use |  | 1987-01-01 |  | Petroleum | Other, RACINGFUEL | Other | Retail | Steel | Steel | Coated & cathodic protection (sti-P3) |  | Fiberglass reinforced plastic, Single Wall |  |  |  | Catchment Basin, Single walled catchment basin | Automatic shutoff device At 95% full | Automatic shutoff device At 95% full |  |  | Continuous Automatic Tank Gauge |  | Automatic shutoff device (AELLD) | Automatic shutoff device (AELLD) | [5 empty] | UST Currently In Use: 4; UST Temp Close: 0; AST Currently In Use: 0; AST Temp Closed: 0 | 4 | 0 | 0 | 19712-073-014201 | MOJO INC
23274 | Permanently Closed | 1990-01-19 | 1963-01-01 | 1990-01-19 | Petroleum | On road diesel | On road diesel |  | Steel | Steel |  | Painted or None | Steel |  | 1901-01-01 | [15 empty] | UST Currently In Use: 0; UST Temp Close: 0; AST Currently In Use: 0; AST Temp Closed: 0 | 0 | 0 | 4 | 13590-107-009386 | MUTUAL OIL CO INC C/O DONAHOO CONSTR
23275 | Permanently Closed | 1990-01-19 | 1963-01-01 | 1990-01-19 | Petroleum | Unleaded gasoline | Unleaded gasoline |  | Steel | Steel |  | Painted or None | Steel |  | 1901-01-01 | [15 empty] | UST Currently In Use: 0; UST Temp Close: 0; AST Currently In Use: 0; AST Temp Closed: 0 | 0 | 0 | 4 | 13590-107-009386 | MUTUAL OIL CO INC C/O DONAHOO CONSTR
23276 | Permanently Closed | 1990-01-19 | 1963-01-01 | 1990-01-19 | Petroleum | Unleaded gasoline | Unleaded gasoline |  | Steel | Steel |  | Painted or None | Steel |  | 1901-01-01 | [15 empty] | UST Currently In Use: 0; UST Temp Close: 0; AST Currently In Use: 0; AST Temp Closed: 0 | 0 | 0 | 4 | 13590-107-009386 | MUTUAL OIL CO INC C/O DONAHOO CONSTR
23277 | Permanently Closed | 1990-01-19 | 1963-01-01 | 1990-01-19 | Petroleum | Unleaded gasoline | Unleaded gasoline |  | Steel | Steel |  | Painted or None | Steel |  | 1901-01-01 | [15 empty] | UST Currently In Use: 0; UST Temp Close: 0; AST Currently In Use: 0; AST Temp Closed: 0 | 0 | 0 | 4 | 13590-107-009386 | MUTUAL OIL CO INC C/O DONAHOO CONSTR
23278 | Temporary Closed | 1998-12-18 | 1982-01-01 |  | Petroleum | On road diesel | On road diesel |  | Steel | Steel |  | Painted or None | Steel |  | 1901-01-01 | [15 empty] | UST Currently In Use: 0; UST Temp Close: 3; AST Currently In Use: 0; AST Temp Closed: 0 | 0 | 3 | 0 | 13590-117-006464 | MUTUAL OIL CO INC C/O DONAHOO CONSTR
23279 | Temporary Closed | 1998-12-18 | 1982-01-01 |  | Petroleum | Unleaded gasoline | Unleaded gasoline |  | Steel | Steel |  | Painted or None | Steel |  | 1901-01-01 | [15 empty] | UST Currently In Use: 0; UST Temp Close: 3; AST Currently In Use: 0; AST Temp Closed: 0 | 0 | 3 | 0 | 13590-117-006464 | MUTUAL OIL CO INC C/O DONAHOO CONSTR
23280 | Temporary Closed | 1998-12-18 | 1982-01-01 |  | Petroleum | Unleaded gasoline | Unleaded gasoline |  | Steel | Steel |  | Painted or None | Steel |  | 1901-01-01 | [15 empty] | UST Currently In Use: 0; UST Temp Close: 3; AST Currently In Use: 0; AST Temp Closed: 0 | 0 | 3 | 0 | 13590-117-006464 | MUTUAL OIL CO INC C/O DONAHOO CONSTR
23281 | Permanently Closed | 1998-12-18 | 1981-01-01 | 1999-12-23 | Petroleum | Unleaded gasoline | Unleaded gasoline |  | Steel | Steel |  | Painted or None | Steel |  | 1901-01-01 | [12 empty] | Annual line testing | Annual line testing |  | UST Currently In Use: 0; UST Temp Close: 0; AST Currently In Use: 0; AST Temp Closed: 0 | 0 | 0 | 3 | 13590-133-011983 | MUTUAL OIL CO INC C/O DONAHOO CONSTR
23282 | Permanently Closed | 1998-12-18 | 1981-01-01 | 1999-12-23 | Petroleum | On road diesel | On road diesel |  | Steel | Steel |  | Painted or None | Steel |  | 1901-01-01 | [12 empty] | Annual line testing | Annual line testing |  | UST Currently In Use: 0; UST Temp Close: 0; AST Currently In Use: 0; AST Temp Closed: 0 | 0 | 0 | 3 | 13590-133-011983 | MUTUAL OIL CO INC C/O DONAHOO CONSTR
23283 | Permanently Closed | 1998-12-18 | 1981-01-01 | 1999-12-23 | Petroleum | On road diesel | On road diesel |  | Steel | Steel |  | Painted or None | Steel |  | 1901-01-01 | [12 empty] | Annual line testing | Annual line testing |  | UST Currently In Use: 0; UST Temp Close: 0; AST Currently In Use: 0; AST Temp Closed: 0 | 0 | 0 | 3 | 13590-133-011983 | MUTUAL OIL CO INC C/O DONAHOO CONSTR
23284 | Permanently Closed | 1990-05-25 | 1968-01-01 | 1990-05-25 | Petroleum | On road diesel | On road diesel |  | Steel | Steel |  |  |  |  | 1901-01-01 | [15 empty] | UST Currently In Use: 0; UST Temp Close: 0; AST Currently In Use: 0; AST Temp Closed: 0 | 0 | 0 | 1 | 13592-103-009195 | TRANSUS INC
23286 | Permanently Closed | 1901-01-01 | 1970-01-01 | 1989-03-31 | Petroleum | Unleaded gasoline | Unleaded gasoline |  | Steel | Steel |  | Painted or None | Steel |  | 1901-01-01 | [15 empty] | UST Currently In Use: 0; UST Temp Close: 0; AST Currently In Use: 0; AST Temp Closed: 0 | 0 | 0 | 2 | 13593-113-005014 | MYRICK'S UNION 76
23287 | Permanently Closed | 1901-01-01 | 1970-01-01 | 1989-03-31 | Petroleum | Unleaded gasoline | Unleaded gasoline |  | Steel | Steel |  | Painted or None | Steel |  | 1901-01-01 | [15 empty] | UST Currently In Use: 0; UST Temp Close: 0; AST Currently In Use: 0; AST Temp Closed: 0 | 0 | 0 | 2 | 13593-113-005014 | MYRICK'S UNION 76
23288 | Currently in Use |  | 1983-01-01 |  | Petroleum | Unleaded gasoline | Unleaded gasoline | Retail | Single Wall, Steel | Steel | Coated & cathodic protection (sti-P3), Field installed cathodic protection |  | Single Wall, Steel |  |  | Field installed cathodic protection | Catchment Basin, Single walled catchment basin | Automatic shutoff device At 95% full | Automatic shutoff device At 95% full |  |  | Continuous Automatic Tank Gauge | Direct Bury submersible pump | Automatic flow restrictor (MLLD) | Automatic flow restrictor (MLLD) |  |  | Annual line testing | Annual line testing |  | UST Currently In Use: 4; UST Temp Close: 0; AST Currently In Use: 0; AST Temp Closed: 0 | 4 | 0 | 0 | 24200-077-012492 | MCCOY & COMPANY, INC.
23289 | Currently in Use |  | 1983-01-01 |  | Petroleum | Unleaded gasoline | Unleaded gasoline | Retail | Single Wall, Steel | Steel | Coated & cathodic protection (sti-P3), Field installed cathodic protection |  | Single Wall, Steel |  |  | Field installed cathodic protection | Catchment Basin, Single walled catchment basin | Automatic shutoff device At 95% full | Automatic shutoff device At 95% full |  |  | Continuous Automatic Tank Gauge | Direct Bury submersible pump | Automatic flow restrictor (MLLD) | Automatic flow restrictor (MLLD) |  |  | Annual line testing | Annual line testing |  | UST Currently In Use: 4; UST Temp Close: 0; AST Currently In Use: 0; AST Temp Closed: 0 | 4 | 0 | 0 | 24200-077-012492 | MCCOY & COMPANY, INC.
23290 | Currently in Use |  | 1983-01-01 |  | Petroleum | Premium gasoline | Premium gasoline | Retail | Single Wall, Steel | Steel | Coated & cathodic protection (sti-P3), Field installed cathodic protection |  | Single Wall, Steel |  |  | Field installed cathodic protection | Catchment Basin, Single walled catchment basin | Automatic shutoff device At 95% full | Automatic shutoff device At 95% full |  |  | Continuous Automatic Tank Gauge | Direct Bury submersible pump | Automatic flow restrictor (MLLD) | Automatic flow restrictor (MLLD) |  |  | Annual line testing | Annual line testing |  | UST Currently In Use: 4; UST Temp Close: 0; AST Currently In Use: 0; AST Temp Closed: 0 | 4 | 0 | 0 | 24200-077-012492 | MCCOY & COMPANY, INC.
23291 | Currently in Use |  | 1983-01-01 |  | Petroleum | On road diesel | On road diesel | Retail | Single Wall, Steel | Steel | Coated & cathodic protection (sti-P3), Field installed cathodic protection |  | Single Wall, Steel |  |  | Field installed cathodic protection | Catchment Basin, Single walled catchment basin | Automatic shutoff device At 95% full | Automatic shutoff device At 95% full |  |  | Continuous Automatic Tank Gauge | Direct Bury submersible pump | [7 empty] | UST Currently In Use: 4; UST Temp Close: 0; AST Currently In Use: 0; AST Temp Closed: 0 | 4 | 0 | 0 | 24200-077-012492 | MCCOY & COMPANY, INC.
23292 | Permanently Closed | 1990-12-04 | 1967-01-01 | 1990-12-04 | Petroleum | Unleaded gasoline | Unleaded gasoline |  | Steel | Steel |  | Painted or None |  |  | 1901-01-01 | [15 empty] | UST Currently In Use: 0; UST Temp Close: 0; AST Currently In Use: 0; AST Temp Closed: 0 | 0 | 0 | 1 | 13597-125-003679 | N C MORGAN CONSTRUCTION CO INC
23293 | Permanently Closed | 1901-01-01 | 1979-01-01 | 1988-12-01 | Petroleum | On road diesel | On road diesel |  | Steel | Steel |  | Painted or None | Steel |  | 1901-01-01 | [15 empty] | UST Currently In Use: 0; UST Temp Close: 0; AST Currently In Use: 0; AST Temp Closed: 0 | 0 | 0 | 3 | 13598-095-010951 | N L CAMPBELL & SONS INC
23294 | Permanently Closed | 1901-01-01 | 1979-01-01 | 1988-12-01 | Petroleum | Unleaded gasoline | Unleaded gasoline |  | Steel | Steel |  | Painted or None | Steel |  | 1901-01-01 | [15 empty] | UST Currently In Use: 0; UST Temp Close: 0; AST Currently In Use: 0; AST Temp Closed: 0 | 0 | 0 | 3 | 13598-095-010951 | N L CAMPBELL & SONS INC
23295 | Permanently Closed | 1901-01-01 | 1979-01-01 | 1988-12-01 | Petroleum | Unleaded gasoline | Unleaded gasoline |  | Steel | Steel |  | Painted or None | Steel |  | 1901-01-01 | [15 empty] | UST Currently In Use: 0; UST Temp Close: 0; AST Currently In Use: 0; AST Temp Closed: 0 | 0 | 0 | 3 | 13598-095-010951 | N L CAMPBELL & SONS INC
23302 | Retired | 1987-01-01 | 1972-01-01 |  | Petroleum | Unleaded gasoline | Unleaded gasoline |  | Steel | Steel |  | Painted or None | Steel |  | 1901-01-01 | [15 empty] | UST Currently In Use: 0; UST Temp Close: 0; AST Currently In Use: 0; AST Temp Closed: 0 | 0 | 0 | 0 | 16550-095-008538 | WILLIAMS PETROLEUM, INC.
23303 | Retired | 1987-01-01 | 1972-01-01 |  | Petroleum | Unleaded gasoline | Unleaded gasoline |  | Steel | Steel |  | Painted or None | Steel |  | 1901-01-01 | [15 empty] | UST Currently In Use: 0; UST Temp Close: 0; AST Currently In Use: 0; AST Temp Closed: 0 | 0 | 0 | 0 | 16550-095-008538 | WILLIAMS PETROLEUM, INC.
23304 | Permanently Closed | 1998-06-27 | 1964-01-01 | 1998-06-27 | Petroleum | Unleaded gasoline | Unleaded gasoline |  | Steel | Steel |  | Painted or None | Steel |  | 1901-01-01 | [15 empty] | UST Currently In Use: 0; UST Temp Close: 0; AST Currently In Use: 0; AST Temp Closed: 0 | 0 | 0 | 2 | 13600-023-004764 | RODGER HAVARD
23305 | Permanently Closed | 1998-06-27 | 1976-01-01 | 1998-06-27 | Petroleum | Unleaded gasoline | Unleaded gasoline |  | Steel | Steel |  | Painted or None | Steel |  | 1901-01-01 | [15 empty] | UST Currently In Use: 0; UST Temp Close: 0; AST Currently In Use: 0; AST Temp Closed: 0 | 0 | 0 | 2 | 13600-023-004764 | RODGER HAVARD
23306 | Retired | 1988-08-08 | 1978-01-01 |  | Petroleum | Unleaded gasoline | Unleaded gasoline |  | Steel | Steel |  |  | Steel |  | 1901-01-01 | [15 empty] | UST Currently In Use: 0; UST Temp Close: 0; AST Currently In Use: 0; AST Temp Closed: 0 | 0 | 0 | 3 | 13601-075-010876 | NABORS BUMPER TO BUMPER SERVICE STA
23307 | Permanently Closed | 1998-10-16 | 1978-01-01 | 1999-03-30 | Petroleum | Unleaded gasoline | Unleaded gasoline | Retail | Steel | Steel |  |  | Steel |  | 1901-01-01 | [15 empty] | UST Currently In Use: 0; UST Temp Close: 0; AST Currently In Use: 0; AST Temp Closed: 0 | 0 | 0 | 3 | 13601-075-010876 | NABORS BUMPER TO BUMPER SERVICE STA
23308 | Permanently Closed | 1998-10-16 | 1978-01-01 | 1999-03-30 | Petroleum | Unleaded gasoline | Unleaded gasoline | Retail | Steel | Steel |  |  | Steel |  | 1901-01-01 | [15 empty] | UST Currently In Use: 0; UST Temp Close: 0; AST Currently In Use: 0; AST Temp Closed: 0 | 0 | 0 | 3 | 13601-075-010876 | NABORS BUMPER TO BUMPER SERVICE STA
23309 | Permanently Closed | 1998-10-16 | 1978-01-01 | 1999-03-30 | Petroleum | On road diesel | On road diesel | Retail | Steel | Steel |  |  | Steel |  | 1901-01-01 | [15 empty] | UST Currently In Use: 0; UST Temp Close: 0; AST Currently In Use: 0; AST Temp Closed: 0 | 0 | 0 | 3 | 13601-075-010876 | NABORS BUMPER TO BUMPER SERVICE STA
23311 | Permanently Closed | 2012-09-23 | 1971-01-01 | 2015-03-31 | Petroleum | Aviation fuel (JP-4; etc.) | Aviation fuel (JP-4; etc.) | Bulk facility | Steel | Steel | Field installed cathodic protection |  | Steel |  |  | Field installed cathodic protection | Catchment Basin, Single walled catchment basin | Automatic shutoff device At 95% full | Automatic shutoff device At 95% full |  |  | Automatic Tank Gauge | [8 empty] | UST Currently In Use: 0; UST Temp Close: 0; AST Currently In Use: 0; AST Temp Closed: 0 | 0 | 0 | 3 | 24618-045-019210 | DOTHAN / HOUSTON COUNTY AIRPORT AUTH
23312 | Permanently Closed | 2012-09-23 | 1974-01-01 | 2015-03-31 | Petroleum | Aviation fuel (JP-4; etc.) | Aviation fuel (JP-4; etc.) | Bulk facility | Steel | Steel | Field installed cathodic protection |  | Steel |  |  | Field installed cathodic protection | Catchment Basin, Single walled catchment basin | Automatic shutoff device At 95% full | Automatic shutoff device At 95% full |  |  | Automatic Tank Gauge | [8 empty] | UST Currently In Use: 0; UST Temp Close: 0; AST Currently In Use: 0; AST Temp Closed: 0 | 0 | 0 | 3 | 24618-045-019210 | DOTHAN / HOUSTON COUNTY AIRPORT AUTH
23313 | Permanently Closed | 1994-01-01 | 1971-01-01 | 2000-05-04 | Petroleum | Unleaded gasoline | Unleaded gasoline | Retail | Steel | Steel |  | Painted or None | Steel |  | 1901-01-01 |  | Catchment Basin, Single walled catchment basin | Automatic shutoff device At 95% full | Automatic shutoff device At 95% full |  |  | Automatic Tank Gauge | [8 empty] | UST Currently In Use: 0; UST Temp Close: 0; AST Currently In Use: 3; AST Temp Closed: 0 | 0 | 0 | 2 | 24618-045-002472 | DOTHAN / HOUSTON COUNTY AIRPORT AUTH
23314 | Cannot Locate or abandoned |  | 1980-01-01 |  | Petroleum | Aviation fuel (JP-4; etc.) | Aviation fuel (JP-4; etc.) | Bulk facility | Steel | Steel | Field installed cathodic protection | Painted or None | Steel |  | 1901-01-01 | Field installed cathodic protection | Catchment Basin, Single walled catchment basin | Automatic shutoff device At 95% full | Automatic shutoff device At 95% full |  |  | Automatic Tank Gauge | [8 empty] | UST Currently In Use: 0; UST Temp Close: 0; AST Currently In Use: 3; AST Temp Closed: 0 | 0 | 0 | 2 | 24618-045-002472 | DOTHAN / HOUSTON COUNTY AIRPORT AUTH
23315 | Permanently Closed | 1994-01-01 | 1968-01-01 | 2000-01-01 | Petroleum | Unleaded gasoline | Unleaded gasoline | Retail | Steel | Steel |  | Painted or None | Steel |  | 1901-01-01 | [15 empty] | UST Currently In Use: 0; UST Temp Close: 0; AST Currently In Use: 3; AST Temp Closed: 0 | 0 | 0 | 2 | 24618-045-002472 | DOTHAN / HOUSTON COUNTY AIRPORT AUTH
23316 | Permanently Closed | 2012-09-23 | 1980-10-20 | 2015-03-31 | Petroleum | Aviation fuel (JP-4; etc.) | Aviation fuel (JP-4; etc.) | Bulk facility | Steel | Steel | Field installed cathodic protection |  | Steel |  |  | Field installed cathodic protection | Catchment Basin, Single walled catchment basin | Automatic shutoff device At 95% full | Automatic shutoff device At 95% full |  |  | Automatic Tank Gauge | [8 empty] | UST Currently In Use: 0; UST Temp Close: 0; AST Currently In Use: 0; AST Temp Closed: 0 | 0 | 0 | 3 | 24618-045-019210 | DOTHAN / HOUSTON COUNTY AIRPORT AUTH
23317 | Permanently Closed | 1993-11-01 | 1964-01-01 | 1994-04-15 | Petroleum | Used oil | Used oil | Emergency Power Generator, State/Federal Government | Steel | Steel |  |  | Steel |  | 1901-01-01 | [15 empty] | UST Currently In Use: 0; UST Temp Close: 0; AST Currently In Use: 34; AST Temp Closed: 2 | 0 | 0 | 37 | 13603-089-004028 | NASA GEORGE C MARSHALL SPACE CENTER
23318 | Permanently Closed | 1989-04-05 | 1964-01-01 | 1989-04-05 | Petroleum | On road diesel | On road diesel | State/federal government | Steel | Steel |  |  | Steel |  | 1901-01-01 | [15 empty] | UST Currently In Use: 0; UST Temp Close: 0; AST Currently In Use: 34; AST Temp Closed: 2 | 0 | 0 | 37 | 13603-089-004028 | NASA GEORGE C MARSHALL SPACE CENTER
23319 | Permanently Closed | 1994-01-01 | 1964-01-01 | 1994-05-18 | Petroleum | On road diesel | On road diesel | Emergency Power Generator, State/Federal Government | Steel | Steel |  |  | Steel |  | 1901-01-01 | [15 empty] | UST Currently In Use: 0; UST Temp Close: 0; AST Currently In Use: 34; AST Temp Closed: 2 | 0 | 0 | 37 | 13603-089-004028 | NASA GEORGE C MARSHALL SPACE CENTER
23320 | Permanently Closed | 1901-01-01 | 1964-01-01 | 1987-11-01 | Petroleum | On road diesel | On road diesel | State/federal government | Steel | Steel |  |  | Steel |  | 1901-01-01 | [15 empty] | UST Currently In Use: 0; UST Temp Close: 0; AST Currently In Use: 34; AST Temp Closed: 2 | 0 | 0 | 37 | 13603-089-004028 | NASA GEORGE C MARSHALL SPACE CENTER
23321 | Permanently Closed | 1989-12-14 | 1964-01-01 | 1989-12-14 | Petroleum | On road diesel | On road diesel | State/federal government | Steel | Steel |  |  | Steel |  | 1901-01-01 | [15 empty] | UST Currently In Use: 0; UST Temp Close: 0; AST Currently In Use: 34; AST Temp Closed: 2 | 0 | 0 | 37 | 13603-089-004028 | NASA GEORGE C MARSHALL SPACE CENTER
23323 | Permanently Closed | 1991-10-08 | 1964-01-01 | 1991-10-08 | Petroleum | Used oil | Used oil | State/federal government | Steel | Steel |  |  | Steel |  | 1901-01-01 | [15 empty] | UST Currently In Use: 0; UST Temp Close: 0; AST Currently In Use: 34; AST Temp Closed: 2 | 0 | 0 | 37 | 13603-089-004028 | NASA GEORGE C MARSHALL SPACE CENTER
23324 | Permanently Closed | 1994-01-01 | 1964-01-01 | 1994-04-04 | Petroleum | Unleaded gasoline | Unleaded gasoline | Emergency Power Generator, State/Federal Government | Steel | Steel |  |  | Steel |  | 1901-01-01 | [15 empty] | UST Currently In Use: 0; UST Temp Close: 0; AST Currently In Use: 34; AST Temp Closed: 2 | 0 | 0 | 37 | 13603-089-004028 | NASA GEORGE C MARSHALL SPACE CENTER
23325 | Permanently Closed | 1989-11-27 | 1959-01-01 | 1994-03-23 | Petroleum | On road diesel | On road diesel | State/federal government | Steel | Steel |  |  | Steel |  | 1901-01-01 | [15 empty] | UST Currently In Use: 0; UST Temp Close: 0; AST Currently In Use: 34; AST Temp Closed: 2 | 0 | 0 | 37 | 13603-089-004028 | NASA GEORGE C MARSHALL SPACE CENTER
23326 | Permanently Closed | 1989-11-27 | 1959-01-01 | 1994-03-23 | Petroleum | On road diesel | On road diesel | State/federal government | Steel | Steel |  |  | Steel |  | 1901-01-01 | [15 empty] | UST Currently In Use: 0; UST Temp Close: 0; AST Currently In Use: 34; AST Temp Closed: 2 | 0 | 0 | 37 | 13603-089-004028 | NASA GEORGE C MARSHALL SPACE CENTER
23327 | Permanently Closed | 1996-05-29 | 1968-01-01 | 1996-05-29 | Petroleum | On road diesel | On road diesel | Emergency Power Generator, State/Federal Government | Steel | Steel |  |  | Steel |  | 1901-01-01 | [15 empty] | UST Currently In Use: 0; UST Temp Close: 0; AST Currently In Use: 34; AST Temp Closed: 2 | 0 | 0 | 37 | 13603-089-004028 | NASA GEORGE C MARSHALL SPACE CENTER
23328 | Permanently Closed | 1979-06-01 | 1952-01-01 | 1979-06-01 | Petroleum | Other, OTHER | Other | State/federal government | Steel | Steel |  |  | Steel |  | 1901-01-01 | [15 empty] | UST Currently In Use: 0; UST Temp Close: 0; AST Currently In Use: 34; AST Temp Closed: 2 | 0 | 0 | 37 | 13603-089-004028 | NASA GEORGE C MARSHALL SPACE CENTER
23329 | Permanently Closed | 1990-03-26 | 1959-01-01 | 1990-03-26 | Petroleum | On road diesel | On road diesel | State/federal government | Steel | Steel |  |  | Steel |  | 1901-01-01 | [15 empty] | UST Currently In Use: 0; UST Temp Close: 0; AST Currently In Use: 34; AST Temp Closed: 2 | 0 | 0 | 37 | 13603-089-004028 | NASA GEORGE C MARSHALL SPACE CENTER
23330 | Permanently Closed | 1990-03-26 | 1959-01-01 | 1990-03-26 | Petroleum | On road diesel | On road diesel | State/federal government | Steel | Steel |  |  | Steel |  | 1901-01-01 | [15 empty] | UST Currently In Use: 0; UST Temp Close: 0; AST Currently In Use: 34; AST Temp Closed: 2 | 0 | 0 | 37 | 13603-089-004028 | NASA GEORGE C MARSHALL SPACE CENTER
23331 | Permanently Closed | 1990-03-26 | 1959-01-01 | 1990-03-26 | Petroleum | On road diesel | On road diesel | State/federal government | Steel | Steel |  |  | Steel |  | 1901-01-01 | [15 empty] | UST Currently In Use: 0; UST Temp Close: 0; AST Currently In Use: 34; AST Temp Closed: 2 | 0 | 0 | 37 | 13603-089-004028 | NASA GEORGE C MARSHALL SPACE CENTER
23332 | Permanently Closed | 1990-03-26 | 1959-01-01 | 1990-03-26 | Petroleum | On road diesel | On road diesel | State/federal government | Steel | Steel |  |  | Steel |  | 1901-01-01 | [15 empty] | UST Currently In Use: 0; UST Temp Close: 0; AST Currently In Use: 34; AST Temp Closed: 2 | 0 | 0 | 37 | 13603-089-004028 | NASA GEORGE C MARSHALL SPACE CENTER
23333 | Permanently Closed | 1990-03-26 | 1959-01-01 | 1990-03-26 | Petroleum | On road diesel | On road diesel | State/federal government | Steel | Steel |  |  | Steel |  | 1901-01-01 | [15 empty] | UST Currently In Use: 0; UST Temp Close: 0; AST Currently In Use: 34; AST Temp Closed: 2 | 0 | 0 | 37 | 13603-089-004028 | NASA GEORGE C MARSHALL SPACE CENTER
23334 | Permanently Closed | 1990-03-26 | 1964-01-01 | 1990-03-26 | Petroleum | On road diesel | On road diesel | State/federal government | Steel | Steel |  |  | Steel |  | 1901-01-01 | [15 empty] | UST Currently In Use: 0; UST Temp Close: 0; AST Currently In Use: 34; AST Temp Closed: 2 | 0 | 0 | 37 | 13603-089-004028 | NASA GEORGE C MARSHALL SPACE CENTER
23335 | Permanently Closed | 1989-01-01 | 1964-01-01 | 1989-01-01 | Petroleum | On road diesel | On road diesel | Emergency Power Generator, State/Federal Government | Steel | Steel |  |  | Steel |  | 1901-01-01 | [15 empty] | UST Currently In Use: 0; UST Temp Close: 0; AST Currently In Use: 34; AST Temp Closed: 2 | 0 | 0 | 37 | 13603-089-004028 | NASA GEORGE C MARSHALL SPACE CENTER
23336 | Permanently Closed | 1998-10-30 | 1962-01-01 | 1998-10-30 | Petroleum | On road diesel | On road diesel | State/federal government | Steel | Steel |  |  | Steel |  | 1901-01-01 | [12 empty] | Annual line testing | Annual line testing |  | UST Currently In Use: 0; UST Temp Close: 0; AST Currently In Use: 34; AST Temp Closed: 2 | 0 | 0 | 37 | 13603-089-004028 | NASA GEORGE C MARSHALL SPACE CENTER
23337 | Permanently Closed | 1998-10-30 | 1962-01-01 | 1998-10-30 | Petroleum | On road diesel | On road diesel | State/federal government | Steel | Steel |  |  | Steel |  | 1901-01-01 | [12 empty] | Annual line testing | Annual line testing |  | UST Currently In Use: 0; UST Temp Close: 0; AST Currently In Use: 34; AST Temp Closed: 2 | 0 | 0 | 37 | 13603-089-004028 | NASA GEORGE C MARSHALL SPACE CENTER
23338 | Permanently Closed | 1996-06-14 | 1962-01-01 | 1996-06-14 | Petroleum | On road diesel | On road diesel | State/federal government | Steel | Steel |  |  | Steel |  | 1901-01-01 | [15 empty] | UST Currently In Use: 0; UST Temp Close: 0; AST Currently In Use: 34; AST Temp Closed: 2 | 0 | 0 | 37 | 13603-089-004028 | NASA GEORGE C MARSHALL SPACE CENTER
23339 | Permanently Closed | 1998-04-22 | 1961-01-01 | 1998-04-23 | Petroleum | On road diesel | On road diesel | State/federal government | Steel | Steel |  | Painted or None | Steel |  | 1901-01-01 | [12 empty] | Annual line testing | Annual line testing |  | UST Currently In Use: 0; UST Temp Close: 0; AST Currently In Use: 34; AST Temp Closed: 2 | 0 | 0 | 37 | 13603-089-004028 | NASA GEORGE C MARSHALL SPACE CENTER
23340 | Permanently Closed | 1996-12-31 | 1964-01-01 | 1998-12-31 | Petroleum | On road diesel | On road diesel | State/federal government | Steel | Steel |  |  | Steel |  | 1901-01-01 | [15 empty] | UST Currently In Use: 0; UST Temp Close: 0; AST Currently In Use: 34; AST Temp Closed: 2 | 0 | 0 | 37 | 13603-089-004028 | NASA GEORGE C MARSHALL SPACE CENTER
23341 | Permanently Closed | 1998-12-31 | 1964-01-01 | 1998-12-31 | Petroleum | Unleaded gasoline | Unleaded gasoline | State/federal government | Steel | Steel |  |  | Steel |  | 1901-01-01 | [12 empty] | Annual line testing | Annual line testing |  | UST Currently In Use: 0; UST Temp Close: 0; AST Currently In Use: 34; AST Temp Closed: 2 | 0 | 0 | 37 | 13603-089-004028 | NASA GEORGE C MARSHALL SPACE CENTER
23342 | Permanently Closed | 1998-12-31 | 1964-01-01 | 1998-12-31 | Petroleum | On road diesel | On road diesel | State/federal government | Steel | Steel |  |  | Steel |  | 1901-01-01 | [12 empty] | Annual line testing | Annual line testing |  | UST Currently In Use: 0; UST Temp Close: 0; AST Currently In Use: 34; AST Temp Closed: 2 | 0 | 0 | 37 | 13603-089-004028 | NASA GEORGE C MARSHALL SPACE CENTER
23343 | Permanently Closed | 1990-03-26 | 1964-01-01 | 1990-03-26 | Petroleum | On road diesel | On road diesel | State/federal government | Steel | Steel |  |  | Steel |  | 1901-01-01 | [15 empty] | UST Currently In Use: 0; UST Temp Close: 0; AST Currently In Use: 34; AST Temp Closed: 2 | 0 | 0 | 37 | 13603-089-004028 | NASA GEORGE C MARSHALL SPACE CENTER
23344 | Permanently Closed | 1989-01-01 | 1979-01-01 | 1994-03-15 | Petroleum | On road diesel | On road diesel | Emergency Power Generator, State/Federal Government | Steel | Steel |  | Painted or None | Steel |  | 1901-01-01 | [15 empty] | UST Currently In Use: 0; UST Temp Close: 0; AST Currently In Use: 34; AST Temp Closed: 2 | 0 | 0 | 37 | 13603-089-004028 | NASA GEORGE C MARSHALL SPACE CENTER
23345 | Permanently Closed | 1989-12-14 | 1954-01-01 | 1990-08-27 | Petroleum | On road diesel | On road diesel | State/federal government | Steel | Steel |  |  | Steel |  | 1901-01-01 | [15 empty] | UST Currently In Use: 0; UST Temp Close: 0; AST Currently In Use: 34; AST Temp Closed: 2 | 0 | 0 | 37 | 13603-089-004028 | NASA GEORGE C MARSHALL SPACE CENTER
23346 | Permanently Closed | 1997-09-30 | 1969-01-01 | 1997-09-30 | Petroleum | Aviation fuel (JP-4; etc.) | Aviation fuel (JP-4; etc.) | State/federal government | Steel | Steel | Interior lined (not allowed as a standalone method of corrosion protection) | Painted or None | Steel |  | 1901-01-01 | [15 empty] | UST Currently In Use: 0; UST Temp Close: 0; AST Currently In Use: 34; AST Temp Closed: 2 | 0 | 0 | 37 | 13603-089-004028 | NASA GEORGE C MARSHALL SPACE CENTER
23347 | Permanently Closed | 1997-09-30 | 1969-01-01 | 1997-09-30 | Petroleum | Aviation fuel (JP-4; etc.) | Aviation fuel (JP-4; etc.) | State/federal government | Steel | Steel | Interior lined (not allowed as a standalone method of corrosion protection) | Painted or None | Steel |  | 1901-01-01 | [15 empty] | UST Currently In Use: 0; UST Temp Close: 0; AST Currently In Use: 34; AST Temp Closed: 2 | 0 | 0 | 37 | 13603-089-004028 | NASA GEORGE C MARSHALL SPACE CENTER
23348 | Permanently Closed | 1990-08-01 | 1955-01-01 | 1990-08-01 | Petroleum | On road diesel | On road diesel | State/federal government | Steel | Steel |  |  | Steel |  | 1901-01-01 | [15 empty] | UST Currently In Use: 0; UST Temp Close: 0; AST Currently In Use: 34; AST Temp Closed: 2 | 0 | 0 | 37 | 13603-089-004028 | NASA GEORGE C MARSHALL SPACE CENTER
23349 | Permanently Closed | 2008-10-26 | 1983-01-01 | 2009-10-26 | Petroleum | On road diesel | On road diesel | Emergency Power Generator, State/Federal Government | Steel | Steel | Coated & cathodic protection (sti-P3), BLD 4207 |  | Steel, VINYL TAPE |  |  | Field installed cathodic protection | Catchment Basin, Single walled catchment basin | Automatic shutoff device At 95% full | Automatic shutoff device At 95% full | Interstitial Monitoring within Secondary Containment |  | Continuous Automatic Tank Gauge | [8 empty] | UST Currently In Use: 0; UST Temp Close: 0; AST Currently In Use: 34; AST Temp Closed: 2 | 0 | 0 | 37 | 13603-089-004028 | NASA GEORGE C MARSHALL SPACE CENTER
23350 | Permanently Closed | 1990-03-01 | 1975-01-01 | 1990-03-01 | Petroleum | Unleaded gasoline | Unleaded gasoline |  | Steel | Steel |  | Painted or None | Steel |  | 1901-01-01 | [15 empty] | UST Currently In Use: 0; UST Temp Close: 0; AST Currently In Use: 0; AST Temp Closed: 0 | 0 | 0 | 2 | 13604-031-000544 | NASCO EQUIPMENT CO
23351 | Permanently Closed | 1990-03-01 | 1978-01-01 | 1990-03-01 | Petroleum | On road diesel | On road diesel |  | Steel | Steel |  | Painted or None | Steel |  | 1901-01-01 | [15 empty] | UST Currently In Use: 0; UST Temp Close: 0; AST Currently In Use: 0; AST Temp Closed: 0 | 0 | 0 | 2 | 13604-031-000544 | NASCO EQUIPMENT CO
23352 | Permanently Closed | 1992-05-08 | 1979-01-01 | 1992-05-08 | Petroleum | Unleaded gasoline | Unleaded gasoline |  | Steel | Steel |  | Painted or None | Steel |  | 1901-01-01 | [15 empty] | UST Currently In Use: 0; UST Temp Close: 0; AST Currently In Use: 0; AST Temp Closed: 0 | 0 | 0 | 3 | 13605-041-008248 | NAT CORPORATION
23353 | Permanently Closed | 1992-05-08 | 1979-01-01 | 1992-05-08 | Petroleum | Unleaded gasoline | Unleaded gasoline |  | Steel | Steel |  | Painted or None | Steel |  | 1901-01-01 | [15 empty] | UST Currently In Use: 0; UST Temp Close: 0; AST Currently In Use: 0; AST Temp Closed: 0 | 0 | 0 | 3 | 13605-041-008248 | NAT CORPORATION
23354 | Permanently Closed | 1992-05-08 | 1979-01-01 | 1992-05-08 | Petroleum | Unleaded gasoline | Unleaded gasoline |  | Steel | Steel |  | Painted or None | Steel |  | 1901-01-01 | [15 empty] | UST Currently In Use: 0; UST Temp Close: 0; AST Currently In Use: 0; AST Temp Closed: 0 | 0 | 0 | 3 | 13605-041-008248 | NAT CORPORATION
23355 | Retired | 1988-08-08 | 1969-01-01 |  | Petroleum | Unleaded gasoline | Unleaded gasoline |  | Steel | Steel |  | Painted or None | Steel |  | 1901-01-01 | [15 empty] | UST Currently In Use: 0; UST Temp Close: 0; AST Currently In Use: 0; AST Temp Closed: 0 | 0 | 0 | 0 | 13606-037-011109 | NATALIE DUNHAM
23356 | Retired | 1988-08-08 | 1969-01-01 |  | Petroleum | Unleaded gasoline | Unleaded gasoline |  | Steel | Steel |  | Painted or None | Steel |  | 1901-01-01 | [15 empty] | UST Currently In Use: 0; UST Temp Close: 0; AST Currently In Use: 0; AST Temp Closed: 0 | 0 | 0 | 0 | 13606-037-011109 | NATALIE DUNHAM
23357 | Currently in Use |  | 1984-07-01 |  | Petroleum | Unleaded gasoline | Unleaded gasoline |  | Single Wall, Steel | Steel | Field installed cathodic protection |  | Single Wall, Steel |  |  | Field installed cathodic protection | Catchment Basin, Single walled catchment basin | Automatic shutoff device At 95% full | Automatic shutoff device At 95% full |  |  | Automatic Tank Gauge |  | Automatic flow restrictor (MLLD) | Automatic flow restrictor (MLLD) |  |  | Annual line testing | Annual line testing |  | UST Currently In Use: 3; UST Temp Close: 1; AST Currently In Use: 0; AST Temp Closed: 0 | 3 | 1 | 0 | 24552-015-000743 | SOAR INVESTMENTS LLC
23358 | Currently in Use |  | 1984-07-01 |  | Petroleum | Other, 100% | Other |  | Single Wall, Steel | Steel | Field installed cathodic protection |  | Single Wall, Steel |  |  | Field installed cathodic protection | Catchment Basin, Single walled catchment basin | Automatic shutoff device At 95% full | Automatic shutoff device At 95% full |  |  | Automatic Tank Gauge |  | Automatic flow restrictor (MLLD) | Automatic flow restrictor (MLLD) |  |  | Annual line testing | Annual line testing |  | UST Currently In Use: 3; UST Temp Close: 1; AST Currently In Use: 0; AST Temp Closed: 0 | 3 | 1 | 0 | 24552-015-000743 | SOAR INVESTMENTS LLC
23359 | Currently in Use |  | 1984-07-01 |  | Petroleum | On road diesel | On road diesel |  | Single Wall, Steel | Steel | Field installed cathodic protection |  | Fiberglass reinforced plastic, Single Wall |  |  |  | Catchment Basin, Single walled catchment basin | Automatic shutoff device At 95% full | Automatic shutoff device At 95% full |  |  | Automatic Tank Gauge |  | Automatic flow restrictor (MLLD) | Automatic flow restrictor (MLLD) |  |  | Annual line testing | Annual line testing |  | UST Currently In Use: 3; UST Temp Close: 1; AST Currently In Use: 0; AST Temp Closed: 0 | 3 | 1 | 0 | 24552-015-000743 | SOAR INVESTMENTS LLC
23360 | Temporary Closed | 2021-09-01 | 1984-08-01 |  | Petroleum | Kerosene | Kerosene |  | Single Wall, Steel | Steel | Field installed cathodic protection |  | Single Wall, Steel |  |  | Field installed cathodic protection | Catchment Basin, Single walled catchment basin | Automatic shutoff device At 95% full | Automatic shutoff device At 95% full |  |  | Statistical Inventory Reconciliation (SIR) | [8 empty] | UST Currently In Use: 3; UST Temp Close: 1; AST Currently In Use: 0; AST Temp Closed: 0 | 3 | 1 | 0 | 24552-015-000743 | SOAR INVESTMENTS LLC
23361 | Permanently Closed | 1901-01-01 | 1965-01-01 |  | Petroleum | On road diesel | On road diesel |  | Steel | Steel |  | Painted or None | Steel, IN TRENCH |  | 1901-01-01 | [15 empty] | UST Currently In Use: 0; UST Temp Close: 0; AST Currently In Use: 0; AST Temp Closed: 2 | 0 | 0 | 1 | 13608-117-011474 | NATIONAL - STANDARD CO
23362 | Permanently Closed | 1995-04-01 | 1974-01-01 | 1995-05-11 | Petroleum | Unleaded gasoline | Unleaded gasoline | Retail | Steel | Steel |  |  | Steel |  | 1901-01-01 | [6 empty] | Statistical Inventory Reconciliation (SIR) | [5 empty] | Annual line testing | Annual line testing |  | UST Currently In Use: 0; UST Temp Close: 0; AST Currently In Use: 0; AST Temp Closed: 0 | 0 | 0 | 2 | 13609-073-013084 | NATIONAL CAR RENTAL PAUL HASTINGS
23363 | Permanently Closed | 1995-04-01 | 1980-01-01 | 1995-05-11 | Petroleum | Unleaded gasoline | Unleaded gasoline | Retail | Fiberglass reinforced plastic | Fiberglass reinforced plastic |  |  | Fiberglass reinforced plastic |  | 1901-01-01 | None | [5 empty] | Statistical Inventory Reconciliation (SIR) | [5 empty] | Annual line testing, Statistical inventory reconciliation (SIR) | Statistical inventory reconciliation (SIR) |  | UST Currently In Use: 0; UST Temp Close: 0; AST Currently In Use: 0; AST Temp Closed: 0 | 0 | 0 | 2 | 13609-073-013084 | NATIONAL CAR RENTAL PAUL HASTINGS
23364 | Permanently Closed | 1997-08-06 | 1967-01-01 | 1997-08-06 | Petroleum | Unleaded gasoline | Unleaded gasoline |  | Steel | Steel |  | Painted or None | Steel |  | 1901-01-01 | [6 empty] | Statistical Inventory Reconciliation (SIR) | [8 empty] | UST Currently In Use: 1; UST Temp Close: 0; AST Currently In Use: 0; AST Temp Closed: 0 | 1 | 0 | 1 | 23344-089-013111 | ENTERPRISE LEASING CO - SO CNT LLC
23365 | Permanently Closed | 2014-07-12 | 1984-01-01 | 2016-07-12 | Petroleum | Unleaded gasoline | Unleaded gasoline | Retail | Fiberglass reinforced plastic | Fiberglass reinforced plastic |  |  | Fiberglass reinforced plastic |  | 1901-01-01 |  | Catchment Basin, Single walled catchment basin | Audible high level alarm At 90% full, Automatic shutoff device At 95% full | Automatic shutoff device At 95% full |  |  | Continuous Automatic Tank Gauge |  | Automatic shutoff device (AELLD), Containment Sump | Containment Sump |  |  | Continuous alarm system | Continuous alarm system |  | UST Currently In Use: 1; UST Temp Close: 0; AST Currently In Use: 0; AST Temp Closed: 0 | 1 | 0 | 1 | 23627-097-013077 | ENTERPRISE LEASING CO - SO CNT, LLC
23366 | Permanently Closed | 1901-01-01 | 1937-01-01 | 1988-02-08 | Petroleum | Unleaded gasoline | Unleaded gasoline |  | Steel | Steel |  |  |  |  | 1901-01-01 | [15 empty] | UST Currently In Use: 0; UST Temp Close: 0; AST Currently In Use: 2; AST Temp Closed: 0 | 0 | 0 | 5 | 13610-115-004421 | NATIONAL CEMENT CO
23367 | Permanently Closed | 1980-01-01 | 1901-01-01 | 1988-12-14 | Petroleum | Unleaded gasoline | Unleaded gasoline |  | Steel | Steel |  |  |  |  | 1901-01-01 | [15 empty] | UST Currently In Use: 0; UST Temp Close: 0; AST Currently In Use: 2; AST Temp Closed: 0 | 0 | 0 | 5 | 13610-115-004421 | NATIONAL CEMENT CO
23368 | Permanently Closed | 1980-01-01 | 1901-01-01 | 1988-12-14 | Petroleum | Used oil | Used oil |  | Steel | Steel |  |  | Other, NONE |  | 1901-01-01 | [15 empty] | UST Currently In Use: 0; UST Temp Close: 0; AST Currently In Use: 2; AST Temp Closed: 0 | 0 | 0 | 5 | 13610-115-004421 | NATIONAL CEMENT CO
23369 | Permanently Closed | 1980-01-01 | 1901-01-01 | 1988-12-14 | Petroleum | On road diesel | On road diesel |  | Steel | Steel |  |  |  |  | 1901-01-01 | [15 empty] | UST Currently In Use: 0; UST Temp Close: 0; AST Currently In Use: 2; AST Temp Closed: 0 | 0 | 0 | 5 | 13610-115-004421 | NATIONAL CEMENT CO
23370 | Permanently Closed | 1980-01-01 | 1901-01-01 | 1988-12-14 | Petroleum | On road diesel | On road diesel |  | Steel | Steel |  |  |  |  | 1901-01-01 | [15 empty] | UST Currently In Use: 0; UST Temp Close: 0; AST Currently In Use: 2; AST Temp Closed: 0 | 0 | 0 | 5 | 13610-115-004421 | NATIONAL CEMENT CO
23371 | Permanently Closed | 1985-10-01 | 1964-01-01 |  | Petroleum | Unleaded gasoline | Unleaded gasoline |  | Steel | Steel |  | Painted or None | Steel |  | 1901-01-01 | [15 empty] | UST Currently In Use: 0; UST Temp Close: 0; AST Currently In Use: 0; AST Temp Closed: 0 | 0 | 0 | 1 | 13611-073-002816 | NATIONAL CONSTRUCTORS INC
23372 | Permanently Closed | 1990-10-03 | 1955-01-01 | 1990-10-03 | Petroleum | Unleaded gasoline | Unleaded gasoline | State/federal government | [6 empty] | 1901-01-01 | [15 empty] | UST Currently In Use: 0; UST Temp Close: 0; AST Currently In Use: 0; AST Temp Closed: 0 | 0 | 0 | 1 | 13612-007-001004 | USDA - FOREST SERVICE
23373 | Permanently Closed | 1998-12-22 | 1966-01-01 |  | Petroleum | Unleaded gasoline | Unleaded gasoline | Local government | Steel | Steel |  |  |  |  | 1901-01-01 | [6 empty] | Statistical Inventory Reconciliation (SIR) | [8 empty] | UST Currently In Use: 0; UST Temp Close: 0; AST Currently In Use: 0; AST Temp Closed: 0 | 0 | 0 | 2 | 11034-029-001006 | CITY OF HEFLIN
23374 | Permanently Closed | 1998-12-22 | 1966-01-01 |  | Petroleum | On road diesel | On road diesel | Local government | Steel | Steel |  |  |  |  | 1901-01-01 | [6 empty] | Statistical Inventory Reconciliation (SIR) | [8 empty] | UST Currently In Use: 0; UST Temp Close: 0; AST Currently In Use: 0; AST Temp Closed: 0 | 0 | 0 | 2 | 11034-029-001006 | CITY OF HEFLIN
23375 | Permanently Closed | 1990-10-23 | 1960-01-01 | 1990-10-23 | Petroleum | Unleaded gasoline | Unleaded gasoline | State/federal government | Steel | Steel |  |  |  |  | 1901-01-01 | [15 empty] | UST Currently In Use: 0; UST Temp Close: 0; AST Currently In Use: 0; AST Temp Closed: 0 | 0 | 0 | 2 | 13612-039-001003 | USDA - FOREST SERVICE
23376 | Permanently Closed | 1976-01-01 | 1953-01-01 | 1990-10-23 | Petroleum | On road diesel | On road diesel | State/federal government | Steel | Steel |  |  |  |  | 1901-01-01 | [15 empty] | UST Currently In Use: 0; UST Temp Close: 0; AST Currently In Use: 0; AST Temp Closed: 0 | 0 | 0 | 2 | 13612-039-001003 | USDA - FOREST SERVICE
23377 | Permanently Closed | 1983-01-01 | 1948-01-01 | 1990-10-19 | Petroleum | Other, EMPTY | Other | State/federal government | Steel | Steel |  |  |  |  | 1901-01-01 | [15 empty] | UST Currently In Use: 0; UST Temp Close: 0; AST Currently In Use: 0; AST Temp Closed: 0 | 0 | 0 | 1 | 13612-087-001008 | USDA - FOREST SERVICE
23378 | Permanently Closed | 1901-01-01 | 1969-01-01 | 1990-10-20 | Petroleum | Unleaded gasoline | Unleaded gasoline | State/federal government | Steel | Steel |  |  |  |  | 1901-01-01 | [15 empty] | UST Currently In Use: 0; UST Temp Close: 0; AST Currently In Use: 0; AST Temp Closed: 0 | 0 | 0 | 2 | 13612-087-001009 | USDA - FOREST SERVICE
23379 | Permanently Closed | 1901-01-01 | 1969-01-01 | 1990-10-20 | Petroleum | On road diesel | On road diesel | State/federal government | Steel | Steel |  |  |  |  | 1901-01-01 | [15 empty] | UST Currently In Use: 0; UST Temp Close: 0; AST Currently In Use: 0; AST Temp Closed: 0 | 0 | 0 | 2 | 13612-087-001009 | USDA - FOREST SERVICE
23380 | Permanently Closed | 1901-01-01 | 1968-01-01 | 1990-10-11 | Petroleum | Unleaded gasoline | Unleaded gasoline | State/federal government | Steel | Steel |  |  |  |  | 1901-01-01 | [15 empty] | UST Currently In Use: 0; UST Temp Close: 0; AST Currently In Use: 0; AST Temp Closed: 0 | 0 | 0 | 2 | 13612-121-001007 | USDA - FOREST SERVICE
23381 | Permanently Closed | 1901-01-01 | 1968-01-01 | 1990-10-11 | Petroleum | On road diesel | On road diesel | State/federal government | Steel | Steel |  |  |  |  | 1901-01-01 | [15 empty] | UST Currently In Use: 0; UST Temp Close: 0; AST Currently In Use: 0; AST Temp Closed: 0 | 0 | 0 | 2 | 13612-121-001007 | USDA - FOREST SERVICE
23382 | Permanently Closed | 1990-10-04 | 1956-01-01 | 1990-10-04 | Petroleum | On road diesel | On road diesel | State/federal government | Steel | Steel |  |  |  |  | 1901-01-01 | [15 empty] | UST Currently In Use: 0; UST Temp Close: 0; AST Currently In Use: 0; AST Temp Closed: 0 | 0 | 0 | 2 | 13612-125-001005 | USDA - FOREST SERVICE
23383 | Permanently Closed | 1976-01-01 | 1956-01-01 | 1990-10-04 | Petroleum | Unleaded gasoline | Unleaded gasoline | State/federal government | Steel | Steel |  |  |  |  | 1901-01-01 | [15 empty] | UST Currently In Use: 0; UST Temp Close: 0; AST Currently In Use: 0; AST Temp Closed: 0 | 0 | 0 | 2 | 13612-125-001005 | USDA - FOREST SERVICE
23384 | Permanently Closed | 1990-10-08 | 1961-01-01 | 1990-10-08 | Petroleum | Unleaded gasoline | Unleaded gasoline | State/federal government | Steel | Steel |  |  |  |  | 1901-01-01 | [15 empty] | UST Currently In Use: 0; UST Temp Close: 0; AST Currently In Use: 0; AST Temp Closed: 0 | 0 | 0 | 2 | 13612-133-001010 | USDA - FOREST SERVICE
23385 | Permanently Closed | 1990-10-08 | 1961-01-01 | 1990-10-08 | Petroleum | Unleaded gasoline | Unleaded gasoline | State/federal government | Steel | Steel |  |  |  |  | 1901-01-01 | [15 empty] | UST Currently In Use: 0; UST Temp Close: 0; AST Currently In Use: 0; AST Temp Closed: 0 | 0 | 0 | 2 | 13612-133-001010 | USDA - FOREST SERVICE
23386 | Permanently Closed | 1992-10-12 | 1979-01-01 | 1992-10-12 | Petroleum | Unleaded gasoline | Unleaded gasoline |  | Steel | Steel |  | Painted or None | Steel |  | 1901-01-01 | [15 empty] | UST Currently In Use: 0; UST Temp Close: 0; AST Currently In Use: 0; AST Temp Closed: 0 | 0 | 0 | 2 | 13613-097-003194 | NATIONAL LINEN SERVICE
23387 | Permanently Closed | 1992-10-12 | 1979-01-01 | 1992-10-12 | Petroleum | Unleaded gasoline | Unleaded gasoline |  | Steel | Steel |  | Painted or None | Steel |  | 1901-01-01 | [15 empty] | UST Currently In Use: 0; UST Temp Close: 0; AST Currently In Use: 0; AST Temp Closed: 0 | 0 | 0 | 2 | 13613-097-003194 | NATIONAL LINEN SERVICE
23388 | Permanently Closed | 1992-10-06 | 1965-01-01 | 1992-10-06 | Petroleum | Unleaded gasoline | Unleaded gasoline |  | Steel | Steel |  | Painted or None | Steel |  | 1901-01-01 | None | [14 empty] | UST Currently In Use: 0; UST Temp Close: 0; AST Currently In Use: 0; AST Temp Closed: 0 | 0 | 0 | 2 | 13614-073-007779 | NATIONAL LINEN SERVICE
23389 | Permanently Closed | 1992-10-06 | 1965-01-01 | 1992-10-06 | Petroleum | Unleaded gasoline | Unleaded gasoline |  | Steel | Steel |  | Painted or None | Steel |  | 1901-01-01 | None | [14 empty] | UST Currently In Use: 0; UST Temp Close: 0; AST Currently In Use: 0; AST Temp Closed: 0 | 0 | 0 | 2 | 13614-073-007779 | NATIONAL LINEN SERVICE
23390 | Permanently Closed | 1998-06-02 | 1983-01-01 | 1998-06-02 | Petroleum | Unleaded gasoline | Unleaded gasoline |  | Steel | Steel |  | Painted or None | Steel |  | 1901-01-01 | [15 empty] | UST Currently In Use: 0; UST Temp Close: 0; AST Currently In Use: 0; AST Temp Closed: 0 | 0 | 0 | 3 | 13615-101-007055 | NATIONAL LINEN SERVICE
23391 | Permanently Closed | 1998-06-02 | 1983-01-01 | 1998-06-02 | Petroleum | On road diesel | On road diesel |  | Steel | Steel |  | Painted or None | Steel |  | 1901-01-01 | [15 empty] | UST Currently In Use: 0; UST Temp Close: 0; AST Currently In Use: 0; AST Temp Closed: 0 | 0 | 0 | 3 | 13615-101-007055 | NATIONAL LINEN SERVICE
23392 | Permanently Closed | 1992-09-26 | 1978-01-01 | 1992-09-26 | Petroleum | Unleaded gasoline | Unleaded gasoline |  | Steel | Steel |  | Painted or None | Steel |  | 1901-01-01 | [15 empty] | UST Currently In Use: 0; UST Temp Close: 0; AST Currently In Use: 0; AST Temp Closed: 0 | 0 | 0 | 3 | 13615-101-007055 | NATIONAL LINEN SERVICE
23393 | Permanently Closed | 1992-10-20 | 1955-01-01 | 1992-10-20 | Petroleum | Unleaded gasoline | Unleaded gasoline |  | Steel | Steel |  | Painted or None | Steel |  | 1901-01-01 | [15 empty] | UST Currently In Use: 0; UST Temp Close: 0; AST Currently In Use: 1; AST Temp Closed: 0 | 0 | 0 | 1 | 13616-077-006006 | ALSCO
23394 | Permanently Closed | 1994-07-12 | 1972-01-01 | 1994-07-12 | Petroleum | On road diesel | On road diesel |  | Steel | Steel |  | Painted or None | Steel |  | 1901-01-01 | [15 empty] | UST Currently In Use: 0; UST Temp Close: 0; AST Currently In Use: 0; AST Temp Closed: 0 | 0 | 0 | 2 | 13617-049-000233 | SOUTHERN NATIONAL LEASE INC
23395 | Permanently Closed | 1994-07-12 | 1972-01-01 | 1994-07-12 | Petroleum | On road diesel | On road diesel |  | Steel | Steel |  | Painted or None | Steel |  | 1901-01-01 | [15 empty] | UST Currently In Use: 0; UST Temp Close: 0; AST Currently In Use: 0; AST Temp Closed: 0 | 0 | 0 | 2 | 13617-049-000233 | SOUTHERN NATIONAL LEASE INC
23396 | Permanently Closed | 2004-02-27 | 1979-01-01 | 2004-02-27 | Petroleum | On road diesel | On road diesel | Bulk facility | Steel | Steel | Interior lined (not allowed as a standalone method of corrosion protection) |  | Fiberglass reinforced plastic |  | 1901-01-01 |  | Catchment Basin, Single walled catchment basin | Automatic shutoff device At 95% full | Automatic shutoff device At 95% full |  |  | Automatic Tank Gauge | [8 empty] | UST Currently In Use: 0; UST Temp Close: 0; AST Currently In Use: 0; AST Temp Closed: 0 | 0 | 0 | 5 | 21886-073-000232 | BCJT, LLC
23397 | Permanently Closed | 2004-02-27 | 1979-01-01 | 2004-02-27 | Petroleum | On road diesel | On road diesel | Bulk facility | Steel | Steel | Interior lined (not allowed as a standalone method of corrosion protection) |  | Fiberglass reinforced plastic |  | 1901-01-01 |  | Catchment Basin, Single walled catchment basin | Automatic shutoff device At 95% full | Automatic shutoff device At 95% full |  |  | Automatic Tank Gauge | [8 empty] | UST Currently In Use: 0; UST Temp Close: 0; AST Currently In Use: 0; AST Temp Closed: 0 | 0 | 0 | 5 | 21886-073-000232 | BCJT, LLC
23398 | Permanently Closed | 2004-02-27 | 1979-01-01 | 2004-02-27 | Petroleum | Unleaded gasoline | Unleaded gasoline |  | Steel | Steel |  | Painted or None | Steel |  | 1901-01-01 | [15 empty] | UST Currently In Use: 0; UST Temp Close: 0; AST Currently In Use: 0; AST Temp Closed: 0 | 0 | 0 | 5 | 21886-073-000232 | BCJT, LLC
23399 | Permanently Closed | 1995-12-27 | 1979-01-01 | 1995-12-27 | Petroleum | Used oil | Used oil |  | Steel | Steel |  | Painted or None | Steel |  | 1901-01-01 | [15 empty] | UST Currently In Use: 0; UST Temp Close: 0; AST Currently In Use: 0; AST Temp Closed: 0 | 0 | 0 | 5 | 21886-073-000232 | BCJT, LLC
23400 | Permanently Closed | 1995-12-27 | 1979-01-01 | 1995-12-27 | Petroleum | Other, NEW OIL | Other |  | Steel | Steel |  | Painted or None | Steel |  | 1901-01-01 | [15 empty] | UST Currently In Use: 0; UST Temp Close: 0; AST Currently In Use: 0; AST Temp Closed: 0 | 0 | 0 | 5 | 21886-073-000232 | BCJT, LLC
23401 | Permanently Closed | 1984-03-12 | 1973-01-01 | 1984-03-12 | Petroleum | Unleaded gasoline | Unleaded gasoline |  | Steel | Steel |  |  |  |  | 1901-01-01 | [15 empty] | UST Currently In Use: 0; UST Temp Close: 0; AST Currently In Use: 0; AST Temp Closed: 0 | 0 | 0 | 3 | 13619-015-012323 | NATIONAL REFINING COMPANY
23402 | Permanently Closed | 1984-03-12 | 1973-01-01 | 1984-03-12 | Petroleum | Unleaded gasoline | Unleaded gasoline |  | Steel | Steel |  |  |  |  | 1901-01-01 | [15 empty] | UST Currently In Use: 0; UST Temp Close: 0; AST Currently In Use: 0; AST Temp Closed: 0 | 0 | 0 | 3 | 13619-015-012323 | NATIONAL REFINING COMPANY
23403 | Permanently Closed | 1984-03-12 | 1973-01-01 | 1984-03-12 | Petroleum | Other, EMPTY | Other |  | Steel | Steel |  |  |  |  | 1901-01-01 | [15 empty] | UST Currently In Use: 0; UST Temp Close: 0; AST Currently In Use: 0; AST Temp Closed: 0 | 0 | 0 | 3 | 13619-015-012323 | NATIONAL REFINING COMPANY
23404 | Temporary Closed | 2005-07-01 | 1975-01-01 |  | Petroleum | Unleaded gasoline | Unleaded gasoline | Retail | Steel | Steel | Field installed cathodic protection |  | Steel |  |  | Field installed cathodic protection | Catchment Basin, Single walled catchment basin | Automatic shutoff device At 95% full | Automatic shutoff device At 95% full | [11 empty] | UST Currently In Use: 0; UST Temp Close: 2; AST Currently In Use: 0; AST Temp Closed: 0 | 0 | 2 | 0 | 20652-015-012324 | CLAYTON YOUNG
23405 | Temporary Closed | 2005-07-01 | 1975-01-01 |  | Petroleum | Premium gasoline | Premium gasoline | Retail | Steel | Steel | Field installed cathodic protection |  | Steel |  |  | Field installed cathodic protection | Catchment Basin, Single walled catchment basin | Automatic shutoff device At 95% full | Automatic shutoff device At 95% full | [11 empty] | UST Currently In Use: 0; UST Temp Close: 2; AST Currently In Use: 0; AST Temp Closed: 0 | 0 | 2 | 0 | 20652-015-012324 | CLAYTON YOUNG
23406 | Permanently Closed | 1993-10-24 | 1973-01-01 | 1995-10-24 | Petroleum | Unleaded gasoline | Unleaded gasoline |  | Steel | Steel |  |  | Steel |  | 1901-01-01 | [15 empty] | UST Currently In Use: 0; UST Temp Close: 2; AST Currently In Use: 1; AST Temp Closed: 0 | 0 | 2 | 3 | 19970-015-007199 | JAMES D. HIBBITS
23407 | Permanently Closed | 1993-10-24 | 1973-01-01 | 1995-10-24 | Petroleum | Unleaded gasoline | Unleaded gasoline |  | Steel | Steel |  |  | Steel |  | 1901-01-01 | [15 empty] | UST Currently In Use: 0; UST Temp Close: 2; AST Currently In Use: 1; AST Temp Closed: 0 | 0 | 2 | 3 | 19970-015-007199 | JAMES D. HIBBITS
23408 | Permanently Closed | 1993-10-24 | 1973-01-01 | 1995-10-24 | Petroleum | Unleaded gasoline | Unleaded gasoline |  | Steel | Steel |  |  | Steel |  | 1901-01-01 | [15 empty] | UST Currently In Use: 0; UST Temp Close: 2; AST Currently In Use: 1; AST Temp Closed: 0 | 0 | 2 | 3 | 19970-015-007199 | JAMES D. HIBBITS
23409 | Permanently Closed | 1989-11-10 | 1973-01-01 | 1989-11-10 | Petroleum | Unleaded gasoline | Unleaded gasoline |  | Steel | Steel |  |  | Steel |  | 1901-01-01 | [15 empty] | UST Currently In Use: 0; UST Temp Close: 0; AST Currently In Use: 0; AST Temp Closed: 0 | 0 | 0 | 3 | 13619-015-012346 | NATIONAL REFINING COMPANY
23410 | Permanently Closed | 1989-11-10 | 1973-01-01 | 1989-11-10 | Petroleum | Unleaded gasoline | Unleaded gasoline |  | Steel | Steel |  |  | Steel |  | 1901-01-01 | [15 empty] | UST Currently In Use: 0; UST Temp Close: 0; AST Currently In Use: 0; AST Temp Closed: 0 | 0 | 0 | 3 | 13619-015-012346 | NATIONAL REFINING COMPANY
23411 | Permanently Closed | 1989-11-10 | 1973-01-01 | 1989-11-10 | Petroleum | Unleaded gasoline | Unleaded gasoline |  | Steel | Steel |  |  | Steel |  | 1901-01-01 | [15 empty] | UST Currently In Use: 0; UST Temp Close: 0; AST Currently In Use: 0; AST Temp Closed: 0 | 0 | 0 | 3 | 13619-015-012346 | NATIONAL REFINING COMPANY
23412 | Permanently Closed | 1989-12-26 | 1971-01-01 | 1989-12-26 | Petroleum | Unleaded gasoline | Unleaded gasoline |  | Steel | Steel |  |  | Steel |  | 1901-01-01 | [15 empty] | UST Currently In Use: 0; UST Temp Close: 0; AST Currently In Use: 0; AST Temp Closed: 0 | 0 | 0 | 4 | 17719-029-012348 | CLAUDE SMITH
23413 | Permanently Closed | 1989-12-26 | 1971-01-01 | 1989-12-26 | Petroleum | Unleaded gasoline | Unleaded gasoline |  | Steel | Steel |  |  | Steel |  | 1901-01-01 | [15 empty] | UST Currently In Use: 0; UST Temp Close: 0; AST Currently In Use: 0; AST Temp Closed: 0 | 0 | 0 | 4 | 17719-029-012348 | CLAUDE SMITH
23414 | Permanently Closed | 1989-12-26 | 1971-01-01 | 1989-12-26 | Petroleum | Unleaded gasoline | Unleaded gasoline |  | Steel | Steel |  |  | Steel |  | 1901-01-01 | [15 empty] | UST Currently In Use: 0; UST Temp Close: 0; AST Currently In Use: 0; AST Temp Closed: 0 | 0 | 0 | 4 | 17719-029-012348 | CLAUDE SMITH
23415 | Permanently Closed | 1989-12-26 | 1971-01-01 | 1989-12-26 | Petroleum | On road diesel | On road diesel |  | Steel | Steel |  |  | Steel |  | 1901-01-01 | [15 empty] | UST Currently In Use: 0; UST Temp Close: 0; AST Currently In Use: 0; AST Temp Closed: 0 | 0 | 0 | 4 | 17719-029-012348 | CLAUDE SMITH
23416 | Permanently Closed | 1988-06-11 | 1973-01-01 | 1988-06-11 | Petroleum | Unleaded gasoline | Unleaded gasoline |  | Steel | Steel |  |  |  |  | 1901-01-01 | [15 empty] | UST Currently In Use: 0; UST Temp Close: 0; AST Currently In Use: 0; AST Temp Closed: 0 | 0 | 0 | 4 | 17721-033-012407 | KIM SHAWN BROWN
23417 | Permanently Closed | 1988-06-11 | 1973-01-01 | 1988-06-11 | Petroleum | Unleaded gasoline | Unleaded gasoline |  | Steel | Steel |  |  |  |  | 1901-01-01 | [15 empty] | UST Currently In Use: 0; UST Temp Close: 0; AST Currently In Use: 0; AST Temp Closed: 0 | 0 | 0 | 4 | 17721-033-012407 | KIM SHAWN BROWN
23418 | Permanently Closed | 1988-06-11 | 1973-01-01 | 1988-06-11 | Petroleum | Unleaded gasoline | Unleaded gasoline |  | Steel | Steel |  |  |  |  | 1901-01-01 | [15 empty] | UST Currently In Use: 0; UST Temp Close: 0; AST Currently In Use: 0; AST Temp Closed: 0 | 0 | 0 | 4 | 17721-033-012407 | KIM SHAWN BROWN
23419 | Permanently Closed | 1988-06-11 | 1973-01-01 | 1988-06-11 | Petroleum | Unleaded gasoline | Unleaded gasoline |  | Steel | Steel |  |  |  |  | 1901-01-01 | [15 empty] | UST Currently In Use: 0; UST Temp Close: 0; AST Currently In Use: 0; AST Temp Closed: 0 | 0 | 0 | 4 | 17721-033-012407 | KIM SHAWN BROWN
23420 | Permanently Closed | 1998-12-22 | 1973-01-01 | 2000-03-21 | Petroleum | Unleaded gasoline | Unleaded gasoline |  | Steel | Steel |  |  |  |  | 1901-01-01 | [15 empty] | UST Currently In Use: 0; UST Temp Close: 0; AST Currently In Use: 0; AST Temp Closed: 0 | 0 | 0 | 4 | 13619-055-012322 | NATIONAL REFINING COMPANY
23421 | Permanently Closed | 1998-12-22 | 1973-01-01 | 2000-03-21 | Petroleum | Unleaded gasoline | Unleaded gasoline |  | Steel | Steel |  |  |  |  | 1901-01-01 | [15 empty] | UST Currently In Use: 0; UST Temp Close: 0; AST Currently In Use: 0; AST Temp Closed: 0 | 0 | 0 | 4 | 13619-055-012322 | NATIONAL REFINING COMPANY
23422 | Permanently Closed | 1998-12-22 | 1973-01-01 | 2000-03-21 | Petroleum | Unleaded gasoline | Unleaded gasoline |  | Steel | Steel |  |  |  |  | 1901-01-01 | [15 empty] | UST Currently In Use: 0; UST Temp Close: 0; AST Currently In Use: 0; AST Temp Closed: 0 | 0 | 0 | 4 | 13619-055-012322 | NATIONAL REFINING COMPANY
23423 | Permanently Closed | 1979-12-01 | 1973-01-01 | 2000-03-21 | Petroleum | Other, EMPTY | Other |  | Steel | Steel |  |  |  |  | 1901-01-01 | [15 empty] | UST Currently In Use: 0; UST Temp Close: 0; AST Currently In Use: 0; AST Temp Closed: 0 | 0 | 0 | 4 | 13619-055-012322 | NATIONAL REFINING COMPANY
23424 | Permanently Closed | 1998-11-01 | 1975-01-01 | 2000-03-15 | Petroleum | Unleaded gasoline | Unleaded gasoline |  | Steel | Steel |  |  | Steel |  | 1901-01-01 | [15 empty] | UST Currently In Use: 0; UST Temp Close: 0; AST Currently In Use: 0; AST Temp Closed: 0 | 0 | 0 | 3 | 13619-055-012334 | NATIONAL REFINING COMPANY
23425 | Permanently Closed | 1998-11-01 | 1975-01-01 | 2000-03-15 | Petroleum | Unleaded gasoline | Unleaded gasoline |  | Steel | Steel |  |  | Steel |  | 1901-01-01 | [15 empty] | UST Currently In Use: 0; UST Temp Close: 0; AST Currently In Use: 0; AST Temp Closed: 0 | 0 | 0 | 3 | 13619-055-012334 | NATIONAL REFINING COMPANY
23426 | Permanently Closed | 1998-11-01 | 1975-01-01 | 2000-03-15 | Petroleum | Unleaded gasoline | Unleaded gasoline |  | Steel | Steel |  |  | Steel |  | 1901-01-01 | [15 empty] | UST Currently In Use: 0; UST Temp Close: 0; AST Currently In Use: 0; AST Temp Closed: 0 | 0 | 0 | 3 | 13619-055-012334 | NATIONAL REFINING COMPANY
23427 | Permanently Closed | 2012-03-01 | 1973-01-01 | 2014-10-23 | Petroleum | Unleaded gasoline | Unleaded gasoline | Retail | Single Wall, Steel, 6K/6K | Steel | Field installed cathodic protection |  | Single Wall, Steel |  |  | Field installed cathodic protection | Catchment Basin, Single walled catchment basin | Automatic shutoff device At 95% full | Automatic shutoff device At 95% full |  |  | Statistical Inventory Reconciliation (SIR) | [8 empty] | UST Currently In Use: 0; UST Temp Close: 0; AST Currently In Use: 0; AST Temp Closed: 0 | 0 | 0 | 3 | 23073-055-012347 | HUSSAM ELMUBAID
23428 | Permanently Closed | 2012-03-01 | 1973-01-01 | 2014-10-23 | Petroleum | Unleaded gasoline | Unleaded gasoline | Retail | Single Wall, Steel | Steel | Field installed cathodic protection |  | Single Wall, Steel |  |  | Field installed cathodic protection | Catchment Basin, Single walled catchment basin | Automatic shutoff device At 95% full | Automatic shutoff device At 95% full |  |  | Statistical Inventory Reconciliation (SIR) | [8 empty] | UST Currently In Use: 0; UST Temp Close: 0; AST Currently In Use: 0; AST Temp Closed: 0 | 0 | 0 | 3 | 23073-055-012347 | HUSSAM ELMUBAID
23429 | Permanently Closed | 2011-03-01 | 1973-01-01 | 2014-10-23 | Petroleum | On road diesel | On road diesel | Retail | Single Wall, Steel | Steel | Field installed cathodic protection |  | Single Wall, Steel |  |  | Field installed cathodic protection | Catchment Basin, Single walled catchment basin | Automatic shutoff device At 95% full | Automatic shutoff device At 95% full |  |  | Statistical Inventory Reconciliation (SIR) | [8 empty] | UST Currently In Use: 0; UST Temp Close: 0; AST Currently In Use: 0; AST Temp Closed: 0 | 0 | 0 | 3 | 23073-055-012347 | HUSSAM ELMUBAID
23430 | Permanently Closed | 1998-12-22 | 1974-01-01 | 2000-03-14 | Petroleum | Unleaded gasoline | Unleaded gasoline |  | Steel | Steel |  |  | Steel |  | 1901-01-01 | [15 empty] | UST Currently In Use: 0; UST Temp Close: 0; AST Currently In Use: 0; AST Temp Closed: 0 | 0 | 0 | 3 | 13619-055-012420 | NATIONAL REFINING COMPANY
23431 | Permanently Closed | 1998-12-22 | 1974-01-01 | 2000-03-14 | Petroleum | Unleaded gasoline | Unleaded gasoline |  | Steel | Steel |  |  | Steel |  | 1901-01-01 | [15 empty] | UST Currently In Use: 0; UST Temp Close: 0; AST Currently In Use: 0; AST Temp Closed: 0 | 0 | 0 | 3 | 13619-055-012420 | NATIONAL REFINING COMPANY
23432 | Permanently Closed | 1998-12-22 | 1974-01-01 | 2000-03-14 | Petroleum | Unleaded gasoline | Unleaded gasoline |  | Steel | Steel |  |  | Steel |  | 1901-01-01 | [15 empty] | UST Currently In Use: 0; UST Temp Close: 0; AST Currently In Use: 0; AST Temp Closed: 0 | 0 | 0 | 3 | 13619-055-012420 | NATIONAL REFINING COMPANY
23433 | Currently in Use |  | 1986-05-01 |  | Petroleum | Unleaded gasoline | Unleaded gasoline | Retail | Fiberglass reinforced plastic, Single Wall | Single Wall |  |  | Double Wall, Fiberglass reinforced plastic |  |  |  | Catchment Basin, Single walled catchment basin | Automatic shutoff device At 95% full | Automatic shutoff device At 95% full |  |  | Statistical Inventory Reconciliation (SIR) | Single walled submersible pump containment sump | Automatic flow restrictor (MLLD), Containment Sump | Containment Sump |  |  | Annual line testing, Statistical inventory reconciliation (SIR) | Statistical inventory reconciliation (SIR) |  | UST Currently In Use: 3; UST Temp Close: 0; AST Currently In Use: 0; AST Temp Closed: 0 | 3 | 0 | 0 | 16634-059-012281 | HAROLD L. MARTIN DISTRIBUTING CO INC
23434 | Currently in Use |  | 1986-05-01 |  | Petroleum | Premium gasoline | Premium gasoline | Retail | Fiberglass reinforced plastic, Single Wall | Single Wall |  |  | Double Wall, Fiberglass reinforced plastic |  |  |  | Catchment Basin, Single walled catchment basin | Automatic shutoff device At 95% full | Automatic shutoff device At 95% full |  |  | Continuous Automatic Tank Gauge | Single walled submersible pump containment sump | Automatic flow restrictor (MLLD), Containment Sump | Containment Sump | Interstitial Monitoring within Secondary Containment | SENSOR TO ATG |  |  |  | UST Currently In Use: 3; UST Temp Close: 0; AST Currently In Use: 0; AST Temp Closed: 0 | 3 | 0 | 0 | 16634-059-012281 | HAROLD L. MARTIN DISTRIBUTING CO INC
23435 | Currently in Use |  | 1986-05-01 |  | Petroleum | Ethanol free gasoline | Ethanol free gasoline | Retail | Single Wall, Steel | Steel | Coated & cathodic protection (sti-P3), Field installed cathodic protection |  | Double Wall, Flexible |  | 2024-11-08 |  | Catchment Basin, Single walled catchment basin | Automatic shutoff device At 95% full | Automatic shutoff device At 95% full |  |  | Continuous Automatic Tank Gauge | Single walled submersible pump containment sump | Automatic flow restrictor (MLLD), Containment Sump | Containment Sump | Interstitial Monitoring within Secondary Containment | SENSOR TO ATG |  |  |  | UST Currently In Use: 3; UST Temp Close: 0; AST Currently In Use: 0; AST Temp Closed: 0 | 3 | 0 | 0 | 16634-059-012281 | HAROLD L. MARTIN DISTRIBUTING CO INC
23436 | Permanently Closed | 1987-07-01 | 1971-01-01 | 1987-07-01 | Petroleum | Unleaded gasoline | Unleaded gasoline |  | Steel | Steel |  |  | Steel |  | 1901-01-01 | [15 empty] | UST Currently In Use: 4; UST Temp Close: 0; AST Currently In Use: 0; AST Temp Closed: 0 | 4 | 0 | 4 | 21527-073-012332 | RONALD J MOORE LLC
23437 | Permanently Closed | 1987-07-01 | 1971-01-01 | 1987-07-01 | Petroleum | Unleaded gasoline | Unleaded gasoline |  | Steel | Steel |  |  | Steel |  | 1901-01-01 | [15 empty] | UST Currently In Use: 4; UST Temp Close: 0; AST Currently In Use: 0; AST Temp Closed: 0 | 4 | 0 | 4 | 21527-073-012332 | RONALD J MOORE LLC
23438 | Permanently Closed | 1987-07-01 | 1971-01-01 | 1987-07-01 | Petroleum | Unleaded gasoline | Unleaded gasoline |  | Steel | Steel |  |  | Steel |  | 1901-01-01 | [15 empty] | UST Currently In Use: 4; UST Temp Close: 0; AST Currently In Use: 0; AST Temp Closed: 0 | 4 | 0 | 4 | 21527-073-012332 | RONALD J MOORE LLC
23439 | Permanently Closed | 1987-07-01 | 1971-01-01 | 1987-07-01 | Petroleum | On road diesel | On road diesel |  | Steel | Steel |  |  | Steel |  | 1901-01-01 | [15 empty] | UST Currently In Use: 4; UST Temp Close: 0; AST Currently In Use: 0; AST Temp Closed: 0 | 4 | 0 | 4 | 21527-073-012332 | RONALD J MOORE LLC
23440 | Currently in Use |  | 1984-06-01 |  | Petroleum | Unleaded gasoline | Unleaded gasoline | Retail | Single Wall, Steel | Steel | Coated & cathodic protection (sti-P3), Field installed cathodic protection |  | Fiberglass reinforced plastic, Single Wall |  |  | Field installed cathodic protection | Catchment Basin, Single walled catchment basin | Automatic shutoff device At 95% full | Automatic shutoff device At 95% full |  |  | Continuous Automatic Tank Gauge |  | Automatic shutoff device (AELLD) | Automatic shutoff device (AELLD) | [5 empty] | UST Currently In Use: 4; UST Temp Close: 0; AST Currently In Use: 0; AST Temp Closed: 0 | 4 | 0 | 4 | 21527-073-012332 | RONALD J MOORE LLC
23441 | Currently in Use |  | 1984-06-01 |  | Petroleum | Unleaded gasoline | Unleaded gasoline | Retail | Single Wall, Steel | Steel | Coated & cathodic protection (sti-P3), Field installed cathodic protection |  | Fiberglass reinforced plastic, Single Wall |  |  | Field installed cathodic protection | Catchment Basin, Single walled catchment basin | Flow Rest 90% Full | Flow Rest 90% Full |  |  | Continuous Automatic Tank Gauge |  | Automatic shutoff device (AELLD) | Automatic shutoff device (AELLD) | [5 empty] | UST Currently In Use: 4; UST Temp Close: 0; AST Currently In Use: 0; AST Temp Closed: 0 | 4 | 0 | 4 | 21527-073-012332 | RONALD J MOORE LLC
23442 | Currently in Use |  | 1984-06-01 |  | Petroleum | Premium gasoline | Premium gasoline | Retail | Single Wall, Steel | Steel | Coated & cathodic protection (sti-P3), Field installed cathodic protection |  | Fiberglass reinforced plastic, Single Wall |  |  | Field installed cathodic protection | Catchment Basin, Single walled catchment basin | Flow Rest 90% Full | Flow Rest 90% Full |  |  | Continuous Automatic Tank Gauge |  | Automatic shutoff device (AELLD) | Automatic shutoff device (AELLD) | [5 empty] | UST Currently In Use: 4; UST Temp Close: 0; AST Currently In Use: 0; AST Temp Closed: 0 | 4 | 0 | 4 | 21527-073-012332 | RONALD J MOORE LLC
23443 | Currently in Use |  | 1984-06-01 |  | Petroleum | On road diesel | On road diesel | Retail | Single Wall, Steel | Steel | Coated & cathodic protection (sti-P3), Field installed cathodic protection |  | Fiberglass reinforced plastic, Single Wall |  |  | Field installed cathodic protection | Catchment Basin, Single walled catchment basin | Flow Rest 90% Full | Flow Rest 90% Full |  |  | Continuous Automatic Tank Gauge |  | Automatic shutoff device (AELLD) | Automatic shutoff device (AELLD) | [5 empty] | UST Currently In Use: 4; UST Temp Close: 0; AST Currently In Use: 0; AST Temp Closed: 0 | 4 | 0 | 4 | 21527-073-012332 | RONALD J MOORE LLC
23444 | Currently in Use |  | 1979-01-01 |  | Petroleum | Unleaded gasoline | Unleaded gasoline | Retail | Single Wall, Steel | Steel | Field installed cathodic protection |  | Single Wall, Steel |  |  | Field installed cathodic protection | Catchment Basin, Single walled catchment basin | Automatic shutoff device At 95% full | Automatic shutoff device At 95% full |  |  | Statistical Inventory Reconciliation (SIR) |  | Automatic flow restrictor (MLLD) | Automatic flow restrictor (MLLD) |  |  | Statistical inventory reconciliation (SIR) | Statistical inventory reconciliation (SIR) |  | UST Currently In Use: 1; UST Temp Close: 1; AST Currently In Use: 0; AST Temp Closed: 0 | 1 | 1 | 0 | 21532-073-012333 | G AND J ENTERPRISE INC
23445 | Temporary Closed | 2014-02-04 | 1979-01-01 |  | Petroleum | Mid-grade gasoline | Mid-grade gasoline | Retail | Single Wall, Steel | Steel | Field installed cathodic protection |  | Single Wall, Steel |  |  | Field installed cathodic protection | Catchment Basin, Single walled catchment basin | Automatic shutoff device At 95% full | Automatic shutoff device At 95% full |  |  |  |  | Automatic flow restrictor (MLLD) | Automatic flow restrictor (MLLD) |  |  | Annual line testing | Annual line testing |  | UST Currently In Use: 1; UST Temp Close: 1; AST Currently In Use: 0; AST Temp Closed: 0 | 1 | 1 | 0 | 21532-073-012333 | G AND J ENTERPRISE INC
23446 | Permanently Closed | 1990-08-02 | 1973-01-01 | 1990-08-02 | Petroleum | Unleaded gasoline | Unleaded gasoline |  | Steel | Steel |  |  | Steel |  | 1901-01-01 | [15 empty] | UST Currently In Use: 0; UST Temp Close: 0; AST Currently In Use: 0; AST Temp Closed: 0 | 0 | 0 | 3 | 13619-073-012335 | NATIONAL REFINING COMPANY
23447 | Permanently Closed | 1990-08-02 | 1973-01-01 | 1990-08-02 | Petroleum | Unleaded gasoline | Unleaded gasoline |  | Steel | Steel |  |  | Steel |  | 1901-01-01 | [15 empty] | UST Currently In Use: 0; UST Temp Close: 0; AST Currently In Use: 0; AST Temp Closed: 0 | 0 | 0 | 3 | 13619-073-012335 | NATIONAL REFINING COMPANY
23448 | Permanently Closed | 1990-08-02 | 1973-01-01 | 1990-08-02 | Petroleum | Unleaded gasoline | Unleaded gasoline |  | Steel | Steel |  |  | Steel |  | 1901-01-01 | [15 empty] | UST Currently In Use: 0; UST Temp Close: 0; AST Currently In Use: 0; AST Temp Closed: 0 | 0 | 0 | 3 | 13619-073-012335 | NATIONAL REFINING COMPANY
23449 | Permanently Closed | 2002-07-10 | 1975-01-01 | 2002-07-10 | Petroleum | Unleaded gasoline | Unleaded gasoline | Local Government, Retail | Steel | Steel | Field installed cathodic protection |  | Steel |  | 1901-01-01 | Field installed cathodic protection | Catchment Basin, Single walled catchment basin | Automatic shutoff device At 95% full | Automatic shutoff device At 95% full | [8 empty] | Annual line testing | Annual line testing |  | UST Currently In Use: 0; UST Temp Close: 0; AST Currently In Use: 0; AST Temp Closed: 0 | 0 | 0 | 2 | 10994-073-012337 | CITY OF BIRMINGHAM
23450 | Permanently Closed | 2002-07-10 | 1975-01-01 | 2002-07-10 | Petroleum | Premium gasoline | Premium gasoline | Local Government, Retail | Steel | Steel | Field installed cathodic protection |  | Steel |  | 1901-01-01 | Field installed cathodic protection | Catchment Basin, Single walled catchment basin | Automatic shutoff device At 95% full | Automatic shutoff device At 95% full | [8 empty] | Annual line testing | Annual line testing |  | UST Currently In Use: 0; UST Temp Close: 0; AST Currently In Use: 0; AST Temp Closed: 0 | 0 | 0 | 2 | 10994-073-012337 | CITY OF BIRMINGHAM
23451 | Permanently Closed | 1989-12-07 | 1971-01-01 | 1989-12-07 | Petroleum | Unleaded gasoline | Unleaded gasoline |  | Steel | Steel |  |  | Steel |  | 1901-01-01 | [15 empty] | UST Currently In Use: 0; UST Temp Close: 0; AST Currently In Use: 0; AST Temp Closed: 0 | 0 | 0 | 2 | 13619-073-012341 | NATIONAL REFINING COMPANY
23452 | Permanently Closed | 1989-12-07 | 1971-01-01 | 1989-12-07 | Petroleum | Unleaded gasoline | Unleaded gasoline |  | Steel | Steel |  |  | Steel |  | 1901-01-01 | [15 empty] | UST Currently In Use: 0; UST Temp Close: 0; AST Currently In Use: 0; AST Temp Closed: 0 | 0 | 0 | 2 | 13619-073-012341 | NATIONAL REFINING COMPANY
23453 | Temporary Closed | 1998-12-22 | 1973-01-01 |  | Petroleum | Unleaded gasoline | Unleaded gasoline |  | Steel | Steel |  | Painted or None | Steel |  | 1901-01-01 | [15 empty] | UST Currently In Use: 0; UST Temp Close: 2; AST Currently In Use: 0; AST Temp Closed: 0 | 0 | 2 | 0 | 13619-073-012343 | NATIONAL REFINING COMPANY
23454 | Temporary Closed | 1998-12-22 | 1973-01-01 |  | Petroleum | Unleaded gasoline | Unleaded gasoline |  | Steel | Steel |  | Painted or None | Steel |  | 1901-01-01 | [15 empty] | UST Currently In Use: 0; UST Temp Close: 2; AST Currently In Use: 0; AST Temp Closed: 0 | 0 | 2 | 0 | 13619-073-012343 | NATIONAL REFINING COMPANY
23455 | Retired | 1988-12-22 | 1973-01-01 |  | Petroleum | Unleaded gasoline | Unleaded gasoline |  | Steel | Steel |  |  | Steel |  | 1901-01-01 | [15 empty] | UST Currently In Use: 0; UST Temp Close: 0; AST Currently In Use: 0; AST Temp Closed: 0 | 0 | 0 | 0 | 17718-073-012344 | DERRIL TANNER
23456 | Retired | 1988-12-22 | 1973-01-01 |  | Petroleum | Unleaded gasoline | Unleaded gasoline |  | Steel | Steel |  |  | Steel |  | 1901-01-01 | [15 empty] | UST Currently In Use: 0; UST Temp Close: 0; AST Currently In Use: 0; AST Temp Closed: 0 | 0 | 0 | 0 | 17718-073-012344 | DERRIL TANNER
23457 | Retired | 1988-12-22 | 1973-01-01 |  | Petroleum | Unleaded gasoline | Unleaded gasoline |  | Steel | Steel |  |  | Steel |  | 1901-01-01 | [15 empty] | UST Currently In Use: 0; UST Temp Close: 0; AST Currently In Use: 0; AST Temp Closed: 0 | 0 | 0 | 0 | 17718-073-012344 | DERRIL TANNER
23458 | Retired | 1988-12-22 | 1973-01-01 |  | Petroleum | Unleaded gasoline | Unleaded gasoline |  | Steel | Steel |  |  | Steel |  | 1901-01-01 | [15 empty] | UST Currently In Use: 0; UST Temp Close: 0; AST Currently In Use: 0; AST Temp Closed: 0 | 0 | 0 | 0 | 17718-073-012344 | DERRIL TANNER
23459 | Currently in Use |  | 1980-01-01 |  | Petroleum | Unleaded gasoline | Unleaded gasoline | Retail | Single Wall, Steel | Steel | Field installed cathodic protection |  | Single Wall, Steel |  | 1901-01-01 | Field installed cathodic protection | Catchment Basin, Single walled catchment basin | Automatic shutoff device At 95% full | Automatic shutoff device At 95% full |  |  | Continuous Automatic Tank Gauge | [8 empty] | UST Currently In Use: 2; UST Temp Close: 0; AST Currently In Use: 0; AST Temp Closed: 0 | 2 | 0 | 0 | 24315-073-012345 | ANAND ONE LLC
23460 | Currently in Use |  | 1980-01-01 |  | Petroleum | Premium gasoline | Premium gasoline | Retail | Single Wall, Steel | Steel | Field installed cathodic protection |  | Single Wall, Steel |  | 1901-01-01 | Field installed cathodic protection | Catchment Basin, Single walled catchment basin | Automatic shutoff device At 95% full | Automatic shutoff device At 95% full |  |  | Continuous Automatic Tank Gauge | [8 empty] | UST Currently In Use: 2; UST Temp Close: 0; AST Currently In Use: 0; AST Temp Closed: 0 | 2 | 0 | 0 | 24315-073-012345 | ANAND ONE LLC
23461 | Permanently Closed | 1997-02-01 | 1977-01-01 | 1997-02-05 | Petroleum | Unleaded gasoline | Unleaded gasoline |  | Steel | Steel |  |  |  |  | 1901-01-01 | [15 empty] | UST Currently In Use: 0; UST Temp Close: 0; AST Currently In Use: 0; AST Temp Closed: 0 | 0 | 0 | 2 | 13619-073-012409 | NATIONAL REFINING COMPANY
23462 | Permanently Closed | 1997-02-01 | 1977-01-01 | 1997-02-05 | Petroleum | Unleaded gasoline | Unleaded gasoline |  | Steel | Steel |  |  |  |  | 1901-01-01 | [15 empty] | UST Currently In Use: 0; UST Temp Close: 0; AST Currently In Use: 0; AST Temp Closed: 0 | 0 | 0 | 2 | 13619-073-012409 | NATIONAL REFINING COMPANY
23463 | Permanently Closed | 1993-06-01 | 1981-01-01 | 1999-12-03 | Petroleum | Unleaded gasoline | Unleaded gasoline |  | Steel | Steel |  | Painted or None | Steel |  | 1901-01-01 | [15 empty] | UST Currently In Use: 0; UST Temp Close: 0; AST Currently In Use: 0; AST Temp Closed: 0 | 0 | 0 | 3 | 10094-077-012325 | ALABAMA OIL CO. OF SHEFFIELD, INC.
23464 | Permanently Closed | 1993-06-01 | 1981-01-01 | 1999-12-03 | Petroleum | Unleaded gasoline | Unleaded gasoline |  | Steel | Steel |  | Painted or None | Steel |  | 1901-01-01 | [15 empty] | UST Currently In Use: 0; UST Temp Close: 0; AST Currently In Use: 0; AST Temp Closed: 0 | 0 | 0 | 3 | 10094-077-012325 | ALABAMA OIL CO. OF SHEFFIELD, INC.
23465 | Permanently Closed | 1993-06-01 | 1981-01-01 | 1999-12-03 | Petroleum | On road diesel | On road diesel |  | Steel | Steel |  | Painted or None | Steel |  | 1901-01-01 | [15 empty] | UST Currently In Use: 0; UST Temp Close: 0; AST Currently In Use: 0; AST Temp Closed: 0 | 0 | 0 | 3 | 10094-077-012325 | ALABAMA OIL CO. OF SHEFFIELD, INC.
23466 | Permanently Closed | 1991-05-03 | 1977-01-01 | 1991-05-03 | Petroleum | Unleaded gasoline | Unleaded gasoline |  | Steel | Steel |  |  | Steel |  | 1901-01-01 | [15 empty] | UST Currently In Use: 3; UST Temp Close: 0; AST Currently In Use: 0; AST Temp Closed: 0 | 3 | 0 | 2 | 16634-077-012326 | HAROLD L. MARTIN DISTRIBUTING CO INC
23467 | Permanently Closed | 1991-05-03 | 1977-01-01 | 1991-05-03 | Petroleum | Unleaded gasoline | Unleaded gasoline |  | Steel | Steel |  |  | Steel |  | 1901-01-01 | [15 empty] | UST Currently In Use: 3; UST Temp Close: 0; AST Currently In Use: 0; AST Temp Closed: 0 | 3 | 0 | 2 | 16634-077-012326 | HAROLD L. MARTIN DISTRIBUTING CO INC
23468 | Permanently Closed | 1998-05-29 | 1984-01-01 | 2000-05-26 | Petroleum | Unleaded gasoline | Unleaded gasoline |  | Steel | Steel |  |  |  |  | 1901-01-01 | [12 empty] | Annual line testing | Annual line testing |  | UST Currently In Use: 0; UST Temp Close: 0; AST Currently In Use: 0; AST Temp Closed: 0 | 0 | 0 | 5 | 16634-077-012327 | HAROLD L. MARTIN DISTRIBUTING CO INC
23469 | Permanently Closed | 1998-05-29 | 1984-01-01 | 2000-05-26 | Petroleum | Unleaded gasoline | Unleaded gasoline |  | Steel | Steel |  |  |  |  | 1901-01-01 | [12 empty] | Annual line testing | Annual line testing |  | UST Currently In Use: 0; UST Temp Close: 0; AST Currently In Use: 0; AST Temp Closed: 0 | 0 | 0 | 5 | 16634-077-012327 | HAROLD L. MARTIN DISTRIBUTING CO INC
23470 | Permanently Closed | 1998-05-29 | 1984-01-01 | 2000-05-26 | Petroleum | Unleaded gasoline | Unleaded gasoline |  | Steel | Steel |  |  |  |  | 1901-01-01 | [12 empty] | Annual line testing | Annual line testing |  | UST Currently In Use: 0; UST Temp Close: 0; AST Currently In Use: 0; AST Temp Closed: 0 | 0 | 0 | 5 | 16634-077-012327 | HAROLD L. MARTIN DISTRIBUTING CO INC
23471 | Permanently Closed | 1998-05-29 | 1984-01-01 | 2000-05-26 | Petroleum | On road diesel | On road diesel |  | Steel | Steel |  |  |  |  | 1901-01-01 | [12 empty] | Annual line testing | Annual line testing |  | UST Currently In Use: 0; UST Temp Close: 0; AST Currently In Use: 0; AST Temp Closed: 0 | 0 | 0 | 5 | 16634-077-012327 | HAROLD L. MARTIN DISTRIBUTING CO INC
23472 | Permanently Closed | 1998-05-29 | 1984-01-01 | 2000-05-26 | Petroleum | Kerosene | Kerosene |  | Steel | Steel |  |  |  |  | 1901-01-01 | [12 empty] | Annual line testing | Annual line testing |  | UST Currently In Use: 0; UST Temp Close: 0; AST Currently In Use: 0; AST Temp Closed: 0 | 0 | 0 | 5 | 16634-077-012327 | HAROLD L. MARTIN DISTRIBUTING CO INC
23473 | Temporary Closed | 2014-11-26 | 1979-01-01 |  | Petroleum | Unleaded gasoline | Unleaded gasoline | Retail | Single Wall, Steel | Steel | Field installed cathodic protection |  | Double Wall, Fiberglass reinforced plastic |  |  |  | Catchment Basin, Single walled catchment basin | Flow Rest 90% Full | Flow Rest 90% Full |  |  | Automatic Tank Gauge |  | Automatic flow restrictor (MLLD) | Automatic flow restrictor (MLLD) |  |  | Annual line testing | Annual line testing |  | UST Currently In Use: 0; UST Temp Close: 3; AST Currently In Use: 0; AST Temp Closed: 0 | 0 | 3 | 0 | 16634-077-012330 | HAROLD L. MARTIN DISTRIBUTING CO INC
23474 | Temporary Closed | 2014-11-26 | 1979-01-01 |  | Petroleum | Premium gasoline | Premium gasoline | Retail | Single Wall, Steel | Steel | Field installed cathodic protection |  | Double Wall, Fiberglass reinforced plastic |  |  |  | Catchment Basin, Single walled catchment basin | Flow Rest 90% Full | Flow Rest 90% Full |  |  | Automatic Tank Gauge |  | Automatic flow restrictor (MLLD) | Automatic flow restrictor (MLLD) |  |  | Annual line testing | Annual line testing |  | UST Currently In Use: 0; UST Temp Close: 3; AST Currently In Use: 0; AST Temp Closed: 0 | 0 | 3 | 0 | 16634-077-012330 | HAROLD L. MARTIN DISTRIBUTING CO INC
23475 | Temporary Closed | 2014-11-26 | 1979-01-01 |  | Petroleum | On road diesel | On road diesel | Retail | Single Wall, Steel | Steel | Field installed cathodic protection |  | Fiberglass reinforced plastic, Single Wall |  |  |  | Catchment Basin, Single walled catchment basin | Flow Rest 90% Full | Flow Rest 90% Full |  |  | Automatic Tank Gauge | [8 empty] | UST Currently In Use: 0; UST Temp Close: 3; AST Currently In Use: 0; AST Temp Closed: 0 | 0 | 3 | 0 | 16634-077-012330 | HAROLD L. MARTIN DISTRIBUTING CO INC
23476 | Currently in Use |  | 1983-01-01 |  | Petroleum | Unleaded gasoline | Unleaded gasoline | Retail | Single Wall, Steel | Steel | Coated & cathodic protection (sti-P3), Field installed cathodic protection |  | Double Wall, Flexible |  |  |  | Catchment Basin, Single walled catchment basin | Automatic shutoff device At 95% full, Flow Rest 90% Full | Flow Rest 90% Full |  |  | Continuous Automatic Tank Gauge | Single walled submersible pump containment sump | Automatic flow restrictor (MLLD), Containment Sump | Containment Sump |  |  | Annual line testing | Annual line testing |  | UST Currently In Use: 4; UST Temp Close: 0; AST Currently In Use: 0; AST Temp Closed: 0 | 4 | 0 | 1 | 19440-077-012331 | TATUM OIL, INC.
23477 | Currently in Use |  | 1983-01-01 |  | Petroleum | Premium gasoline | Premium gasoline | Retail | Single Wall, Steel | Steel | Coated & cathodic protection (sti-P3), Field installed cathodic protection |  | Double Wall, Flexible |  |  |  | Catchment Basin, Single walled catchment basin | Automatic shutoff device At 95% full, Flow Rest 90% Full | Flow Rest 90% Full |  |  | Continuous Automatic Tank Gauge | Single walled submersible pump containment sump | Automatic flow restrictor (MLLD), Containment Sump | Containment Sump |  |  | Annual line testing | Annual line testing |  | UST Currently In Use: 4; UST Temp Close: 0; AST Currently In Use: 0; AST Temp Closed: 0 | 4 | 0 | 1 | 19440-077-012331 | TATUM OIL, INC.
23478 | Currently in Use |  | 1983-01-01 |  | Petroleum | On road diesel | On road diesel | Retail | Single Wall, Steel | Steel | Coated & cathodic protection (sti-P3), Field installed cathodic protection |  | Fiberglass reinforced plastic, Single Wall |  |  | Other, FLXS ISOLA | Catchment Basin, Single walled catchment basin | Automatic shutoff device At 95% full | Automatic shutoff device At 95% full |  |  | Continuous Automatic Tank Gauge | Direct Bury submersible pump | [7 empty] | UST Currently In Use: 4; UST Temp Close: 0; AST Currently In Use: 0; AST Temp Closed: 0 | 4 | 0 | 1 | 19440-077-012331 | TATUM OIL, INC.
23479 | Permanently Closed | 1998-09-09 | 1982-01-01 | 1998-09-09 | Petroleum | On road diesel | On road diesel |  | Single Wall, Steel | Steel | Coated & cathodic protection (sti-P3) |  |  |  |  | Field installed cathodic protection | [6 empty] | Direct Bury submersible pump | [7 empty] | UST Currently In Use: 4; UST Temp Close: 0; AST Currently In Use: 0; AST Temp Closed: 0 | 4 | 0 | 1 | 19440-077-012331 | TATUM OIL, INC.
23480 | Permanently Closed | 2006-06-24 | 1976-01-01 | 2007-02-06 | Petroleum | Unleaded gasoline | Unleaded gasoline | Retail | Steel | Steel | Field installed cathodic protection |  | Fiberglass reinforced plastic |  | 1901-01-01 |  | Catchment Basin, Single walled catchment basin | Automatic shutoff device At 95% full | Automatic shutoff device At 95% full |  |  | Statistical Inventory Reconciliation (SIR) | [5 empty] | Annual line testing, Statistical inventory reconciliation (SIR) | Statistical inventory reconciliation (SIR) |  | UST Currently In Use: 0; UST Temp Close: 0; AST Currently In Use: 0; AST Temp Closed: 0 | 0 | 0 | 3 | 21892-077-012339 | RONALD L. SCOTT AND PAMELA JOHNSON
23481 | Permanently Closed | 2006-06-24 | 1976-01-01 | 2007-02-06 | Petroleum | Mid-grade gasoline | Mid-grade gasoline | Retail | Steel | Steel | Field installed cathodic protection |  | Fiberglass reinforced plastic |  | 1901-01-01 |  | Catchment Basin, Single walled catchment basin | Automatic shutoff device At 95% full | Automatic shutoff device At 95% full |  |  | Statistical Inventory Reconciliation (SIR) | [5 empty] | Annual line testing, Statistical inventory reconciliation (SIR) | Statistical inventory reconciliation (SIR) |  | UST Currently In Use: 0; UST Temp Close: 0; AST Currently In Use: 0; AST Temp Closed: 0 | 0 | 0 | 3 | 21892-077-012339 | RONALD L. SCOTT AND PAMELA JOHNSON
23482 | Permanently Closed | 2006-06-24 | 1976-01-01 | 2007-02-06 | Petroleum | Premium gasoline | Premium gasoline | Retail | Steel | Steel | Field installed cathodic protection |  | Fiberglass reinforced plastic |  | 1901-01-01 |  | Catchment Basin, Single walled catchment basin | Automatic shutoff device At 95% full | Automatic shutoff device At 95% full |  |  | Statistical Inventory Reconciliation (SIR) | [5 empty] | Annual line testing, Statistical inventory reconciliation (SIR) | Statistical inventory reconciliation (SIR) |  | UST Currently In Use: 0; UST Temp Close: 0; AST Currently In Use: 0; AST Temp Closed: 0 | 0 | 0 | 3 | 21892-077-012339 | RONALD L. SCOTT AND PAMELA JOHNSON
23483 | Permanently Closed | 1996-07-01 | 1977-01-01 | 1996-07-22 | Petroleum | Unleaded gasoline | Unleaded gasoline |  | Steel | Steel |  |  | Steel |  | 1901-01-01 | [15 empty] | UST Currently In Use: 0; UST Temp Close: 0; AST Currently In Use: 0; AST Temp Closed: 0 | 0 | 0 | 5 | 16634-077-012350 | HAROLD L. MARTIN DISTRIBUTING CO INC
23484 | Permanently Closed | 1996-07-01 | 1977-01-01 | 1996-07-22 | Petroleum | Unleaded gasoline | Unleaded gasoline |  | Steel | Steel |  |  | Steel |  | 1901-01-01 | [15 empty] | UST Currently In Use: 0; UST Temp Close: 0; AST Currently In Use: 0; AST Temp Closed: 0 | 0 | 0 | 5 | 16634-077-012350 | HAROLD L. MARTIN DISTRIBUTING CO INC
23485 | Permanently Closed | 1996-07-01 | 1977-01-01 | 1996-07-22 | Petroleum | Unleaded gasoline | Unleaded gasoline |  | Steel | Steel |  |  | Steel |  | 1901-01-01 | [15 empty] | UST Currently In Use: 0; UST Temp Close: 0; AST Currently In Use: 0; AST Temp Closed: 0 | 0 | 0 | 5 | 16634-077-012350 | HAROLD L. MARTIN DISTRIBUTING CO INC
23486 | Permanently Closed | 1996-07-01 | 1977-01-01 | 1996-07-22 | Petroleum | On road diesel | On road diesel |  | Steel | Steel |  |  | Steel |  | 1901-01-01 | [15 empty] | UST Currently In Use: 0; UST Temp Close: 0; AST Currently In Use: 0; AST Temp Closed: 0 | 0 | 0 | 5 | 16634-077-012350 | HAROLD L. MARTIN DISTRIBUTING CO INC
23487 | Permanently Closed | 1996-07-01 | 1979-01-01 | 1996-07-22 | Petroleum | On road diesel | On road diesel |  | Steel | Steel |  |  | Steel |  | 1901-01-01 | [15 empty] | UST Currently In Use: 0; UST Temp Close: 0; AST Currently In Use: 0; AST Temp Closed: 0 | 0 | 0 | 5 | 16634-077-012350 | HAROLD L. MARTIN DISTRIBUTING CO INC
23488 |  | 2005-10-05 | 1979-01-01 |  | Petroleum | Unleaded gasoline | Unleaded gasoline | Retail | Single Wall, Steel | Steel | Field installed cathodic protection |  | Single Wall, Steel |  | 1901-01-01 | Field installed cathodic protection | Catchment Basin, Single walled catchment basin | Automatic shutoff device At 95% full | Automatic shutoff device At 95% full |  |  | Statistical Inventory Reconciliation (SIR) | [5 empty] | Annual line testing, Statistical inventory reconciliation (SIR) | Statistical inventory reconciliation (SIR) |  | UST Currently In Use: 0; UST Temp Close: 0; AST Currently In Use: 0; AST Temp Closed: 0 | 0 | 0 | 0 | 20289-093-012328 | NORMAN J. COFIELD
23489 |  | 2005-10-05 | 1979-01-01 |  | Petroleum | Unleaded gasoline | Unleaded gasoline | Retail | Single Wall, Steel | Steel | Field installed cathodic protection |  | Single Wall, Steel |  | 1901-01-01 | Field installed cathodic protection | Catchment Basin, Single walled catchment basin | Automatic shutoff device At 95% full | Automatic shutoff device At 95% full |  |  | Statistical Inventory Reconciliation (SIR) | [5 empty] | Annual line testing | Annual line testing |  | UST Currently In Use: 0; UST Temp Close: 0; AST Currently In Use: 0; AST Temp Closed: 0 | 0 | 0 | 0 | 20289-093-012328 | NORMAN J. COFIELD
23490 |  | 2005-10-05 | 1979-01-01 |  | Petroleum | On road diesel | On road diesel | Retail | Single Wall, Steel | Steel | Field installed cathodic protection |  | Single Wall, Steel |  | 1901-01-01 | Field installed cathodic protection | Catchment Basin, Single walled catchment basin | Automatic shutoff device At 95% full | Automatic shutoff device At 95% full |  |  | Statistical Inventory Reconciliation (SIR) | [5 empty] | Annual line testing | Annual line testing |  | UST Currently In Use: 0; UST Temp Close: 0; AST Currently In Use: 0; AST Temp Closed: 0 | 0 | 0 | 0 | 20289-093-012328 | NORMAN J. COFIELD
23491 | Permanently Closed | 1997-07-09 | 1971-01-01 | 1997-07-09 | Petroleum | Unleaded gasoline | Unleaded gasoline |  | Steel | Steel |  |  | Steel |  | 1901-01-01 | [6 empty] | Statistical Inventory Reconciliation (SIR) | [8 empty] | UST Currently In Use: 0; UST Temp Close: 0; AST Currently In Use: 0; AST Temp Closed: 0 | 0 | 0 | 5 | 17720-115-012336 | PATRICIA CASE
23492 | Permanently Closed | 1997-07-09 | 1971-01-01 | 1997-07-09 | Petroleum | Unleaded gasoline | Unleaded gasoline |  | Steel | Steel |  |  | Steel |  | 1901-01-01 | [6 empty] | Statistical Inventory Reconciliation (SIR) | [8 empty] | UST Currently In Use: 0; UST Temp Close: 0; AST Currently In Use: 0; AST Temp Closed: 0 | 0 | 0 | 5 | 17720-115-012336 | PATRICIA CASE
23493 | Permanently Closed | 1992-09-15 | 1971-01-01 | 1992-09-15 | Petroleum | On road diesel | On road diesel |  | Steel | Steel |  |  | Steel |  | 1901-01-01 | [15 empty] | UST Currently In Use: 0; UST Temp Close: 0; AST Currently In Use: 0; AST Temp Closed: 0 | 0 | 0 | 5 | 17720-115-012336 | PATRICIA CASE
23494 | Permanently Closed | 1992-09-15 | 1971-01-01 | 1992-09-15 | Petroleum | On road diesel | On road diesel |  | Steel | Steel |  |  | Steel |  | 1901-01-01 | [15 empty] | UST Currently In Use: 0; UST Temp Close: 0; AST Currently In Use: 0; AST Temp Closed: 0 | 0 | 0 | 5 | 17720-115-012336 | PATRICIA CASE
23495 | Permanently Closed | 1992-09-15 | 1971-01-01 | 1992-09-15 | Petroleum | On road diesel | On road diesel |  | Steel | Steel |  |  | Steel |  | 1901-01-01 | [15 empty] | UST Currently In Use: 0; UST Temp Close: 0; AST Currently In Use: 0; AST Temp Closed: 0 | 0 | 0 | 5 | 17720-115-012336 | PATRICIA CASE
23496 | Permanently Closed | 1992-02-28 | 1973-01-01 | 1992-02-28 | Petroleum | On road diesel | On road diesel |  | Steel | Steel |  |  | Steel |  | 1901-01-01 | [15 empty] | UST Currently In Use: 0; UST Temp Close: 0; AST Currently In Use: 1; AST Temp Closed: 0 | 0 | 0 | 2 | 13619-125-008781 | NATIONAL REFINING COMPANY
23497 | Permanently Closed | 1992-02-28 | 1973-01-01 | 1992-02-28 | Petroleum | On road diesel | On road diesel |  | Steel | Steel |  |  | Steel |  | 1901-01-01 | [15 empty] | UST Currently In Use: 0; UST Temp Close: 0; AST Currently In Use: 1; AST Temp Closed: 0 | 0 | 0 | 2 | 13619-125-008781 | NATIONAL REFINING COMPANY
23498 | Permanently Closed | 1990-04-23 | 1973-01-01 | 1990-04-23 | Petroleum | Unleaded gasoline | Unleaded gasoline |  | Steel | Steel |  |  |  |  | 1901-01-01 | [15 empty] | UST Currently In Use: 4; UST Temp Close: 0; AST Currently In Use: 0; AST Temp Closed: 0 | 4 | 0 | 4 | 16634-133-012329 | HAROLD L. MARTIN DISTRIBUTING CO INC
23499 | Permanently Closed | 1990-04-23 | 1973-01-01 | 1990-04-23 | Petroleum | Unleaded gasoline | Unleaded gasoline |  | Steel | Steel |  |  |  |  | 1901-01-01 | [15 empty] | UST Currently In Use: 4; UST Temp Close: 0; AST Currently In Use: 0; AST Temp Closed: 0 | 4 | 0 | 4 | 16634-133-012329 | HAROLD L. MARTIN DISTRIBUTING CO INC
23500 | Permanently Closed | 1990-04-23 | 1973-01-01 | 1990-04-23 | Petroleum | On road diesel | On road diesel |  | Steel | Steel |  |  |  |  | 1901-01-01 | [15 empty] | UST Currently In Use: 4; UST Temp Close: 0; AST Currently In Use: 0; AST Temp Closed: 0 | 4 | 0 | 4 | 16634-133-012329 | HAROLD L. MARTIN DISTRIBUTING CO INC
23501 | Permanently Closed | 1990-04-23 | 1973-01-01 | 1990-04-23 | Petroleum | Kerosene | Kerosene |  | Steel | Steel |  |  |  |  | 1901-01-01 | [15 empty] | UST Currently In Use: 4; UST Temp Close: 0; AST Currently In Use: 0; AST Temp Closed: 0 | 4 | 0 | 4 | 16634-133-012329 | HAROLD L. MARTIN DISTRIBUTING CO INC
23502 | Currently in Use |  | 1990-04-26 |  | Petroleum | Unleaded gasoline | Unleaded gasoline | Retail | Single Wall, Steel | Steel | Coated & cathodic protection (sti-P3) |  | Double Wall, Fiberglass reinforced plastic |  |  |  | Catchment Basin, Single walled catchment basin | Automatic shutoff device At 95% full | Automatic shutoff device At 95% full |  |  | Statistical Inventory Reconciliation (SIR) | Single walled submersible pump containment sump | Automatic flow restrictor (MLLD), Containment Sump | Containment Sump |  |  | Statistical inventory reconciliation (SIR) | Statistical inventory reconciliation (SIR) |  | UST Currently In Use: 4; UST Temp Close: 0; AST Currently In Use: 0; AST Temp Closed: 0 | 4 | 0 | 4 | 16634-133-012329 | HAROLD L. MARTIN DISTRIBUTING CO INC
23503 | Currently in Use |  | 1990-04-26 |  | Petroleum | Premium gasoline | Premium gasoline | Retail | Single Wall, Steel | Steel | Coated & cathodic protection (sti-P3) |  | Double Wall, Fiberglass reinforced plastic |  |  |  | Catchment Basin, Single walled catchment basin | Automatic shutoff device At 95% full | Automatic shutoff device At 95% full |  |  | Statistical Inventory Reconciliation (SIR) | Single walled submersible pump containment sump | Automatic flow restrictor (MLLD), Containment Sump | Containment Sump |  |  | Statistical inventory reconciliation (SIR) | Statistical inventory reconciliation (SIR) |  | UST Currently In Use: 4; UST Temp Close: 0; AST Currently In Use: 0; AST Temp Closed: 0 | 4 | 0 | 4 | 16634-133-012329 | HAROLD L. MARTIN DISTRIBUTING CO INC
23504 | Currently in Use |  | 1990-04-26 |  | Petroleum | On road diesel | On road diesel | Retail | Single Wall, Steel | Steel | Coated & cathodic protection (sti-P3) |  | Double Wall, Fiberglass reinforced plastic |  |  |  | Catchment Basin, Single walled catchment basin | Automatic shutoff device At 95% full | Automatic shutoff device At 95% full |  |  | Statistical Inventory Reconciliation (SIR) | Single walled submersible pump containment sump | Automatic flow restrictor (MLLD), Containment Sump | Containment Sump |  |  | Statistical inventory reconciliation (SIR) | Statistical inventory reconciliation (SIR) |  | UST Currently In Use: 4; UST Temp Close: 0; AST Currently In Use: 0; AST Temp Closed: 0 | 4 | 0 | 4 | 16634-133-012329 | HAROLD L. MARTIN DISTRIBUTING CO INC
23505 | Currently in Use |  | 1990-04-26 |  | Petroleum | Other, OFF RD DSL | Other | Retail | Single Wall, Steel | Steel | Coated & cathodic protection (sti-P3) |  | Fiberglass reinforced plastic, Single Wall |  |  |  | Catchment Basin, Single walled catchment basin | Automatic shutoff device At 95% full | Automatic shutoff device At 95% full |  |  | Statistical Inventory Reconciliation (SIR) | Direct Bury submersible pump | [7 empty] | UST Currently In Use: 4; UST Temp Close: 0; AST Currently In Use: 0; AST Temp Closed: 0 | 4 | 0 | 4 | 16634-133-012329 | HAROLD L. MARTIN DISTRIBUTING CO INC
23506 | Permanently Closed | 1993-01-26 | 1968-01-01 | 1993-01-26 | Petroleum | On road diesel | On road diesel | Emergency Power Generator, State/Federal Government | Steel | Steel |  | Painted or None | Steel |  | 1901-01-01 | [15 empty] | UST Currently In Use: 0; UST Temp Close: 0; AST Currently In Use: 0; AST Temp Closed: 0 | 0 | 0 | 1 | 13620-007-002062 | NATIONAL WEATHER SERVICE
23507 | Permanently Closed | 1998-12-01 | 1983-01-01 | 1998-12-01 | Petroleum | On road diesel | On road diesel | Emergency Power Generator, State/Federal Government | Fiberglass coated steel | Fiberglass coated steel |  |  | Steel |  | 1901-01-01 | [15 empty] | UST Currently In Use: 0; UST Temp Close: 0; AST Currently In Use: 0; AST Temp Closed: 0 | 0 | 0 | 1 | 13620-089-002063 | NATIONAL WEATHER SERVICE
23508 | Permanently Closed | 1995-11-28 | 1974-01-01 | 1995-11-28 | Petroleum | On road diesel | On road diesel | Emergency Power Generator, State/Federal Government | Steel | Steel |  | Painted or None | Steel |  | 1901-01-01 | [15 empty] | UST Currently In Use: 0; UST Temp Close: 0; AST Currently In Use: 0; AST Temp Closed: 0 | 0 | 0 | 1 | 13620-097-002064 | NATIONAL WEATHER SERVICE
23509 | Permanently Closed | 1996-01-01 | 1976-01-01 | 1996-09-03 | Petroleum | On road diesel | On road diesel | Bulk facility, Emergency Power Generator, State/Federal Government | Steel | Steel |  | Painted or None | Steel |  | 1901-01-01 | [15 empty] | UST Currently In Use: 0; UST Temp Close: 0; AST Currently In Use: 0; AST Temp Closed: 0 | 0 | 0 | 1 | 13620-101-002065 | NATIONAL WEATHER SERVICE
23510 | Permanently Closed | 1990-07-18 | 1960-01-01 | 1990-07-18 | Petroleum | On road diesel | On road diesel | State/federal government | Steel | Steel |  |  |  |  | 1901-01-01 | [15 empty] | UST Currently In Use: 0; UST Temp Close: 0; AST Currently In Use: 0; AST Temp Closed: 0 | 0 | 0 | 2 | 13622-097-000331 | NAUMARCORESCEN
23511 | Permanently Closed | 1990-07-18 | 1960-01-01 | 1990-07-18 | Petroleum | Unleaded gasoline | Unleaded gasoline | State/federal government | Steel | Steel |  |  |  |  | 1901-01-01 | [15 empty] | UST Currently In Use: 0; UST Temp Close: 0; AST Currently In Use: 0; AST Temp Closed: 0 | 0 | 0 | 2 | 13622-097-000331 | NAUMARCORESCEN
23512 | Permanently Closed | 1994-11-18 | 1977-01-01 | 1994-11-18 | Petroleum | Unleaded gasoline | Unleaded gasoline | State/federal government | Steel | Steel |  | Painted or None | Other, STEEL |  | 1901-01-01 | [15 empty] | UST Currently In Use: 0; UST Temp Close: 0; AST Currently In Use: 1; AST Temp Closed: 0 | 0 | 0 | 4 | 13623-073-009220 | NAVAL & MARINE CORPS RESERVE CENTER
23513 | Permanently Closed | 1994-11-18 | 1977-01-01 | 1994-11-18 | Petroleum | On road diesel | On road diesel | State/federal government | Steel | Steel |  | Painted or None | Other, STEEL |  | 1901-01-01 | [15 empty] | UST Currently In Use: 0; UST Temp Close: 0; AST Currently In Use: 1; AST Temp Closed: 0 | 0 | 0 | 4 | 13623-073-009220 | NAVAL & MARINE CORPS RESERVE CENTER
23514 | Permanently Closed | 1994-11-18 | 1983-01-01 | 1994-11-18 | Petroleum | Unleaded gasoline | Unleaded gasoline | State/federal government | Steel | Steel |  | Painted or None | Other, STEEL |  | 1901-01-01 | [15 empty] | UST Currently In Use: 0; UST Temp Close: 0; AST Currently In Use: 1; AST Temp Closed: 0 | 0 | 0 | 4 | 13623-073-009220 | NAVAL & MARINE CORPS RESERVE CENTER
23515 | Permanently Closed | 1990-08-31 | 1977-01-01 | 1990-08-31 | Petroleum | Used oil | Used oil | State/federal government | Steel | Steel |  | Painted or None | Other, STEEL |  | 1901-01-01 | [15 empty] | UST Currently In Use: 0; UST Temp Close: 0; AST Currently In Use: 1; AST Temp Closed: 0 | 0 | 0 | 4 | 13623-073-009220 | NAVAL & MARINE CORPS RESERVE CENTER
23519 | Retired | 1988-01-01 | 1967-01-01 |  | Petroleum | Unleaded gasoline | Unleaded gasoline |  | Steel | Steel |  |  |  |  | 1901-01-01 | [15 empty] | UST Currently In Use: 0; UST Temp Close: 0; AST Currently In Use: 0; AST Temp Closed: 0 | 0 | 0 | 0 | 13625-079-011220 | NEAL WILLIAMS
23520 | Retired | 1988-01-01 | 1967-01-01 |  | Petroleum | Unleaded gasoline | Unleaded gasoline |  | Steel | Steel |  |  |  |  | 1901-01-01 | [15 empty] | UST Currently In Use: 0; UST Temp Close: 0; AST Currently In Use: 0; AST Temp Closed: 0 | 0 | 0 | 0 | 13625-079-011220 | NEAL WILLIAMS
23521 | Permanently Closed | 1993-02-17 | 1978-01-01 | 1993-02-17 | Petroleum | Unleaded gasoline | Unleaded gasoline |  | Steel | Steel |  | Painted or None | Steel |  | 1901-01-01 | [15 empty] | UST Currently In Use: 0; UST Temp Close: 0; AST Currently In Use: 0; AST Temp Closed: 0 | 0 | 0 | 1 | 13626-097-005621 | NEGUS MARINE
23522 | Retired | 1987-12-01 | 1985-01-01 |  | Petroleum | Unleaded gasoline | Unleaded gasoline |  | Steel | Steel | Other, STIP-3 |  | Steel |  | 1901-01-01 | [15 empty] | UST Currently In Use: 0; UST Temp Close: 0; AST Currently In Use: 0; AST Temp Closed: 0 | 0 | 0 | 0 | 13627-073-011992 | NEIL BONNETTS GRAND RACE CARS INC
23523 | Permanently Closed | 1998-12-22 | 1978-01-01 | 1998-12-28 | Petroleum | Unleaded gasoline | Unleaded gasoline | [7 empty] | 1901-01-01 | [6 empty] | Statistical Inventory Reconciliation (SIR) | [8 empty] | UST Currently In Use: 0; UST Temp Close: 0; AST Currently In Use: 0; AST Temp Closed: 0 | 0 | 0 | 2 | 13628-077-009793 | MITCHELL ENTERPRISES INC
23524 | Permanently Closed | 1998-12-22 | 1978-01-01 | 1998-12-22 | Petroleum | Used oil | Used oil | [5 empty] | Steel |  | 1901-01-01 | [15 empty] | UST Currently In Use: 0; UST Temp Close: 0; AST Currently In Use: 0; AST Temp Closed: 0 | 0 | 0 | 2 | 13628-077-009793 | MITCHELL ENTERPRISES INC
23525 | Permanently Closed | 1990-08-23 | 1974-01-01 | 1990-08-23 | Petroleum | Unleaded gasoline | Unleaded gasoline |  | Steel | Steel |  |  | Steel |  | 1901-01-01 | [15 empty] | UST Currently In Use: 0; UST Temp Close: 0; AST Currently In Use: 0; AST Temp Closed: 0 | 0 | 0 | 2 | 13629-051-003392 | NELLS COUNTRY STORE
23526 | Permanently Closed | 1990-08-23 | 1974-01-01 | 1990-08-23 | Petroleum | Unleaded gasoline | Unleaded gasoline |  | Steel | Steel |  |  | Steel |  | 1901-01-01 | [15 empty] | UST Currently In Use: 0; UST Temp Close: 0; AST Currently In Use: 0; AST Temp Closed: 0 | 0 | 0 | 2 | 13629-051-003392 | NELLS COUNTRY STORE
23527 | Permanently Closed | 1991-09-24 | 1977-01-01 | 1991-09-24 | Petroleum | Unleaded gasoline | Unleaded gasoline |  | Steel | Steel |  | Painted or None | Steel |  | 1901-01-01 | [15 empty] | UST Currently In Use: 0; UST Temp Close: 0; AST Currently In Use: 0; AST Temp Closed: 0 | 0 | 0 | 1 | 13630-031-007908 | NELLINE HUDSON GROCERY
23528 | Retired | 1980-06-01 | 1963-01-01 |  | Petroleum | Unleaded gasoline | Unleaded gasoline |  | Steel | Steel |  | Painted or None | Steel |  | 1901-01-01 | [15 empty] | UST Currently In Use: 0; UST Temp Close: 0; AST Currently In Use: 0; AST Temp Closed: 0 | 0 | 0 | 1 | 13630-031-007908 | NELLINE HUDSON GROCERY
23529 | Permanently Closed | 1992-12-12 | 1976-01-01 |  | Petroleum | On road diesel | On road diesel |  | Steel | Steel |  | Painted or None |  |  | 1901-01-01 | [15 empty] | UST Currently In Use: 0; UST Temp Close: 0; AST Currently In Use: 0; AST Temp Closed: 0 | 0 | 0 | 3 | 13631-127-001825 | NELSON BROTHERS INC
23530 | Permanently Closed | 1992-12-12 | 1976-01-01 |  | Petroleum | On road diesel | On road diesel |  | Steel | Steel |  | Painted or None |  |  | 1901-01-01 | [15 empty] | UST Currently In Use: 0; UST Temp Close: 0; AST Currently In Use: 0; AST Temp Closed: 0 | 0 | 0 | 3 | 13631-127-001825 | NELSON BROTHERS INC
23531 | Permanently Closed | 1997-08-01 | 1974-01-01 | 1997-08-21 | Petroleum | On road diesel | On road diesel |  | Steel | Steel |  | Painted or None |  |  | 1901-01-01 | [15 empty] | UST Currently In Use: 0; UST Temp Close: 0; AST Currently In Use: 0; AST Temp Closed: 0 | 0 | 0 | 3 | 13631-127-001825 | NELSON BROTHERS INC
23532 | Permanently Closed | 1991-09-17 | 1980-01-01 | 1991-09-17 | Petroleum | Kerosene | Kerosene |  | Steel | Steel |  | Painted or None | Steel |  | 1901-01-01 | [15 empty] | UST Currently In Use: 0; UST Temp Close: 0; AST Currently In Use: 0; AST Temp Closed: 0 | 0 | 0 | 6 | 13632-049-009417 | NELSON L BAILEY
23533 | Permanently Closed | 1991-09-17 | 1977-01-01 | 1991-09-17 | Petroleum | Unleaded gasoline | Unleaded gasoline |  | Steel | Steel |  | Painted or None | Steel |  | 1901-01-01 | [15 empty] | UST Currently In Use: 0; UST Temp Close: 0; AST Currently In Use: 0; AST Temp Closed: 0 | 0 | 0 | 6 | 13632-049-009417 | NELSON L BAILEY
23534 | Permanently Closed | 1991-09-17 | 1977-01-01 | 1991-09-17 | Petroleum | Unleaded gasoline | Unleaded gasoline |  | Steel | Steel |  | Painted or None | Steel |  | 1901-01-01 | [15 empty] | UST Currently In Use: 0; UST Temp Close: 0; AST Currently In Use: 0; AST Temp Closed: 0 | 0 | 0 | 6 | 13632-049-009417 | NELSON L BAILEY
23535 | Permanently Closed | 1991-09-17 | 1977-01-01 | 1991-09-17 | Petroleum | Unleaded gasoline | Unleaded gasoline |  | Steel | Steel |  | Painted or None | Steel |  | 1901-01-01 | [15 empty] | UST Currently In Use: 0; UST Temp Close: 0; AST Currently In Use: 0; AST Temp Closed: 0 | 0 | 0 | 6 | 13632-049-009417 | NELSON L BAILEY
23536 | Permanently Closed | 1991-09-17 | 1977-01-01 | 1991-09-17 | Petroleum | Unleaded gasoline | Unleaded gasoline |  | Steel | Steel |  | Painted or None | Steel |  | 1901-01-01 | [15 empty] | UST Currently In Use: 0; UST Temp Close: 0; AST Currently In Use: 0; AST Temp Closed: 0 | 0 | 0 | 6 | 13632-049-009417 | NELSON L BAILEY
23537 | Permanently Closed | 1991-09-17 | 1978-01-01 | 1991-09-17 | Petroleum | On road diesel | On road diesel |  | Steel | Steel |  | Painted or None | Steel |  | 1901-01-01 | [15 empty] | UST Currently In Use: 0; UST Temp Close: 0; AST Currently In Use: 0; AST Temp Closed: 0 | 0 | 0 | 6 | 13632-049-009417 | NELSON L BAILEY
23538 | Temporary Closed | 2023-04-03 | 1979-01-01 |  | Petroleum | Other, METHANOL | Other |  | Steel | Steel | Field installed cathodic protection, SEE CMMNT |  | Steel |  |  | Field installed cathodic protection | Catchment Basin, Single walled catchment basin | Automatic shutoff device At 95% full | Automatic shutoff device At 95% full |  |  | Continuous Automatic Tank Gauge |  | Automatic flow restrictor (MLLD) | Automatic flow restrictor (MLLD) |  |  | Annual line testing | Annual line testing |  | UST Currently In Use: 1; UST Temp Close: 2; AST Currently In Use: 0; AST Temp Closed: 0 | 1 | 2 | 1 | 13633-101-011050 | NELSON PAINT COMPANY of Alabama
23540 | Temporary Closed | 2023-04-03 | 1979-01-01 |  | Hazardous Substance |  |  |  | Steel | Steel | Field installed cathodic protection, SEE CMMNT |  | Steel |  |  | Field installed cathodic protection | Catchment Basin, Single walled catchment basin | Automatic shutoff device At 95% full | Automatic shutoff device At 95% full |  |  | Continuous Automatic Tank Gauge |  | Automatic flow restrictor (MLLD) | Automatic flow restrictor (MLLD) |  |  | Annual line testing | Annual line testing |  | UST Currently In Use: 1; UST Temp Close: 2; AST Currently In Use: 0; AST Temp Closed: 0 | 1 | 2 | 1 | 13633-101-011050 | NELSON PAINT COMPANY of Alabama
23541 | Permanently Closed | 1984-06-01 | 1972-01-01 | 1988-06-21 | Hazardous Substance |  |  |  | Steel | Steel | Other, SEE CMMNT | Painted or None | Steel |  | 1901-01-01 | [15 empty] | UST Currently In Use: 1; UST Temp Close: 2; AST Currently In Use: 0; AST Temp Closed: 0 | 1 | 2 | 1 | 13633-101-011050 | NELSON PAINT COMPANY of Alabama
23542 | Permanently Closed | 1987-01-01 | 1901-01-01 |  | Petroleum | Unleaded gasoline | Unleaded gasoline | [23 empty] | UST Currently In Use: 0; UST Temp Close: 0; AST Currently In Use: 0; AST Temp Closed: 0 | 0 | 0 | 1 | 13634-097-000527 | CLEARVIEW PROPERTIES
23543 | Permanently Closed | 1988-10-01 | 1973-01-01 | 1988-12-06 | Petroleum | Unleaded gasoline | Unleaded gasoline |  | Steel | Steel |  | Painted or None | Steel |  | 1901-01-01 | [15 empty] | UST Currently In Use: 0; UST Temp Close: 0; AST Currently In Use: 0; AST Temp Closed: 0 | 0 | 0 | 2 | 13635-127-009454 | NESMITH GROCERY
23544 | Permanently Closed | 1988-10-01 | 1973-01-01 | 1988-12-06 | Petroleum | Unleaded gasoline | Unleaded gasoline |  | Steel | Steel |  | Painted or None | Steel |  | 1901-01-01 | [15 empty] | UST Currently In Use: 0; UST Temp Close: 0; AST Currently In Use: 0; AST Temp Closed: 0 | 0 | 0 | 2 | 13635-127-009454 | NESMITH GROCERY
23548 | Permanently Closed | 1992-01-02 | 1973-01-01 | 1992-01-02 | Petroleum | Unleaded gasoline | Unleaded gasoline |  | Steel | Steel |  |  | Steel |  | 1901-01-01 | [15 empty] | UST Currently In Use: 0; UST Temp Close: 0; AST Currently In Use: 0; AST Temp Closed: 0 | 0 | 0 | 2 | 13637-101-009310 | MCINNIS CORPORATION
23549 | Permanently Closed | 1992-01-02 | 1973-01-01 | 1992-01-02 | Petroleum | On road diesel | On road diesel |  | Steel | Steel |  |  | Steel |  | 1901-01-01 | [15 empty] | UST Currently In Use: 0; UST Temp Close: 0; AST Currently In Use: 0; AST Temp Closed: 0 | 0 | 0 | 2 | 13637-101-009310 | MCINNIS CORPORATION
23550 | Permanently Closed | 1997-05-01 | 1970-01-01 | 1997-10-15 | Petroleum | Unleaded gasoline | Unleaded gasoline |  | Steel | Steel |  | Painted or None | Steel |  | 1901-01-01 | [12 empty] | Annual line testing | Annual line testing |  | UST Currently In Use: 0; UST Temp Close: 0; AST Currently In Use: 0; AST Temp Closed: 0 | 0 | 0 | 7 | 13638-013-007886 | NEWTON OIL COMPANY
23551 | Permanently Closed | 1997-05-01 | 1970-01-01 | 1997-10-15 | Petroleum | Unleaded gasoline | Unleaded gasoline |  | Steel | Steel |  | Painted or None | Steel |  | 1901-01-01 | [12 empty] | Annual line testing | Annual line testing |  | UST Currently In Use: 0; UST Temp Close: 0; AST Currently In Use: 0; AST Temp Closed: 0 | 0 | 0 | 7 | 13638-013-007886 | NEWTON OIL COMPANY
23552 | Permanently Closed | 1997-05-01 | 1970-01-01 | 1997-10-15 | Petroleum | On road diesel | On road diesel |  | Steel | Steel |  | Painted or None | Steel |  | 1901-01-01 | [15 empty] | UST Currently In Use: 0; UST Temp Close: 0; AST Currently In Use: 0; AST Temp Closed: 0 | 0 | 0 | 7 | 13638-013-007886 | NEWTON OIL COMPANY
23553 | Permanently Closed | 1997-05-01 | 1970-01-01 | 1997-10-15 | Petroleum | On road diesel | On road diesel |  | Steel | Steel |  | Painted or None | Steel |  | 1901-01-01 | [12 empty] | Annual line testing | Annual line testing |  | UST Currently In Use: 0; UST Temp Close: 0; AST Currently In Use: 0; AST Temp Closed: 0 | 0 | 0 | 7 | 13638-013-007886 | NEWTON OIL COMPANY
23554 | Permanently Closed | 1997-05-01 | 1973-01-01 | 1997-10-15 | Petroleum | On road diesel | On road diesel |  | Steel | Steel |  | Painted or None | Steel |  | 1901-01-01 | [12 empty] | Annual line testing | Annual line testing |  | UST Currently In Use: 0; UST Temp Close: 0; AST Currently In Use: 0; AST Temp Closed: 0 | 0 | 0 | 7 | 13638-013-007886 | NEWTON OIL COMPANY
23555 | Permanently Closed | 1997-05-01 | 1970-01-01 | 1997-10-15 | Petroleum | On road diesel | On road diesel |  | Steel | Steel |  | Painted or None | Steel |  | 1901-01-01 | [12 empty] | Annual line testing | Annual line testing |  | UST Currently In Use: 0; UST Temp Close: 0; AST Currently In Use: 0; AST Temp Closed: 0 | 0 | 0 | 7 | 13638-013-007886 | NEWTON OIL COMPANY
23556 | Permanently Closed | 1997-05-01 | 1973-01-01 | 1997-12-15 | Petroleum | On road diesel | On road diesel |  | Steel | Steel |  | Painted or None | Steel |  | 1901-01-01 | [12 empty] | Annual line testing | Annual line testing |  | UST Currently In Use: 0; UST Temp Close: 0; AST Currently In Use: 0; AST Temp Closed: 0 | 0 | 0 | 7 | 13638-013-007886 | NEWTON OIL COMPANY
23557 | Permanently Closed | 1995-07-01 | 1973-01-01 | 1995-07-14 | Petroleum | Unleaded gasoline | Unleaded gasoline |  | Steel | Steel |  | Painted or None | Steel |  | 1901-01-01 | [15 empty] | UST Currently In Use: 0; UST Temp Close: 0; AST Currently In Use: 0; AST Temp Closed: 0 | 0 | 0 | 6 | 13638-013-007888 | NEWTON OIL COMPANY
23558 | Permanently Closed | 1995-07-01 | 1971-01-01 | 1995-07-14 | Petroleum | Unleaded gasoline | Unleaded gasoline |  | Steel | Steel |  | Painted or None | Steel |  | 1901-01-01 | [15 empty] | UST Currently In Use: 0; UST Temp Close: 0; AST Currently In Use: 0; AST Temp Closed: 0 | 0 | 0 | 6 | 13638-013-007888 | NEWTON OIL COMPANY
23559 | Permanently Closed | 1995-07-01 | 1971-01-01 | 1995-07-14 | Petroleum | Unleaded gasoline | Unleaded gasoline |  | Steel | Steel |  | Painted or None | Steel |  | 1901-01-01 | [15 empty] | UST Currently In Use: 0; UST Temp Close: 0; AST Currently In Use: 0; AST Temp Closed: 0 | 0 | 0 | 6 | 13638-013-007888 | NEWTON OIL COMPANY
23560 | Permanently Closed | 1995-07-01 | 1971-01-01 | 1995-07-14 | Petroleum | On road diesel | On road diesel |  | Steel | Steel |  | Painted or None | Steel |  | 1901-01-01 | [15 empty] | UST Currently In Use: 0; UST Temp Close: 0; AST Currently In Use: 0; AST Temp Closed: 0 | 0 | 0 | 6 | 13638-013-007888 | NEWTON OIL COMPANY
23561 | Permanently Closed | 1995-07-01 | 1975-01-01 | 1995-07-14 | Petroleum | On road diesel | On road diesel |  | Steel | Steel |  | Painted or None | Steel |  | 1901-01-01 | [15 empty] | UST Currently In Use: 0; UST Temp Close: 0; AST Currently In Use: 0; AST Temp Closed: 0 | 0 | 0 | 6 | 13638-013-007888 | NEWTON OIL COMPANY
23562 | Permanently Closed | 1995-07-01 | 1978-01-01 | 1995-07-14 | Petroleum | On road diesel | On road diesel |  | Steel | Steel |  | Painted or None | Steel |  | 1901-01-01 | [15 empty] | UST Currently In Use: 0; UST Temp Close: 0; AST Currently In Use: 0; AST Temp Closed: 0 | 0 | 0 | 6 | 13638-013-007888 | NEWTON OIL COMPANY
23563 | Permanently Closed | 1997-07-01 | 1971-01-01 | 1997-10-16 | Petroleum | Unleaded gasoline | Unleaded gasoline |  | Steel | Steel |  | Painted or None | Steel |  | 1901-01-01 | [15 empty] | UST Currently In Use: 0; UST Temp Close: 0; AST Currently In Use: 0; AST Temp Closed: 0 | 0 | 0 | 3 | 13638-013-007889 | NEWTON OIL COMPANY
23564 | Permanently Closed | 1997-07-01 | 1971-01-01 | 1997-10-16 | Petroleum | Unleaded gasoline | Unleaded gasoline |  | Steel | Steel |  | Painted or None | Steel |  | 1901-01-01 | [15 empty] | UST Currently In Use: 0; UST Temp Close: 0; AST Currently In Use: 0; AST Temp Closed: 0 | 0 | 0 | 3 | 13638-013-007889 | NEWTON OIL COMPANY
23565 | Permanently Closed | 1997-07-01 | 1977-01-01 | 1997-10-16 | Petroleum | Unleaded gasoline | Unleaded gasoline |  | Steel | Steel |  | Painted or None | Steel |  | 1901-01-01 | [15 empty] | UST Currently In Use: 0; UST Temp Close: 0; AST Currently In Use: 0; AST Temp Closed: 0 | 0 | 0 | 3 | 13638-013-007889 | NEWTON OIL COMPANY
23566 | Retired | 1985-01-01 | 1963-01-01 |  | Petroleum | Unleaded gasoline | Unleaded gasoline |  | Steel | Steel |  | Painted or None | Steel |  | 1901-01-01 | [15 empty] | UST Currently In Use: 0; UST Temp Close: 0; AST Currently In Use: 0; AST Temp Closed: 0 | 0 | 0 | 0 | 13638-013-007890 | NEWTON OIL COMPANY
23567 | Retired | 1985-01-01 | 1963-01-01 |  | Petroleum | Unleaded gasoline | Unleaded gasoline |  | Steel | Steel |  | Painted or None | Steel |  | 1901-01-01 | [15 empty] | UST Currently In Use: 0; UST Temp Close: 0; AST Currently In Use: 0; AST Temp Closed: 0 | 0 | 0 | 0 | 13638-013-007890 | NEWTON OIL COMPANY
23568 | Retired | 1985-01-01 | 1963-01-01 |  | Petroleum | Unleaded gasoline | Unleaded gasoline |  | Steel | Steel |  | Painted or None | Steel |  | 1901-01-01 | [15 empty] | UST Currently In Use: 0; UST Temp Close: 0; AST Currently In Use: 0; AST Temp Closed: 0 | 0 | 0 | 0 | 13638-013-007890 | NEWTON OIL COMPANY
23569 | Permanently Closed | 1994-08-22 | 1968-01-01 | 1994-08-22 | Petroleum | Unleaded gasoline | Unleaded gasoline |  | Steel | Steel |  | Painted or None | Steel |  | 1901-01-01 | [15 empty] | UST Currently In Use: 0; UST Temp Close: 0; AST Currently In Use: 0; AST Temp Closed: 0 | 0 | 0 | 2 | 13638-013-007892 | NEWTON OIL COMPANY
23570 | Permanently Closed | 1994-08-22 | 1968-01-01 | 1994-08-22 | Petroleum | Unleaded gasoline | Unleaded gasoline |  | Steel | Steel |  | Painted or None | Steel |  | 1901-01-01 | [15 empty] | UST Currently In Use: 0; UST Temp Close: 0; AST Currently In Use: 0; AST Temp Closed: 0 | 0 | 0 | 2 | 13638-013-007892 | NEWTON OIL COMPANY
23571 | Permanently Closed | 1995-10-01 | 1969-01-01 | 1996-09-30 | Petroleum | Unleaded gasoline | Unleaded gasoline |  | Steel | Steel |  | Painted or None | Steel |  | 1901-01-01 | [15 empty] | UST Currently In Use: 0; UST Temp Close: 0; AST Currently In Use: 0; AST Temp Closed: 0 | 0 | 0 | 3 | 13638-013-007893 | NEWTON OIL COMPANY
23572 | Permanently Closed | 1995-10-01 | 1969-01-01 | 1996-09-30 | Petroleum | Unleaded gasoline | Unleaded gasoline |  | Steel | Steel |  | Painted or None | Steel |  | 1901-01-01 | [15 empty] | UST Currently In Use: 0; UST Temp Close: 0; AST Currently In Use: 0; AST Temp Closed: 0 | 0 | 0 | 3 | 13638-013-007893 | NEWTON OIL COMPANY
23573 | Permanently Closed | 1995-10-01 | 1978-01-01 | 1996-09-30 | Petroleum | Unleaded gasoline | Unleaded gasoline |  | Steel | Steel |  | Painted or None | Steel |  | 1901-01-01 | [15 empty] | UST Currently In Use: 0; UST Temp Close: 0; AST Currently In Use: 0; AST Temp Closed: 0 | 0 | 0 | 3 | 13638-013-007893 | NEWTON OIL COMPANY
23574 | Permanently Closed | 1998-01-27 | 1972-01-01 | 1998-01-27 | Petroleum | Unleaded gasoline | Unleaded gasoline |  | Steel | Steel |  | Painted or None | Steel |  | 1901-01-01 | [15 empty] | UST Currently In Use: 0; UST Temp Close: 0; AST Currently In Use: 0; AST Temp Closed: 0 | 0 | 0 | 4 | 13638-013-007895 | NEWTON OIL COMPANY
23575 | Permanently Closed | 1998-01-27 | 1972-01-01 | 1998-01-27 | Petroleum | Unleaded gasoline | Unleaded gasoline |  | Steel | Steel |  | Painted or None | Steel |  | 1901-01-01 | [15 empty] | UST Currently In Use: 0; UST Temp Close: 0; AST Currently In Use: 0; AST Temp Closed: 0 | 0 | 0 | 4 | 13638-013-007895 | NEWTON OIL COMPANY
23576 | Permanently Closed | 1998-01-27 | 1972-01-01 | 1998-01-27 | Petroleum | On road diesel | On road diesel |  | Steel | Steel |  | Painted or None | Steel |  | 1901-01-01 | [15 empty] | UST Currently In Use: 0; UST Temp Close: 0; AST Currently In Use: 0; AST Temp Closed: 0 | 0 | 0 | 4 | 13638-013-007895 | NEWTON OIL COMPANY
23577 | Permanently Closed | 1998-01-27 | 1972-01-01 | 1998-01-27 | Petroleum | On road diesel | On road diesel |  | Steel | Steel |  | Painted or None | Steel |  | 1901-01-01 | [15 empty] | UST Currently In Use: 0; UST Temp Close: 0; AST Currently In Use: 0; AST Temp Closed: 0 | 0 | 0 | 4 | 13638-013-007895 | NEWTON OIL COMPANY
23578 | Permanently Closed | 1901-01-01 | 1969-01-01 | 1988-11-01 | Petroleum | Unleaded gasoline | Unleaded gasoline |  | Steel | Steel |  | Painted or None | Steel |  | 1901-01-01 | [15 empty] | UST Currently In Use: 0; UST Temp Close: 0; AST Currently In Use: 0; AST Temp Closed: 0 | 0 | 0 | 3 | 13638-013-007896 | NEWTON OIL COMPANY
23579 | Permanently Closed | 1901-01-01 | 1979-01-01 | 1988-11-01 | Petroleum | Unleaded gasoline | Unleaded gasoline |  | Steel | Steel |  | Painted or None | Steel |  | 1901-01-01 | [15 empty] | UST Currently In Use: 0; UST Temp Close: 0; AST Currently In Use: 0; AST Temp Closed: 0 | 0 | 0 | 3 | 13638-013-007896 | NEWTON OIL COMPANY
23580 | Permanently Closed | 1901-01-01 | 1972-01-01 | 1988-11-01 | Petroleum | Unleaded gasoline | Unleaded gasoline |  | Steel | Steel |  | Painted or None | Steel |  | 1901-01-01 | [15 empty] | UST Currently In Use: 0; UST Temp Close: 0; AST Currently In Use: 0; AST Temp Closed: 0 | 0 | 0 | 3 | 13638-013-007896 | NEWTON OIL COMPANY
23581 | Permanently Closed | 2007-02-27 | 1983-05-01 | 2007-02-27 | Petroleum | Unleaded gasoline | Unleaded gasoline | Retail | Steel | Steel | Field installed cathodic protection |  | Steel |  | 1901-01-01 | Field installed cathodic protection | Catchment Basin, Single walled catchment basin | Automatic shutoff device At 95% full | Automatic shutoff device At 95% full |  |  | Automatic Tank Gauge | [8 empty] | UST Currently In Use: 0; UST Temp Close: 0; AST Currently In Use: 0; AST Temp Closed: 0 | 0 | 0 | 5 | 13638-013-012995 | NEWTON OIL COMPANY
23582 | Permanently Closed | 2007-02-27 | 1983-05-01 | 2007-02-27 | Petroleum | Mid-grade gasoline | Mid-grade gasoline | Retail | Steel | Steel | Field installed cathodic protection |  | Steel |  | 1901-01-01 | Field installed cathodic protection | Catchment Basin, Single walled catchment basin | Automatic shutoff device At 95% full | Automatic shutoff device At 95% full | [11 empty] | UST Currently In Use: 0; UST Temp Close: 0; AST Currently In Use: 0; AST Temp Closed: 0 | 0 | 0 | 5 | 13638-013-012995 | NEWTON OIL COMPANY
23583 | Permanently Closed | 2007-02-27 | 1983-05-01 | 2007-02-27 | Petroleum | Premium gasoline | Premium gasoline | Retail | Steel | Steel | Field installed cathodic protection |  | Steel |  | 1901-01-01 | Field installed cathodic protection | Catchment Basin, Single walled catchment basin | Automatic shutoff device At 95% full | Automatic shutoff device At 95% full |  |  | Automatic Tank Gauge | [8 empty] | UST Currently In Use: 0; UST Temp Close: 0; AST Currently In Use: 0; AST Temp Closed: 0 | 0 | 0 | 5 | 13638-013-012995 | NEWTON OIL COMPANY
23584 | Permanently Closed | 2003-12-08 | 1983-05-01 | 2003-12-08 | Petroleum | On road diesel | On road diesel | Retail | Steel | Steel | Field installed cathodic protection |  | Steel |  | 1901-01-01 | Field installed cathodic protection | Catchment Basin, Single walled catchment basin | Automatic shutoff device At 95% full, Flow Rest 90% Full | Flow Rest 90% Full |  |  | Statistical Inventory Reconciliation (SIR) | [5 empty] | Statistical inventory reconciliation (SIR) | Statistical inventory reconciliation (SIR) |  | UST Currently In Use: 0; UST Temp Close: 0; AST Currently In Use: 0; AST Temp Closed: 0 | 0 | 0 | 5 | 13638-013-012995 | NEWTON OIL COMPANY
23585 | Permanently Closed | 1996-03-01 | 1969-01-01 | 1996-05-14 | Petroleum | Unleaded gasoline | Unleaded gasoline | Retail | Steel | Steel |  | Painted or None | Steel |  | 1901-01-01 | [12 empty] | Annual line testing | Annual line testing |  | UST Currently In Use: 1; UST Temp Close: 1; AST Currently In Use: 0; AST Temp Closed: 0 | 1 | 1 | 3 | 25105-085-007887 | MISHBAH UDDIN
23586 | Permanently Closed | 1996-04-01 | 1975-01-01 | 1996-04-30 | Petroleum | Unleaded gasoline | Unleaded gasoline | Retail | Steel | Steel |  | Painted or None | Steel |  | 1901-01-01 | [12 empty] | Annual line testing | Annual line testing |  | UST Currently In Use: 1; UST Temp Close: 1; AST Currently In Use: 0; AST Temp Closed: 0 | 1 | 1 | 3 | 25105-085-007887 | MISHBAH UDDIN
23587 | Permanently Closed | 1996-04-01 | 1980-01-01 | 1996-04-30 | Petroleum | On road diesel | On road diesel | Retail | Steel | Steel |  | Painted or None | Steel |  | 1901-01-01 | [12 empty] | Annual line testing | Annual line testing |  | UST Currently In Use: 1; UST Temp Close: 1; AST Currently In Use: 0; AST Temp Closed: 0 | 1 | 1 | 3 | 25105-085-007887 | MISHBAH UDDIN
23588 | Permanently Closed | 1998-07-01 | 1977-01-01 | 1998-07-01 | Petroleum | Unleaded gasoline | Unleaded gasoline |  | Steel | Steel |  | Painted or None | Steel |  | 1901-01-01 | [12 empty] | Annual line testing | Annual line testing |  | UST Currently In Use: 0; UST Temp Close: 3; AST Currently In Use: 0; AST Temp Closed: 0 | 0 | 3 | 2 | 24680-085-007891 | WILL BRUSER (BRUSER TRUST)
23589 | Permanently Closed | 1998-07-01 | 1977-01-01 | 1998-07-01 | Petroleum | Unleaded gasoline | Unleaded gasoline |  | Steel | Steel |  | Painted or None | Steel |  | 1901-01-01 | [12 empty] | Annual line testing | Annual line testing |  | UST Currently In Use: 0; UST Temp Close: 3; AST Currently In Use: 0; AST Temp Closed: 0 | 0 | 3 | 2 | 24680-085-007891 | WILL BRUSER (BRUSER TRUST)
23590 | Permanently Closed | 1995-07-01 | 1980-01-01 | 1995-12-05 | Petroleum | Unleaded gasoline | Unleaded gasoline |  | Steel | Steel |  | Painted or None | Steel |  | 1901-01-01 | [15 empty] | UST Currently In Use: 0; UST Temp Close: 0; AST Currently In Use: 0; AST Temp Closed: 0 | 0 | 0 | 2 | 13638-085-007899 | NEWTON OIL COMPANY
23591 | Permanently Closed | 1995-07-01 | 1980-01-01 | 1995-12-05 | Petroleum | Unleaded gasoline | Unleaded gasoline |  | Steel | Steel |  | Painted or None | Steel |  | 1901-01-01 | [15 empty] | UST Currently In Use: 0; UST Temp Close: 0; AST Currently In Use: 0; AST Temp Closed: 0 | 0 | 0 | 2 | 13638-085-007899 | NEWTON OIL COMPANY
23592 | Permanently Closed | 1985-01-01 | 1969-01-01 | 1987-03-02 | Petroleum | Unleaded gasoline | Unleaded gasoline |  | Steel | Steel |  | Painted or None | Steel |  | 1901-01-01 | [15 empty] | UST Currently In Use: 0; UST Temp Close: 0; AST Currently In Use: 0; AST Temp Closed: 0 | 0 | 0 | 2 | 13640-031-007805 | NICHOLS OLDS
23593 | Permanently Closed | 1992-10-01 | 1979-01-01 | 1993-04-19 | Petroleum | Used oil | Used oil |  | Steel | Steel |  | Painted or None | Steel |  | 1901-01-01 | [15 empty] | UST Currently In Use: 0; UST Temp Close: 0; AST Currently In Use: 0; AST Temp Closed: 0 | 0 | 0 | 2 | 13640-031-007805 | NICHOLS OLDS
23594 | Permanently Closed | 1992-09-25 | 1970-01-01 | 1992-09-25 | Petroleum | Unleaded gasoline | Unleaded gasoline |  | Steel | Steel |  | Painted or None | Steel |  | 1901-01-01 | [15 empty] | UST Currently In Use: 0; UST Temp Close: 0; AST Currently In Use: 0; AST Temp Closed: 0 | 0 | 0 | 3 | 13644-039-013108 | RICHARD WHITE
23595 | Permanently Closed | 1992-09-25 | 1956-01-01 | 1992-09-25 | Petroleum | Unleaded gasoline | Unleaded gasoline |  | Steel | Steel |  | Painted or None | Steel |  | 1901-01-01 | [15 empty] | UST Currently In Use: 0; UST Temp Close: 0; AST Currently In Use: 0; AST Temp Closed: 0 | 0 | 0 | 3 | 13644-039-013108 | RICHARD WHITE
23596 | Permanently Closed | 1992-09-25 | 1956-01-01 | 1992-09-25 | Petroleum | Unleaded gasoline | Unleaded gasoline |  | Steel | Steel |  | Painted or None | Steel |  | 1901-01-01 | [15 empty] | UST Currently In Use: 0; UST Temp Close: 0; AST Currently In Use: 0; AST Temp Closed: 0 | 0 | 0 | 3 | 13644-039-013108 | RICHARD WHITE
23598 | Permanently Closed | 1901-01-01 | 1979-01-01 | 1988-12-21 | Petroleum | On road diesel | On road diesel |  | Steel | Steel |  |  |  |  | 1901-01-01 | [15 empty] | UST Currently In Use: 0; UST Temp Close: 0; AST Currently In Use: 0; AST Temp Closed: 0 | 0 | 0 | 2 | 13647-097-011325 | NL PETROLEUM SERVICES INC
23599 | Permanently Closed | 1901-01-01 | 1979-01-01 | 1988-12-21 | Petroleum | Unleaded gasoline | Unleaded gasoline |  | Steel | Steel |  |  |  |  | 1901-01-01 | [15 empty] | UST Currently In Use: 0; UST Temp Close: 0; AST Currently In Use: 0; AST Temp Closed: 0 | 0 | 0 | 2 | 13647-097-011325 | NL PETROLEUM SERVICES INC
23600 | Permanently Closed | 1990-10-01 | 1977-01-01 | 1990-11-01 | Petroleum | Unleaded gasoline | Unleaded gasoline |  | Steel | Steel |  | Painted or None | Steel |  | 1901-01-01 | [15 empty] | UST Currently In Use: 0; UST Temp Close: 0; AST Currently In Use: 0; AST Temp Closed: 0 | 0 | 0 | 1 | 13648-101-006053 | NOLAND CO
23601 | Permanently Closed | 1990-06-01 | 1974-01-01 | 1990-06-01 | Petroleum | Unleaded gasoline | Unleaded gasoline |  | Steel | Steel |  |  | Steel |  | 1901-01-01 | [15 empty] | UST Currently In Use: 0; UST Temp Close: 0; AST Currently In Use: 0; AST Temp Closed: 0 | 0 | 0 | 1 | 13649-073-004415 | NOLAND CO
23602 | Permanently Closed | 1990-06-20 | 1964-01-01 | 1990-06-20 | Petroleum | Unleaded gasoline | Unleaded gasoline |  | Steel | Steel |  |  | Steel |  | 1901-01-01 | [15 empty] | UST Currently In Use: 0; UST Temp Close: 0; AST Currently In Use: 0; AST Temp Closed: 0 | 0 | 0 | 2 | 13650-097-002805 | NOLAND CO
23603 | Permanently Closed | 1990-06-20 | 1964-01-01 | 1990-06-20 | Petroleum | Unleaded gasoline | Unleaded gasoline |  | Steel | Steel |  |  | Steel |  | 1901-01-01 | [15 empty] | UST Currently In Use: 0; UST Temp Close: 0; AST Currently In Use: 0; AST Temp Closed: 0 | 0 | 0 | 2 | 13650-097-002805 | NOLAND CO
23604 | Permanently Closed | 2013-09-30 | 1974-01-01 | 2021-11-10 | Petroleum | Unleaded gasoline | Unleaded gasoline | Retail | Single Wall, Steel | Steel | Field installed cathodic protection |  | Single Wall, Steel |  | 1901-01-01 | Field installed cathodic protection | Catchment Basin, Single walled catchment basin | Automatic shutoff device At 95% full, Flow Rest 90% Full | Flow Rest 90% Full |  |  | Statistical Inventory Reconciliation (SIR) | [8 empty] | UST Currently In Use: 0; UST Temp Close: 0; AST Currently In Use: 0; AST Temp Closed: 0 | 0 | 0 | 3 | 22069-015-003297 | SAM'S PROPERTIES LLC
23605 | Permanently Closed | 2013-09-30 | 1974-01-01 | 2021-11-10 | Petroleum | Premium gasoline | Premium gasoline | Retail | Single Wall, Steel | Steel | Field installed cathodic protection |  | Single Wall, Steel |  | 1901-01-01 | Field installed cathodic protection | Catchment Basin, Single walled catchment basin | Automatic shutoff device At 95% full, Flow Rest 90% Full | Flow Rest 90% Full |  |  | Statistical Inventory Reconciliation (SIR) | [8 empty] | UST Currently In Use: 0; UST Temp Close: 0; AST Currently In Use: 0; AST Temp Closed: 0 | 0 | 0 | 3 | 22069-015-003297 | SAM'S PROPERTIES LLC
23606 | Permanently Closed | 2013-09-30 | 1974-01-01 | 2021-11-10 | Petroleum | On road diesel | On road diesel | Retail | Single Wall, Steel | Steel | Field installed cathodic protection |  | Single Wall, Steel |  | 1901-01-01 | Field installed cathodic protection | Catchment Basin, Single walled catchment basin | Automatic shutoff device At 95% full | Automatic shutoff device At 95% full |  |  | Statistical Inventory Reconciliation (SIR) | [8 empty] | UST Currently In Use: 0; UST Temp Close: 0; AST Currently In Use: 0; AST Temp Closed: 0 | 0 | 0 | 3 | 22069-015-003297 | SAM'S PROPERTIES LLC
23607 | Permanently Closed | 2003-02-25 | 1965-01-01 | 2003-02-25 | Petroleum | Unleaded gasoline | Unleaded gasoline | Retail | Steel | Steel | Field installed cathodic protection |  | Steel |  | 1901-01-01 | Field installed cathodic protection | Catchment Basin, Single walled catchment basin | Flow Rest 90% Full | Flow Rest 90% Full |  |  | Statistical Inventory Reconciliation (SIR) | [5 empty] | Annual line testing, Statistical inventory reconciliation (SIR) | Statistical inventory reconciliation (SIR) |  | UST Currently In Use: 3; UST Temp Close: 1; AST Currently In Use: 0; AST Temp Closed: 0 | 3 | 1 | 6 | 24380-015-011630 | R & V ENTERPRISES LLC
23608 | Permanently Closed | 2003-02-25 | 1963-01-01 | 2003-02-25 | Petroleum | Mid-grade gasoline | Mid-grade gasoline | Retail | Steel | Steel | Field installed cathodic protection |  | Steel |  | 1901-01-01 | Field installed cathodic protection | Catchment Basin, Single walled catchment basin | Flow Rest 90% Full | Flow Rest 90% Full |  |  | Statistical Inventory Reconciliation (SIR) | [5 empty] | Annual line testing, Statistical inventory reconciliation (SIR) | Statistical inventory reconciliation (SIR) |  | UST Currently In Use: 3; UST Temp Close: 1; AST Currently In Use: 0; AST Temp Closed: 0 | 3 | 1 | 6 | 24380-015-011630 | R & V ENTERPRISES LLC
23609 | Permanently Closed | 2003-02-25 | 1975-01-01 | 2003-02-25 | Petroleum | On road diesel | On road diesel | Retail | Steel | Steel | Field installed cathodic protection |  | Steel |  | 1901-01-01 | Field installed cathodic protection | Catchment Basin, Single walled catchment basin | Flow Rest 90% Full | Flow Rest 90% Full |  |  | Statistical Inventory Reconciliation (SIR) | [5 empty] | Annual line testing, Statistical inventory reconciliation (SIR) | Statistical inventory reconciliation (SIR) |  | UST Currently In Use: 3; UST Temp Close: 1; AST Currently In Use: 0; AST Temp Closed: 0 | 3 | 1 | 6 | 24380-015-011630 | R & V ENTERPRISES LLC
23610 | Permanently Closed | 2003-02-25 | 1975-01-01 | 2003-02-25 | Petroleum | Kerosene | Kerosene | Retail | Steel | Steel | Field installed cathodic protection |  | Steel |  | 1901-01-01 | Field installed cathodic protection | Catchment Basin, Single walled catchment basin | Automatic shutoff device At 95% full | Automatic shutoff device At 95% full |  |  | Statistical Inventory Reconciliation (SIR) | [5 empty] | Annual line testing, Statistical inventory reconciliation (SIR) | Statistical inventory reconciliation (SIR) |  | UST Currently In Use: 3; UST Temp Close: 1; AST Currently In Use: 0; AST Temp Closed: 0 | 3 | 1 | 6 | 24380-015-011630 | R & V ENTERPRISES LLC
23611 | Permanently Closed | 1901-01-01 | 1956-01-01 | 2011-11-11 | Petroleum | Used oil | Used oil |  | Steel | Steel |  | Painted or None | Steel |  | 1901-01-01 | [15 empty] | UST Currently In Use: 3; UST Temp Close: 1; AST Currently In Use: 0; AST Temp Closed: 0 | 3 | 1 | 6 | 24380-015-011630 | R & V ENTERPRISES LLC
23612 | Permanently Closed | 2003-02-25 | 1984-01-01 | 2003-02-25 | Petroleum | Premium gasoline | Premium gasoline | Retail | Steel | Steel | Coated & cathodic protection (sti-P3) |  | Steel |  | 1901-01-01 | Field installed cathodic protection | Catchment Basin, Single walled catchment basin | Flow Rest 90% Full | Flow Rest 90% Full |  |  | Statistical Inventory Reconciliation (SIR) | [5 empty] | Annual line testing, Statistical inventory reconciliation (SIR) | Statistical inventory reconciliation (SIR) |  | UST Currently In Use: 3; UST Temp Close: 1; AST Currently In Use: 0; AST Temp Closed: 0 | 3 | 1 | 6 | 24380-015-011630 | R & V ENTERPRISES LLC
23613 | Permanently Closed | 1986-10-01 | 1947-01-01 | 1988-01-01 | Petroleum | Unleaded gasoline | Unleaded gasoline |  | Steel | Steel |  | Painted or None | Steel |  | 1901-01-01 | [15 empty] | UST Currently In Use: 0; UST Temp Close: 0; AST Currently In Use: 0; AST Temp Closed: 0 | 0 | 0 | 3 | 13652-015-011640 | THE NOLEN CO INC
23614 | Permanently Closed | 1986-10-01 | 1947-01-01 | 1988-01-01 | Petroleum | Unleaded gasoline | Unleaded gasoline |  | Steel | Steel |  | Painted or None | Steel |  | 1901-01-01 | [15 empty] | UST Currently In Use: 0; UST Temp Close: 0; AST Currently In Use: 0; AST Temp Closed: 0 | 0 | 0 | 3 | 13652-015-011640 | THE NOLEN CO INC
23615 | Permanently Closed | 1986-10-01 | 1947-01-01 | 1988-01-01 | Petroleum | Unleaded gasoline | Unleaded gasoline |  | Steel | Steel |  | Painted or None | Steel |  | 1901-01-01 | [15 empty] | UST Currently In Use: 0; UST Temp Close: 0; AST Currently In Use: 0; AST Temp Closed: 0 | 0 | 0 | 3 | 13652-015-011640 | THE NOLEN CO INC
23616 | Currently in Use |  | 1983-12-07 |  | Petroleum | Unleaded gasoline | Unleaded gasoline | Retail | Fiberglass reinforced plastic, Single Wall, 9K/9K | Single Wall |  |  | Double Wall, Flexible | OPW | 1901-01-01 |  | Catchment Basin, Single walled catchment basin | Automatic shutoff device At 95% full, Flow Rest 90% Full | Flow Rest 90% Full |  |  | Continuous Automatic Tank Gauge |  | Automatic flow restrictor (MLLD), Containment Sump | Containment Sump |  |  | Annual line testing | Annual line testing |  | UST Currently In Use: 3; UST Temp Close: 0; AST Currently In Use: 0; AST Temp Closed: 0 | 3 | 0 | 0 | 24380-015-011645 | R & V ENTERPRISES LLC
23618 | Currently in Use |  | 1983-12-07 |  | Petroleum | Premium gasoline | Premium gasoline | Retail | Fiberglass reinforced plastic, Single Wall | Single Wall |  |  | Double Wall, Flexible | OPW | 1901-01-01 |  | Catchment Basin, Single walled catchment basin | Automatic shutoff device At 95% full, Flow Rest 90% Full | Flow Rest 90% Full |  |  | Continuous Automatic Tank Gauge |  | Automatic flow restrictor (MLLD), Containment Sump | Containment Sump |  |  | Annual line testing | Annual line testing |  | UST Currently In Use: 3; UST Temp Close: 0; AST Currently In Use: 0; AST Temp Closed: 0 | 3 | 0 | 0 | 24380-015-011645 | R & V ENTERPRISES LLC
23619 | Permanently Closed | 1997-05-30 | 1968-01-01 | 1999-08-04 | Petroleum | Unleaded gasoline | Unleaded gasoline |  | Steel | Steel |  | Painted or None | Steel |  | 1901-01-01 | [6 empty] | Other, Statistical Inventory Reconciliation (SIR) |  | Other, USTMAN | Other |  |  | Other, USTMAN | Other |  | UST Currently In Use: 0; UST Temp Close: 0; AST Currently In Use: 0; AST Temp Closed: 0 | 0 | 0 | 3 | 13652-015-011646 | THE NOLEN CO INC
23620 | Permanently Closed | 1997-05-30 | 1968-01-01 | 1999-08-04 | Petroleum | Unleaded gasoline | Unleaded gasoline |  | Steel | Steel |  | Painted or None | Steel |  | 1901-01-01 | [6 empty] | Other, Statistical Inventory Reconciliation (SIR) |  | Other, USTMAN | Other |  |  | Other, USTMAN | Other |  | UST Currently In Use: 0; UST Temp Close: 0; AST Currently In Use: 0; AST Temp Closed: 0 | 0 | 0 | 3 | 13652-015-011646 | THE NOLEN CO INC
23621 | Permanently Closed | 1997-05-30 | 1968-01-01 | 1999-08-04 | Petroleum | Unleaded gasoline | Unleaded gasoline |  | Steel | Steel |  | Painted or None | Steel |  | 1901-01-01 | [6 empty] | Other, Statistical Inventory Reconciliation (SIR) |  | Other, USTMAN | Other |  |  | Other, USTMAN | Other |  | UST Currently In Use: 0; UST Temp Close: 0; AST Currently In Use: 0; AST Temp Closed: 0 | 0 | 0 | 3 | 13652-015-011646 | THE NOLEN CO INC
23622 | Currently in Use |  | 1983-01-01 |  | Petroleum | Unleaded gasoline | Unleaded gasoline | Retail | Fiberglass reinforced plastic, Single Wall | Single Wall |  |  | Fiberglass reinforced plastic, Single Wall |  | 1901-01-01 | None | Catchment Basin, Single walled catchment basin | Automatic shutoff device At 95% full | Automatic shutoff device At 95% full |  |  | Continuous Automatic Tank Gauge |  | Automatic flow restrictor (MLLD) | Automatic flow restrictor (MLLD) |  |  | Annual line testing | Annual line testing |  | UST Currently In Use: 4; UST Temp Close: 0; AST Currently In Use: 0; AST Temp Closed: 0 | 4 | 0 | 0 | 24946-015-011648 | OXFORD SHELL LLC
23623 | Currently in Use |  | 1983-01-01 |  | Petroleum | Premium gasoline | Premium gasoline | Retail | Fiberglass reinforced plastic, Single Wall | Single Wall |  |  | Fiberglass reinforced plastic, Single Wall |  | 1901-01-01 | None | Catchment Basin, Single walled catchment basin | Automatic shutoff device At 95% full | Automatic shutoff device At 95% full |  |  | Continuous Automatic Tank Gauge |  | Automatic flow restrictor (MLLD) | Automatic flow restrictor (MLLD) |  |  | Annual line testing | Annual line testing |  | UST Currently In Use: 4; UST Temp Close: 0; AST Currently In Use: 0; AST Temp Closed: 0 | 4 | 0 | 0 | 24946-015-011648 | OXFORD SHELL LLC
23624 | Currently in Use |  | 1983-01-01 |  | Petroleum | Unleaded gasoline | Unleaded gasoline | Retail | Fiberglass reinforced plastic, Single Wall | Single Wall |  |  | Fiberglass reinforced plastic, Single Wall |  | 1901-01-01 | None | Catchment Basin, Single walled catchment basin | Automatic shutoff device At 95% full | Automatic shutoff device At 95% full |  |  | Continuous Automatic Tank Gauge |  | Automatic flow restrictor (MLLD) | Automatic flow restrictor (MLLD) |  |  | Annual line testing | Annual line testing |  | UST Currently In Use: 4; UST Temp Close: 0; AST Currently In Use: 0; AST Temp Closed: 0 | 4 | 0 | 0 | 24946-015-011648 | OXFORD SHELL LLC
23625 | Currently in Use |  | 1983-01-01 |  | Petroleum | On road diesel | On road diesel | Retail | Fiberglass reinforced plastic, Single Wall | Single Wall |  |  | Fiberglass reinforced plastic, Single Wall |  | 1901-01-01 | None | Catchment Basin, Single walled catchment basin | Automatic shutoff device At 95% full | Automatic shutoff device At 95% full |  |  | Continuous Automatic Tank Gauge |  | Automatic flow restrictor (MLLD) | Automatic flow restrictor (MLLD) |  |  | Annual line testing | Annual line testing |  | UST Currently In Use: 4; UST Temp Close: 0; AST Currently In Use: 0; AST Temp Closed: 0 | 4 | 0 | 0 | 24946-015-011648 | OXFORD SHELL LLC
23626 | Permanently Closed | 1990-01-18 | 1977-01-01 | 1990-01-18 | Petroleum | Unleaded gasoline | Unleaded gasoline |  | Steel | Steel |  | Painted or None | Steel |  | 1901-01-01 | [15 empty] | UST Currently In Use: 0; UST Temp Close: 0; AST Currently In Use: 0; AST Temp Closed: 0 | 0 | 0 | 3 | 13652-015-011650 | THE NOLEN CO INC
23627 | Permanently Closed | 1990-01-18 | 1977-01-01 | 1990-01-18 | Petroleum | Unleaded gasoline | Unleaded gasoline |  | Steel | Steel |  | Painted or None | Steel |  | 1901-01-01 | [15 empty] | UST Currently In Use: 0; UST Temp Close: 0; AST Currently In Use: 0; AST Temp Closed: 0 | 0 | 0 | 3 | 13652-015-011650 | THE NOLEN CO INC
23628 | Permanently Closed | 1990-01-18 | 1977-01-01 | 1990-01-18 | Petroleum | On road diesel | On road diesel |  | Steel | Steel |  | Painted or None | Steel |  | 1901-01-01 | [15 empty] | UST Currently In Use: 0; UST Temp Close: 0; AST Currently In Use: 0; AST Temp Closed: 0 | 0 | 0 | 3 | 13652-015-011650 | THE NOLEN CO INC
23629 | Permanently Closed | 1901-01-01 | 1968-01-01 | 1988-01-01 | Petroleum | Unleaded gasoline | Unleaded gasoline |  | Steel | Steel |  | Painted or None | Steel |  | 1901-01-01 | [15 empty] | UST Currently In Use: 0; UST Temp Close: 0; AST Currently In Use: 0; AST Temp Closed: 0 | 0 | 0 | 2 | 13652-015-011652 | THE NOLEN CO INC
23630 | Permanently Closed | 1901-01-01 | 1968-01-01 | 1988-01-01 | Petroleum | Unleaded gasoline | Unleaded gasoline |  | Steel | Steel |  | Painted or None | Steel |  | 1901-01-01 | [15 empty] | UST Currently In Use: 0; UST Temp Close: 0; AST Currently In Use: 0; AST Temp Closed: 0 | 0 | 0 | 2 | 13652-015-011652 | THE NOLEN CO INC
23631 | Permanently Closed | 1901-01-01 | 1963-01-01 | 2011-11-11 | Petroleum | Unleaded gasoline | Unleaded gasoline |  | Steel | Steel |  | Painted or None | Steel |  | 1901-01-01 | [15 empty] | UST Currently In Use: 0; UST Temp Close: 0; AST Currently In Use: 0; AST Temp Closed: 0 | 0 | 0 | 3 | 13652-015-011661 | THE NOLEN CO INC
23632 | Permanently Closed | 1901-01-01 | 1963-01-01 | 2011-11-11 | Petroleum | Unleaded gasoline | Unleaded gasoline |  | Steel | Steel |  | Painted or None | Steel |  | 1901-01-01 | [15 empty] | UST Currently In Use: 0; UST Temp Close: 0; AST Currently In Use: 0; AST Temp Closed: 0 | 0 | 0 | 3 | 13652-015-011661 | THE NOLEN CO INC
23633 | Permanently Closed | 1901-01-01 | 1968-01-01 | 2011-11-11 | Petroleum | Unleaded gasoline | Unleaded gasoline |  | Steel | Steel |  | Painted or None | Steel |  | 1901-01-01 | [15 empty] | UST Currently In Use: 0; UST Temp Close: 0; AST Currently In Use: 0; AST Temp Closed: 0 | 0 | 0 | 3 | 13652-015-011661 | THE NOLEN CO INC
23634 | Permanently Closed | 1901-01-01 | 1972-01-01 | 1989-06-01 | Petroleum | Unleaded gasoline | Unleaded gasoline |  | Steel | Steel |  | Painted or None | Steel |  | 1901-01-01 | [15 empty] | UST Currently In Use: 0; UST Temp Close: 0; AST Currently In Use: 0; AST Temp Closed: 0 | 0 | 0 | 3 | 13652-015-011666 | THE NOLEN CO INC
23635 | Permanently Closed | 1901-01-01 | 1972-01-01 | 1989-06-01 | Petroleum | Unleaded gasoline | Unleaded gasoline |  | Steel | Steel |  | Painted or None | Steel |  | 1901-01-01 | [15 empty] | UST Currently In Use: 0; UST Temp Close: 0; AST Currently In Use: 0; AST Temp Closed: 0 | 0 | 0 | 3 | 13652-015-011666 | THE NOLEN CO INC
23636 | Permanently Closed | 1901-01-01 | 1972-01-01 | 1989-06-01 | Petroleum | Unleaded gasoline | Unleaded gasoline |  | Steel | Steel |  | Painted or None | Steel |  | 1901-01-01 | [15 empty] | UST Currently In Use: 0; UST Temp Close: 0; AST Currently In Use: 0; AST Temp Closed: 0 | 0 | 0 | 3 | 13652-015-011666 | THE NOLEN CO INC
23637 | Temporary Closed | 2022-12-31 | 1975-01-01 |  | Petroleum | Unleaded gasoline | Unleaded gasoline | Retail | Steel | Steel | Field installed cathodic protection |  | Steel |  |  | Field installed cathodic protection | Catchment Basin, Single walled catchment basin | Automatic shutoff device At 95% full | Automatic shutoff device At 95% full |  |  | Statistical Inventory Reconciliation (SIR) | [8 empty] | UST Currently In Use: 0; UST Temp Close: 4; AST Currently In Use: 0; AST Temp Closed: 0 | 0 | 4 | 0 | 22940-015-011669 | PHILLIP FAULKNER & TERRY S FAULKNER
23638 | Temporary Closed | 2022-12-31 | 1975-01-01 |  | Petroleum | Unleaded gasoline | Unleaded gasoline | Retail | Steel | Steel | Field installed cathodic protection |  | Steel |  |  | Field installed cathodic protection | Catchment Basin, Single walled catchment basin | Automatic shutoff device At 95% full | Automatic shutoff device At 95% full |  |  | Statistical Inventory Reconciliation (SIR) | [8 empty] | UST Currently In Use: 0; UST Temp Close: 4; AST Currently In Use: 0; AST Temp Closed: 0 | 0 | 4 | 0 | 22940-015-011669 | PHILLIP FAULKNER & TERRY S FAULKNER
23639 | Temporary Closed | 2022-12-31 | 1975-01-01 |  | Petroleum | Premium gasoline | Premium gasoline | Retail | Steel | Steel | Field installed cathodic protection |  | Steel |  |  | Field installed cathodic protection | Catchment Basin, Single walled catchment basin | Automatic shutoff device At 95% full | Automatic shutoff device At 95% full |  |  | Statistical Inventory Reconciliation (SIR) | [8 empty] | UST Currently In Use: 0; UST Temp Close: 4; AST Currently In Use: 0; AST Temp Closed: 0 | 0 | 4 | 0 | 22940-015-011669 | PHILLIP FAULKNER & TERRY S FAULKNER
23640 | Temporary Closed | 2022-12-31 | 1979-01-01 |  | Petroleum | On road diesel | On road diesel | Retail | Steel | Steel | Field installed cathodic protection |  | Steel |  |  | Field installed cathodic protection | Catchment Basin, Single walled catchment basin | Automatic shutoff device At 95% full | Automatic shutoff device At 95% full |  |  | Statistical Inventory Reconciliation (SIR) | [8 empty] | UST Currently In Use: 0; UST Temp Close: 4; AST Currently In Use: 0; AST Temp Closed: 0 | 0 | 4 | 0 | 22940-015-011669 | PHILLIP FAULKNER & TERRY S FAULKNER
23641 | Permanently Closed | 1901-01-01 | 1973-01-01 | 1988-12-22 | Petroleum | Unleaded gasoline | Unleaded gasoline |  | Steel | Steel |  | Painted or None | Steel |  | 1901-01-01 | [15 empty] | UST Currently In Use: 0; UST Temp Close: 0; AST Currently In Use: 0; AST Temp Closed: 0 | 0 | 0 | 1 | 13652-015-011670 | THE NOLEN CO INC
23642 | Permanently Closed | 1997-09-17 | 1975-01-01 | 1997-09-17 | Petroleum | Unleaded gasoline | Unleaded gasoline |  | Steel | Steel |  | Painted or None | Steel |  | 1901-01-01 | [6 empty] | Other, Statistical Inventory Reconciliation (SIR) |  | Other, USTMAN | Other |  |  | Other, USTMAN | Other |  | UST Currently In Use: 0; UST Temp Close: 0; AST Currently In Use: 0; AST Temp Closed: 0 | 0 | 0 | 3 | 13652-015-011675 | THE NOLEN CO INC
23643 | Permanently Closed | 1997-09-17 | 1958-01-01 | 1997-09-17 | Petroleum | Unleaded gasoline | Unleaded gasoline |  | Steel | Steel |  | Painted or None | Steel |  | 1901-01-01 | [6 empty] | Other, Statistical Inventory Reconciliation (SIR) |  | Other, USTMAN | Other |  |  | Other, USTMAN | Other |  | UST Currently In Use: 0; UST Temp Close: 0; AST Currently In Use: 0; AST Temp Closed: 0 | 0 | 0 | 3 | 13652-015-011675 | THE NOLEN CO INC
23644 | Permanently Closed | 1997-09-17 | 1958-01-01 | 1997-09-17 | Petroleum | Unleaded gasoline | Unleaded gasoline |  | Steel | Steel |  | Painted or None | Steel |  | 1901-01-01 | [6 empty] | Statistical Inventory Reconciliation (SIR) |  | Other, USTMAN | Other |  |  | Other, USTMAN | Other |  | UST Currently In Use: 0; UST Temp Close: 0; AST Currently In Use: 0; AST Temp Closed: 0 | 0 | 0 | 3 | 13652-015-011675 | THE NOLEN CO INC
23645 | Permanently Closed | 1993-10-18 | 1977-01-01 | 1993-10-18 | Petroleum | Unleaded gasoline | Unleaded gasoline |  | Steel | Steel |  | Painted or None | Steel |  | 1901-01-01 | [15 empty] | UST Currently In Use: 0; UST Temp Close: 0; AST Currently In Use: 0; AST Temp Closed: 0 | 0 | 0 | 4 | 13652-015-012690 | THE NOLEN CO INC
23646 | Permanently Closed | 1993-10-18 | 1977-01-01 | 1993-10-18 | Petroleum | Unleaded gasoline | Unleaded gasoline |  | Steel | Steel |  | Painted or None | Steel |  | 1901-01-01 | [15 empty] | UST Currently In Use: 0; UST Temp Close: 0; AST Currently In Use: 0; AST Temp Closed: 0 | 0 | 0 | 4 | 13652-015-012690 | THE NOLEN CO INC
23647 | Permanently Closed | 1993-10-18 | 1977-01-01 | 1993-10-18 | Petroleum | Unleaded gasoline | Unleaded gasoline |  | Steel | Steel |  | Painted or None | Steel |  | 1901-01-01 | [15 empty] | UST Currently In Use: 0; UST Temp Close: 0; AST Currently In Use: 0; AST Temp Closed: 0 | 0 | 0 | 4 | 13652-015-012690 | THE NOLEN CO INC
23648 | Permanently Closed | 1901-01-01 | 1978-01-01 | 2011-11-11 | Petroleum | On road diesel | On road diesel |  | Steel | Steel |  | Painted or None | Steel |  | 1901-01-01 | [15 empty] | UST Currently In Use: 0; UST Temp Close: 0; AST Currently In Use: 0; AST Temp Closed: 0 | 0 | 0 | 4 | 13652-015-012690 | THE NOLEN CO INC
23649 | Permanently Closed | 1901-01-01 | 1976-01-01 | 1988-12-13 | Petroleum | On road diesel | On road diesel |  | Steel | Steel |  | Painted or None | Steel |  | 1901-01-01 | [15 empty] | UST Currently In Use: 0; UST Temp Close: 0; AST Currently In Use: 0; AST Temp Closed: 0 | 0 | 0 | 1 | 13652-015-012695 | THE NOLEN CO INC
23650 | Permanently Closed | 1998-10-27 | 1962-01-01 | 1998-10-27 | Petroleum | Unleaded gasoline | Unleaded gasoline |  | Steel | Steel |  | Painted or None | Steel |  | 1901-01-01 | [6 empty] | Other, Statistical Inventory Reconciliation (SIR) |  | Other, USTMAN | Other |  |  | Other, USTMAN | Other |  | UST Currently In Use: 0; UST Temp Close: 0; AST Currently In Use: 0; AST Temp Closed: 0 | 0 | 0 | 4 | 21475-015-012698 | LYNN EDWARDS
23651 | Permanently Closed | 1998-10-27 | 1962-01-01 | 1998-10-27 | Petroleum | Unleaded gasoline | Unleaded gasoline |  | Steel | Steel |  | Painted or None | Steel |  | 1901-01-01 | [6 empty] | Other, Statistical Inventory Reconciliation (SIR) |  | Other, USTMAN | Other |  |  | Other, USTMAN | Other |  | UST Currently In Use: 0; UST Temp Close: 0; AST Currently In Use: 0; AST Temp Closed: 0 | 0 | 0 | 4 | 21475-015-012698 | LYNN EDWARDS
23652 | Permanently Closed | 1998-10-27 | 1977-01-01 | 1998-10-27 | Petroleum | Unleaded gasoline | Unleaded gasoline |  | Steel | Steel |  | Painted or None | Steel |  | 1901-01-01 | [6 empty] | Other, Statistical Inventory Reconciliation (SIR) |  | Other, USTMAN | Other |  |  | Other, USTMAN | Other |  | UST Currently In Use: 0; UST Temp Close: 0; AST Currently In Use: 0; AST Temp Closed: 0 | 0 | 0 | 4 | 21475-015-012698 | LYNN EDWARDS
23653 | Permanently Closed | 1997-10-08 | 1977-01-01 | 1997-10-08 | Petroleum | Unleaded gasoline | Unleaded gasoline |  | Steel | Steel |  | Painted or None | Steel |  | 1901-01-01 | [6 empty] | Other, Statistical Inventory Reconciliation (SIR) |  | Other, USTMAN | Other |  |  | Other, USTMAN | Other |  | UST Currently In Use: 0; UST Temp Close: 0; AST Currently In Use: 0; AST Temp Closed: 0 | 0 | 0 | 4 | 21475-015-012698 | LYNN EDWARDS
23654 | Permanently Closed | 1901-01-01 | 1978-01-01 | 2011-11-11 | Petroleum | On road diesel | On road diesel |  | Steel | Steel |  | Painted or None | Steel |  | 1901-01-01 | [15 empty] | UST Currently In Use: 3; UST Temp Close: 0; AST Currently In Use: 0; AST Temp Closed: 0 | 3 | 0 | 5 | 23972-019-011664 | JITENDRA N PATEL
23655 | Permanently Closed | 1901-01-01 | 1968-01-01 | 2011-11-11 | Petroleum | Unleaded gasoline | Unleaded gasoline |  | Steel | Steel |  | Painted or None | Steel |  | 1901-01-01 | [15 empty] | UST Currently In Use: 3; UST Temp Close: 0; AST Currently In Use: 0; AST Temp Closed: 0 | 3 | 0 | 5 | 23972-019-011664 | JITENDRA N PATEL
23656 | Permanently Closed | 1901-01-01 | 1958-01-01 | 2011-11-11 | Petroleum | Unleaded gasoline | Unleaded gasoline |  | Steel | Steel |  | Painted or None | Steel |  | 1901-01-01 | [15 empty] | UST Currently In Use: 3; UST Temp Close: 0; AST Currently In Use: 0; AST Temp Closed: 0 | 3 | 0 | 5 | 23972-019-011664 | JITENDRA N PATEL
23657 | Permanently Closed | 1998-06-08 | 1980-01-01 | 1998-03-12 | Petroleum | On road diesel | On road diesel |  | Steel | Steel |  | Painted or None | Steel |  | 1901-01-01 | [6 empty] | Statistical Inventory Reconciliation (SIR) | [5 empty] | Annual line testing | Annual line testing |  | UST Currently In Use: 3; UST Temp Close: 0; AST Currently In Use: 0; AST Temp Closed: 0 | 3 | 0 | 5 | 23972-019-011664 | JITENDRA N PATEL
23658 | Permanently Closed | 1997-11-01 | 1979-01-01 | 1998-03-12 | Petroleum | Kerosene | Kerosene |  | Steel | Steel |  | Painted or None | Steel |  | 1901-01-01 | [6 empty] | Statistical Inventory Reconciliation (SIR) | [5 empty] | Annual line testing | Annual line testing |  | UST Currently In Use: 3; UST Temp Close: 0; AST Currently In Use: 0; AST Temp Closed: 0 | 3 | 0 | 5 | 23972-019-011664 | JITENDRA N PATEL
23659 | Currently in Use |  | 1987-04-22 |  | Petroleum | Unleaded gasoline | Unleaded gasoline | Retail | Single Wall, Steel | Steel | Coated & cathodic protection (sti-P3) |  | Fiberglass reinforced plastic, Single Wall |  |  |  | Catchment Basin, Single walled catchment basin | Automatic shutoff device At 95% full | Automatic shutoff device At 95% full |  |  | Statistical Inventory Reconciliation (SIR) |  | Automatic flow restrictor (MLLD) | Automatic flow restrictor (MLLD) |  |  | Statistical inventory reconciliation (SIR) | Statistical inventory reconciliation (SIR) |  | UST Currently In Use: 3; UST Temp Close: 0; AST Currently In Use: 0; AST Temp Closed: 0 | 3 | 0 | 5 | 23972-019-011664 | JITENDRA N PATEL
23660 | Currently in Use |  | 1987-04-22 |  | Petroleum | Unleaded gasoline | Unleaded gasoline | Retail | Single Wall, Steel | Steel | Coated & cathodic protection (sti-P3) |  | Fiberglass reinforced plastic, Single Wall |  |  |  | Catchment Basin, Single walled catchment basin | Automatic shutoff device At 95% full | Automatic shutoff device At 95% full |  |  | Statistical Inventory Reconciliation (SIR) |  | Automatic flow restrictor (MLLD) | Automatic flow restrictor (MLLD) |  |  | Statistical inventory reconciliation (SIR) | Statistical inventory reconciliation (SIR) |  | UST Currently In Use: 3; UST Temp Close: 0; AST Currently In Use: 0; AST Temp Closed: 0 | 3 | 0 | 5 | 23972-019-011664 | JITENDRA N PATEL
23661 | Currently in Use |  | 1987-04-22 |  | Petroleum | On road diesel | On road diesel | Retail | Single Wall, Steel | Steel | Coated & cathodic protection (sti-P3) |  | Fiberglass reinforced plastic, Single Wall |  |  |  | Catchment Basin, Single walled catchment basin | Automatic shutoff device At 95% full | Automatic shutoff device At 95% full |  |  | Statistical Inventory Reconciliation (SIR) |  | Automatic flow restrictor (MLLD) | Automatic flow restrictor (MLLD) |  |  | Statistical inventory reconciliation (SIR) | Statistical inventory reconciliation (SIR) |  | UST Currently In Use: 3; UST Temp Close: 0; AST Currently In Use: 0; AST Temp Closed: 0 | 3 | 0 | 5 | 23972-019-011664 | JITENDRA N PATEL
23662 | Permanently Closed | 1901-01-01 | 1977-01-01 | 1988-12-13 | Petroleum | On road diesel | On road diesel |  | Steel | Steel |  | Painted or None | Steel |  | 1901-01-01 | [15 empty] | UST Currently In Use: 0; UST Temp Close: 0; AST Currently In Use: 0; AST Temp Closed: 0 | 0 | 0 | 4 | 13652-027-011651 | THE NOLEN CO INC
23663 | Permanently Closed | 1901-01-01 | 1963-01-01 | 1988-12-13 | Petroleum | Unleaded gasoline | Unleaded gasoline |  | Steel | Steel |  | Painted or None | Steel |  | 1901-01-01 | [15 empty] | UST Currently In Use: 0; UST Temp Close: 0; AST Currently In Use: 0; AST Temp Closed: 0 | 0 | 0 | 4 | 13652-027-011651 | THE NOLEN CO INC
23664 | Permanently Closed | 1901-01-01 | 1963-01-01 | 1988-12-13 | Petroleum | Unleaded gasoline | Unleaded gasoline |  | Steel | Steel |  | Painted or None | Steel |  | 1901-01-01 | [15 empty] | UST Currently In Use: 0; UST Temp Close: 0; AST Currently In Use: 0; AST Temp Closed: 0 | 0 | 0 | 4 | 13652-027-011651 | THE NOLEN CO INC
23665 | Permanently Closed | 1901-01-01 | 1963-01-01 | 1988-12-13 | Petroleum | Unleaded gasoline | Unleaded gasoline |  | Steel | Steel |  | Painted or None | Steel |  | 1901-01-01 | [15 empty] | UST Currently In Use: 0; UST Temp Close: 0; AST Currently In Use: 0; AST Temp Closed: 0 | 0 | 0 | 4 | 13652-027-011651 | THE NOLEN CO INC
23666 | Permanently Closed | 1901-01-01 | 1948-01-01 | 1988-12-13 | Petroleum | Unleaded gasoline | Unleaded gasoline |  | Steel | Steel |  | Painted or None | Steel |  | 1901-01-01 | [15 empty] | UST Currently In Use: 0; UST Temp Close: 0; AST Currently In Use: 0; AST Temp Closed: 0 | 0 | 0 | 2 | 13652-027-011659 | THE NOLEN CO INC
23667 | Permanently Closed | 1901-01-01 | 1948-01-01 | 1988-12-13 | Petroleum | Unleaded gasoline | Unleaded gasoline |  | Steel | Steel |  | Painted or None | Steel |  | 1901-01-01 | [15 empty] | UST Currently In Use: 0; UST Temp Close: 0; AST Currently In Use: 0; AST Temp Closed: 0 | 0 | 0 | 2 | 13652-027-011659 | THE NOLEN CO INC
23668 | Permanently Closed | 1998-08-12 | 1973-01-01 | 1998-08-12 | Petroleum | Unleaded gasoline | Unleaded gasoline | Retail | Steel | Steel |  | Painted or None | Steel |  | 1901-01-01 | [6 empty] | Statistical Inventory Reconciliation (SIR) | [8 empty] | UST Currently In Use: 0; UST Temp Close: 0; AST Currently In Use: 0; AST Temp Closed: 0 | 0 | 0 | 3 | 13652-029-011653 | THE NOLEN CO INC
23669 | Permanently Closed | 1998-08-12 | 1973-01-01 | 1998-08-12 | Petroleum | Unleaded gasoline | Unleaded gasoline | Retail | Steel | Steel |  | Painted or None | Steel |  | 1901-01-01 | [6 empty] | Statistical Inventory Reconciliation (SIR) | [8 empty] | UST Currently In Use: 0; UST Temp Close: 0; AST Currently In Use: 0; AST Temp Closed: 0 | 0 | 0 | 3 | 13652-029-011653 | THE NOLEN CO INC
23670 | Permanently Closed | 1998-08-12 | 1973-01-01 | 1998-08-12 | Petroleum | Unleaded gasoline | Unleaded gasoline | Retail | Steel | Steel |  | Painted or None | Steel |  | 1901-01-01 | [6 empty] | Statistical Inventory Reconciliation (SIR) | [8 empty] | UST Currently In Use: 0; UST Temp Close: 0; AST Currently In Use: 0; AST Temp Closed: 0 | 0 | 0 | 3 | 13652-029-011653 | THE NOLEN CO INC
23671 | Permanently Closed | 1901-01-01 | 1963-01-01 | 2011-11-11 | Petroleum | Unleaded gasoline | Unleaded gasoline |  | Steel | Steel |  | Painted or None | Steel |  | 1901-01-01 | [15 empty] | UST Currently In Use: 0; UST Temp Close: 0; AST Currently In Use: 0; AST Temp Closed: 0 | 0 | 0 | 4 | 13652-029-011674 | THE NOLEN CO INC
23672 | Permanently Closed | 1901-01-01 | 1963-01-01 | 2011-11-11 | Petroleum | Unleaded gasoline | Unleaded gasoline |  | Steel | Steel |  | Painted or None | Steel |  | 1901-01-01 | [15 empty] | UST Currently In Use: 0; UST Temp Close: 0; AST Currently In Use: 0; AST Temp Closed: 0 | 0 | 0 | 4 | 13652-029-011674 | THE NOLEN CO INC
23673 | Permanently Closed | 1901-01-01 | 1963-01-01 | 2011-11-11 | Petroleum | Unleaded gasoline | Unleaded gasoline |  | Steel | Steel |  | Painted or None | Steel |  | 1901-01-01 | [15 empty] | UST Currently In Use: 0; UST Temp Close: 0; AST Currently In Use: 0; AST Temp Closed: 0 | 0 | 0 | 4 | 13652-029-011674 | THE NOLEN CO INC
23674 | Permanently Closed | 1901-01-01 | 1963-01-01 | 2011-11-11 | Petroleum | Unleaded gasoline | Unleaded gasoline |  | Steel | Steel |  | Painted or None | Steel |  | 1901-01-01 | [15 empty] | UST Currently In Use: 0; UST Temp Close: 0; AST Currently In Use: 0; AST Temp Closed: 0 | 0 | 0 | 4 | 13652-029-011674 | THE NOLEN CO INC
23675 | Currently in Use |  | 1986-04-08 23:00 |  | Petroleum | Unleaded gasoline | Unleaded gasoline | Retail | Single Wall, Steel | Steel | Coated & cathodic protection (sti-P3) |  | Fiberglass reinforced plastic, Single Wall |  |  |  | Catchment Basin, Single walled catchment basin | Automatic shutoff device At 95% full | Automatic shutoff device At 95% full |  |  | Continuous Automatic Tank Gauge |  | Automatic flow restrictor (MLLD) | Automatic flow restrictor (MLLD) |  |  | Annual line testing | Annual line testing |  | UST Currently In Use: 4; UST Temp Close: 0; AST Currently In Use: 0; AST Temp Closed: 0 | 4 | 0 | 0 | 25468-029-011676 | G X ALABAMA 208
23676 | Currently in Use |  | 1986-04-08 23:00 |  | Petroleum | Other, OFFROAD | Other | Retail | Single Wall, Steel | Steel | Coated & cathodic protection (sti-P3) |  | Fiberglass reinforced plastic, Single Wall |  |  |  | Catchment Basin, Single walled catchment basin | Automatic shutoff device At 95% full | Automatic shutoff device At 95% full |  |  | Continuous Automatic Tank Gauge |  | Automatic flow restrictor (MLLD) | Automatic flow restrictor (MLLD) |  |  | Annual line testing | Annual line testing |  | UST Currently In Use: 4; UST Temp Close: 0; AST Currently In Use: 0; AST Temp Closed: 0 | 4 | 0 | 0 | 25468-029-011676 | G X ALABAMA 208
23677 | Currently in Use |  | 1986-04-08 23:00 |  | Petroleum | Premium gasoline | Premium gasoline | Retail | Single Wall, Steel | Steel | Coated & cathodic protection (sti-P3) |  | Fiberglass reinforced plastic, Single Wall |  |  |  | Catchment Basin, Single walled catchment basin | Automatic shutoff device At 95% full | Automatic shutoff device At 95% full |  |  | Continuous Automatic Tank Gauge |  | Automatic flow restrictor (MLLD) | Automatic flow restrictor (MLLD) |  |  | Annual line testing | Annual line testing |  | UST Currently In Use: 4; UST Temp Close: 0; AST Currently In Use: 0; AST Temp Closed: 0 | 4 | 0 | 0 | 25468-029-011676 | G X ALABAMA 208
23678 | Currently in Use |  | 1986-04-08 23:00 |  | Petroleum | On road diesel | On road diesel | Retail | Single Wall, Steel | Steel | Coated & cathodic protection (sti-P3) |  | Fiberglass reinforced plastic, Single Wall |  |  |  | Catchment Basin, Single walled catchment basin | Automatic shutoff device At 95% full | Automatic shutoff device At 95% full |  |  | Continuous Automatic Tank Gauge |  | Automatic flow restrictor (MLLD) | Automatic flow restrictor (MLLD) |  |  | Annual line testing | Annual line testing |  | UST Currently In Use: 4; UST Temp Close: 0; AST Currently In Use: 0; AST Temp Closed: 0 | 4 | 0 | 0 | 25468-029-011676 | G X ALABAMA 208
23680 | Permanently Closed | 1998-08-11 | 1968-01-01 | 1998-08-11 | Petroleum | On road diesel | On road diesel | Retail | Steel | Steel |  | Painted or None | Steel |  | 1901-01-01 | [6 empty] | Statistical Inventory Reconciliation (SIR) | [8 empty] | UST Currently In Use: 0; UST Temp Close: 0; AST Currently In Use: 0; AST Temp Closed: 0 | 0 | 0 | 3 | 13652-029-012699 | THE NOLEN CO INC
23681 | Permanently Closed | 1998-08-11 | 1968-01-01 | 1998-08-11 | Petroleum | Unleaded gasoline | Unleaded gasoline | Retail | Steel | Steel |  | Painted or None | Steel |  | 1901-01-01 | [6 empty] | Statistical Inventory Reconciliation (SIR) | [8 empty] | UST Currently In Use: 0; UST Temp Close: 0; AST Currently In Use: 0; AST Temp Closed: 0 | 0 | 0 | 3 | 13652-029-012699 | THE NOLEN CO INC
23682 | Permanently Closed | 1998-08-11 | 1968-01-01 | 1998-08-11 | Petroleum | Unleaded gasoline | Unleaded gasoline | Retail | Steel | Steel |  | Painted or None | Steel |  | 1901-01-01 | [6 empty] | Statistical Inventory Reconciliation (SIR) | [8 empty] | UST Currently In Use: 0; UST Temp Close: 0; AST Currently In Use: 0; AST Temp Closed: 0 | 0 | 0 | 3 | 13652-029-012699 | THE NOLEN CO INC
23683 | Permanently Closed | 2013-02-27 | 1981-01-01 | 2013-02-27 | Petroleum | Unleaded gasoline | Unleaded gasoline | Retail, State/Federal Government | Single Wall, Steel | Steel | Field installed cathodic protection |  | Single Wall, Steel |  |  | Field installed cathodic protection | Catchment Basin, Single walled catchment basin | Automatic shutoff device At 95% full | Automatic shutoff device At 95% full |  |  | Statistical Inventory Reconciliation (SIR) | [8 empty] | UST Currently In Use: 0; UST Temp Close: 0; AST Currently In Use: 0; AST Temp Closed: 0 | 0 | 0 | 4 | 21392-055-008375 | ALABAMA DEPARTMENT OF TRANSPORTATION
23684 | Permanently Closed | 2013-02-27 | 1985-01-01 | 2013-02-27 | Petroleum | Unleaded gasoline | Unleaded gasoline | Retail, State/Federal Government | Single Wall, Steel | Steel | Coated & cathodic protection (sti-P3), Field installed cathodic protection |  | Fiberglass reinforced plastic, Single Wall |  |  |  | Catchment Basin, Single walled catchment basin | Automatic shutoff device At 95% full | Automatic shutoff device At 95% full |  |  | Statistical Inventory Reconciliation (SIR) | [8 empty] | UST Currently In Use: 0; UST Temp Close: 0; AST Currently In Use: 0; AST Temp Closed: 0 | 0 | 0 | 4 | 21392-055-008375 | ALABAMA DEPARTMENT OF TRANSPORTATION
23685 | Permanently Closed | 2013-02-27 | 1981-01-01 | 2013-02-27 | Petroleum | Mid-grade gasoline | Mid-grade gasoline | Retail, State/Federal Government | Single Wall, Steel | Steel | Field installed cathodic protection |  | Steel |  |  | Field installed cathodic protection | Catchment Basin, Single walled catchment basin | Automatic shutoff device At 95% full | Automatic shutoff device At 95% full |  |  | Statistical Inventory Reconciliation (SIR) | [8 empty] | UST Currently In Use: 0; UST Temp Close: 0; AST Currently In Use: 0; AST Temp Closed: 0 | 0 | 0 | 4 | 21392-055-008375 | ALABAMA DEPARTMENT OF TRANSPORTATION
23686 | Permanently Closed | 2013-02-27 | 1985-01-01 | 2013-02-27 | Petroleum | Kerosene | Kerosene | Retail, State/Federal Government | Single Wall, Steel | Steel | Coated & cathodic protection (sti-P3), Field installed cathodic protection |  | Fiberglass reinforced plastic, Single Wall |  |  |  | Catchment Basin, Single walled catchment basin | Automatic shutoff device At 95% full | Automatic shutoff device At 95% full |  |  | Statistical Inventory Reconciliation (SIR) | [8 empty] | UST Currently In Use: 0; UST Temp Close: 0; AST Currently In Use: 0; AST Temp Closed: 0 | 0 | 0 | 4 | 21392-055-008375 | ALABAMA DEPARTMENT OF TRANSPORTATION
23687 | Currently in Use |  | 1981-01-01 |  | Petroleum | Unleaded gasoline | Unleaded gasoline | Retail | Fiberglass reinforced plastic, Single Wall, 10K/10K | Single Wall |  |  | Double Wall, Flexible | APT | 1901-01-01 |  | Catchment Basin, Single walled catchment basin | Flow Rest 90% Full | Flow Rest 90% Full |  |  | Continuous Automatic Tank Gauge |  | Automatic flow restrictor (MLLD), Containment Sump | Containment Sump |  |  | Annual line testing | Annual line testing |  | UST Currently In Use: 2; UST Temp Close: 0; AST Currently In Use: 0; AST Temp Closed: 0 | 2 | 0 | 1 | 22811-055-011649 | TRI TECH OIL INC
23689 | Currently in Use |  | 1981-01-01 |  | Petroleum | Premium gasoline | Premium gasoline | Retail | Fiberglass reinforced plastic, Single Wall, 10K/10K | Single Wall |  |  | Double Wall, Flexible |  | 1901-01-01 |  | Catchment Basin, Single walled catchment basin | Flow Rest 90% Full | Flow Rest 90% Full |  |  | Continuous Automatic Tank Gauge |  | Automatic flow restrictor (MLLD), Containment Sump | Containment Sump |  |  | Annual line testing | Annual line testing |  | UST Currently In Use: 2; UST Temp Close: 0; AST Currently In Use: 0; AST Temp Closed: 0 | 2 | 0 | 1 | 22811-055-011649 | TRI TECH OIL INC
23691 | Permanently Closed | 1901-01-01 | 1971-01-01 | 2011-11-11 | Petroleum | Used oil | Used oil |  | Steel | Steel |  | Painted or None | Steel |  | 1901-01-01 | [15 empty] | UST Currently In Use: 2; UST Temp Close: 0; AST Currently In Use: 0; AST Temp Closed: 0 | 2 | 0 | 1 | 22811-055-011649 | TRI TECH OIL INC
23692 | Permanently Closed | 1901-01-01 | 1981-01-01 | 2011-11-11 | Petroleum | Unleaded gasoline | Unleaded gasoline |  | Steel | Steel |  | Painted or None | Steel |  | 1901-01-01 | [15 empty] | UST Currently In Use: 0; UST Temp Close: 0; AST Currently In Use: 0; AST Temp Closed: 0 | 0 | 0 | 4 | 13652-055-011656 | THE NOLEN CO INC
23693 | Permanently Closed | 1901-01-01 | 1968-01-01 | 2011-11-11 | Petroleum | Unleaded gasoline | Unleaded gasoline |  | Steel | Steel |  | Painted or None | Steel |  | 1901-01-01 | [15 empty] | UST Currently In Use: 0; UST Temp Close: 0; AST Currently In Use: 0; AST Temp Closed: 0 | 0 | 0 | 4 | 13652-055-011656 | THE NOLEN CO INC
23694 | Permanently Closed | 1901-01-01 | 1968-01-01 | 2011-11-11 | Petroleum | Unleaded gasoline | Unleaded gasoline |  | Steel | Steel |  | Painted or None | Steel |  | 1901-01-01 | [15 empty] | UST Currently In Use: 0; UST Temp Close: 0; AST Currently In Use: 0; AST Temp Closed: 0 | 0 | 0 | 4 | 13652-055-011656 | THE NOLEN CO INC
23695 | Permanently Closed | 1901-01-01 | 1968-01-01 | 2011-11-11 | Petroleum | Unleaded gasoline | Unleaded gasoline |  | Steel | Steel |  | Painted or None | Steel |  | 1901-01-01 | [15 empty] | UST Currently In Use: 0; UST Temp Close: 0; AST Currently In Use: 0; AST Temp Closed: 0 | 0 | 0 | 4 | 13652-055-011656 | THE NOLEN CO INC
23696 | Permanently Closed | 1995-12-11 | 1976-01-01 | 1995-12-11 | Petroleum | Unleaded gasoline | Unleaded gasoline |  | Steel | Steel |  | Painted or None | Steel |  | 1901-01-01 | [6 empty] | Other, Statistical Inventory Reconciliation (SIR) |  | Other, USTMAN | Other |  |  | Other, USTMAN | Other |  | UST Currently In Use: 0; UST Temp Close: 0; AST Currently In Use: 0; AST Temp Closed: 0 | 0 | 0 | 3 | 13652-055-012956 | THE NOLEN CO INC
23697 | Permanently Closed | 1995-12-11 | 1976-01-01 | 1995-12-11 | Petroleum | Unleaded gasoline | Unleaded gasoline |  | Steel | Steel |  | Painted or None | Steel |  | 1901-01-01 | [6 empty] | Other, Statistical Inventory Reconciliation (SIR) |  | Other, USTMAN | Other |  |  | Other, USTMAN | Other |  | UST Currently In Use: 0; UST Temp Close: 0; AST Currently In Use: 0; AST Temp Closed: 0 | 0 | 0 | 3 | 13652-055-012956 | THE NOLEN CO INC
23698 | Permanently Closed | 1995-12-11 | 1976-01-01 | 1995-12-11 | Petroleum | Unleaded gasoline | Unleaded gasoline |  | Steel | Steel |  | Painted or None | Steel |  | 1901-01-01 | [6 empty] | Other, Statistical Inventory Reconciliation (SIR) |  | Other, USTMAN | Other |  |  | Other, USTMAN | Other |  | UST Currently In Use: 0; UST Temp Close: 0; AST Currently In Use: 0; AST Temp Closed: 0 | 0 | 0 | 3 | 13652-055-012956 | THE NOLEN CO INC
23699 | Permanently Closed | 2003-05-09 | 1987-10-27 | 2003-12-17 | Petroleum | Unleaded gasoline | Unleaded gasoline | Retail | Steel | Steel | Coated & cathodic protection (sti-P3) |  | Fiberglass reinforced plastic |  | 1901-01-01 | None | Catchment Basin, Single walled catchment basin | Flow Rest 90% Full | Flow Rest 90% Full |  |  | Statistical Inventory Reconciliation (SIR) | [5 empty] | Annual line testing, Statistical inventory reconciliation (SIR) | Statistical inventory reconciliation (SIR) |  | UST Currently In Use: 0; UST Temp Close: 0; AST Currently In Use: 0; AST Temp Closed: 0 | 0 | 0 | 4 | 10208-055-014885 | JOHN T. DAVIS OIL CO INC
23700 | Permanently Closed | 2003-05-09 | 1987-10-27 | 2003-12-17 | Petroleum | Mid-grade gasoline | Mid-grade gasoline | Retail | Steel | Steel | Coated & cathodic protection (sti-P3) |  | Fiberglass reinforced plastic |  | 1901-01-01 | None | Catchment Basin, Single walled catchment basin | Flow Rest 90% Full | Flow Rest 90% Full |  |  | Statistical Inventory Reconciliation (SIR) | [5 empty] | Annual line testing, Statistical inventory reconciliation (SIR) | Statistical inventory reconciliation (SIR) |  | UST Currently In Use: 0; UST Temp Close: 0; AST Currently In Use: 0; AST Temp Closed: 0 | 0 | 0 | 4 | 10208-055-014885 | JOHN T. DAVIS OIL CO INC
23701 | Permanently Closed | 2003-05-09 | 1987-10-27 | 2003-12-17 | Petroleum | Premium gasoline | Premium gasoline | Retail | Steel | Steel | Coated & cathodic protection (sti-P3) |  | Fiberglass reinforced plastic |  | 1901-01-01 | None | Catchment Basin, Single walled catchment basin | Flow Rest 90% Full | Flow Rest 90% Full |  |  | Statistical Inventory Reconciliation (SIR) | [5 empty] | Annual line testing, Statistical inventory reconciliation (SIR) | Statistical inventory reconciliation (SIR) |  | UST Currently In Use: 0; UST Temp Close: 0; AST Currently In Use: 0; AST Temp Closed: 0 | 0 | 0 | 4 | 10208-055-014885 | JOHN T. DAVIS OIL CO INC
23703 | Permanently Closed | 2003-05-09 | 1987-10-27 | 2003-12-17 | Petroleum | On road diesel | On road diesel | Retail | Steel, MANIFOLDED | Steel | Coated & cathodic protection (sti-P3) |  | Fiberglass reinforced plastic |  | 1901-01-01 | None | Catchment Basin, Single walled catchment basin | Automatic shutoff device At 95% full, Flow Rest 90% Full | Flow Rest 90% Full |  |  | Statistical Inventory Reconciliation (SIR) | [5 empty] | Annual line testing, Statistical inventory reconciliation (SIR) | Statistical inventory reconciliation (SIR) |  | UST Currently In Use: 0; UST Temp Close: 0; AST Currently In Use: 0; AST Temp Closed: 0 | 0 | 0 | 4 | 10208-055-014885 | JOHN T. DAVIS OIL CO INC
23704 | Permanently Closed | 1901-01-01 | 1979-01-01 | 2011-11-11 | Petroleum | On road diesel | On road diesel |  | Steel | Steel |  | Painted or None | Steel |  | 1901-01-01 | [15 empty] | UST Currently In Use: 0; UST Temp Close: 4; AST Currently In Use: 0; AST Temp Closed: 0 | 0 | 4 | 5 | 23157-111-010063 | SAHIN FEROZ LALANI & SHWETA LALANI
23705 | Permanently Closed | 1901-01-01 | 1973-01-01 | 2011-11-11 | Petroleum | Unleaded gasoline | Unleaded gasoline |  | Steel | Steel |  | Painted or None | Steel |  | 1901-01-01 | [15 empty] | UST Currently In Use: 0; UST Temp Close: 4; AST Currently In Use: 0; AST Temp Closed: 0 | 0 | 4 | 5 | 23157-111-010063 | SAHIN FEROZ LALANI & SHWETA LALANI
23706 | Permanently Closed | 1901-01-01 | 1958-01-01 | 2011-11-11 | Petroleum | Unleaded gasoline | Unleaded gasoline |  | Steel | Steel |  | Painted or None | Steel |  | 1901-01-01 | [15 empty] | UST Currently In Use: 0; UST Temp Close: 4; AST Currently In Use: 0; AST Temp Closed: 0 | 0 | 4 | 5 | 23157-111-010063 | SAHIN FEROZ LALANI & SHWETA LALANI
23707 | Permanently Closed | 1970-01-01 | 1958-01-01 | 2011-11-11 | Petroleum | Unleaded gasoline | Unleaded gasoline |  | Steel | Steel |  | Painted or None | Steel |  | 1901-01-01 | [15 empty] | UST Currently In Use: 0; UST Temp Close: 4; AST Currently In Use: 0; AST Temp Closed: 0 | 0 | 4 | 5 | 23157-111-010063 | SAHIN FEROZ LALANI & SHWETA LALANI
23708 | Permanently Closed | 1970-01-01 | 1958-01-01 | 2011-11-11 | Petroleum | On road diesel | On road diesel |  | Steel | Steel |  | Painted or None | Steel |  | 1901-01-01 | [15 empty] | UST Currently In Use: 0; UST Temp Close: 4; AST Currently In Use: 0; AST Temp Closed: 0 | 0 | 4 | 5 | 23157-111-010063 | SAHIN FEROZ LALANI & SHWETA LALANI
23709 | Permanently Closed | 1996-06-03 | 1965-01-01 | 1996-06-03 | Petroleum | Unleaded gasoline | Unleaded gasoline |  | Steel | Steel | Interior lined (not allowed as a standalone method of corrosion protection) | Painted or None | Steel |  | 1901-01-01 | [6 empty] | Statistical Inventory Reconciliation (SIR) | [5 empty] | Annual line testing, Statistical inventory reconciliation (SIR) | Statistical inventory reconciliation (SIR) |  | UST Currently In Use: 0; UST Temp Close: 0; AST Currently In Use: 0; AST Temp Closed: 0 | 0 | 0 | 5 | 13652-115-000661 | THE NOLEN CO INC
23710 | Permanently Closed | 1996-06-03 | 1965-01-01 | 1993-01-01 | Petroleum | Unleaded gasoline | Unleaded gasoline |  | Steel | Steel | Interior lined (not allowed as a standalone method of corrosion protection) | Painted or None | Steel |  | 1901-01-01 | [12 empty] | Annual line testing | Annual line testing |  | UST Currently In Use: 0; UST Temp Close: 0; AST Currently In Use: 0; AST Temp Closed: 0 | 0 | 0 | 5 | 13652-115-000661 | THE NOLEN CO INC
23711 | Permanently Closed | 1996-06-03 | 1965-01-01 | 1996-06-03 | Petroleum | Unleaded gasoline | Unleaded gasoline |  | Steel | Steel | Interior lined (not allowed as a standalone method of corrosion protection) | Painted or None | Steel |  | 1901-01-01 | [12 empty] | Annual line testing | Annual line testing |  | UST Currently In Use: 0; UST Temp Close: 0; AST Currently In Use: 0; AST Temp Closed: 0 | 0 | 0 | 5 | 13652-115-000661 | THE NOLEN CO INC
23712 | Permanently Closed | 1993-06-01 | 1971-01-01 | 1993-06-01 | Petroleum | On road diesel | On road diesel |  | Steel | Steel |  | Painted or None | Steel |  | 1901-01-01 | Other, 93 | [14 empty] | UST Currently In Use: 0; UST Temp Close: 0; AST Currently In Use: 0; AST Temp Closed: 0 | 0 | 0 | 5 | 13652-115-000661 | THE NOLEN CO INC
23713 | Permanently Closed | 1901-01-01 | 1973-01-01 | 2011-11-11 | Petroleum | Unleaded gasoline | Unleaded gasoline |  | Steel | Steel |  | Painted or None | Steel |  | 1901-01-01 | [15 empty] | UST Currently In Use: 0; UST Temp Close: 0; AST Currently In Use: 0; AST Temp Closed: 0 | 0 | 0 | 3 | 13652-115-011654 | THE NOLEN CO INC
23714 | Permanently Closed | 1901-01-01 | 1973-01-01 | 2011-11-11 | Petroleum | Unleaded gasoline | Unleaded gasoline |  | Steel | Steel |  | Painted or None | Steel |  | 1901-01-01 | [15 empty] | UST Currently In Use: 0; UST Temp Close: 0; AST Currently In Use: 0; AST Temp Closed: 0 | 0 | 0 | 3 | 13652-115-011654 | THE NOLEN CO INC
23715 | Permanently Closed | 1901-01-01 | 1973-01-01 | 2011-11-11 | Petroleum | Unleaded gasoline | Unleaded gasoline |  | Steel | Steel |  | Painted or None | Steel |  | 1901-01-01 | [15 empty] | UST Currently In Use: 0; UST Temp Close: 0; AST Currently In Use: 0; AST Temp Closed: 0 | 0 | 0 | 3 | 13652-115-011654 | THE NOLEN CO INC
23716 | Permanently Closed | 1994-07-06 | 1958-01-01 | 1994-07-06 | Petroleum | Unleaded gasoline | Unleaded gasoline |  | Steel | Steel |  | Painted or None | Steel |  | 1901-01-01 | [6 empty] | Other, Statistical Inventory Reconciliation (SIR) |  | Other, USTMAN | Other |  |  | Other, USTMAN | Other |  | UST Currently In Use: 0; UST Temp Close: 0; AST Currently In Use: 0; AST Temp Closed: 0 | 0 | 0 | 3 | 13652-115-011655 | THE NOLEN CO INC
23717 | Permanently Closed | 1994-07-06 | 1958-01-01 | 1994-07-06 | Petroleum | Unleaded gasoline | Unleaded gasoline |  | Steel | Steel |  | Painted or None | Steel |  | 1901-01-01 | [6 empty] | Other, Statistical Inventory Reconciliation (SIR) |  | Other, USTMAN | Other |  |  | Other, USTMAN | Other |  | UST Currently In Use: 0; UST Temp Close: 0; AST Currently In Use: 0; AST Temp Closed: 0 | 0 | 0 | 3 | 13652-115-011655 | THE NOLEN CO INC
23718 | Permanently Closed | 1994-07-06 | 1958-01-01 | 1994-07-06 | Petroleum | Unleaded gasoline | Unleaded gasoline |  | Steel | Steel |  | Painted or None | Steel |  | 1901-01-01 | [6 empty] | Other, Statistical Inventory Reconciliation (SIR) |  | Other, USTMAN | Other |  |  | Other, USTMAN | Other |  | UST Currently In Use: 0; UST Temp Close: 0; AST Currently In Use: 0; AST Temp Closed: 0 | 0 | 0 | 3 | 13652-115-011655 | THE NOLEN CO INC
23719 | Permanently Closed | 1995-08-08 | 1975-01-01 | 1995-08-08 | Petroleum | Unleaded gasoline | Unleaded gasoline |  | Steel | Steel |  | Painted or None | Steel |  | 1901-01-01 | [6 empty] | Other, Statistical Inventory Reconciliation (SIR) |  | Other, USTMAN | Other |  |  | Annual line testing, Other, Statistical inventory reconciliation (SIR), USTMAN | Statistical inventory reconciliation (SIR) |  | UST Currently In Use: 0; UST Temp Close: 0; AST Currently In Use: 0; AST Temp Closed: 0 | 0 | 0 | 5 | 13652-115-011663 | THE NOLEN CO INC
23720 | Permanently Closed | 1995-08-08 | 1975-01-01 | 1995-08-08 | Petroleum | Unleaded gasoline | Unleaded gasoline |  | Steel | Steel |  | Painted or None | Steel |  | 1901-01-01 | [6 empty] | Other, Statistical Inventory Reconciliation (SIR) |  | Other, USTMAN | Other |  |  | Annual line testing, Other, Statistical inventory reconciliation (SIR), USTMAN | Statistical inventory reconciliation (SIR) |  | UST Currently In Use: 0; UST Temp Close: 0; AST Currently In Use: 0; AST Temp Closed: 0 | 0 | 0 | 5 | 13652-115-011663 | THE NOLEN CO INC
23721 | Permanently Closed | 1995-08-08 | 1975-01-01 | 1995-08-08 | Petroleum | Unleaded gasoline | Unleaded gasoline |  | Steel | Steel |  | Painted or None | Steel |  | 1901-01-01 | [6 empty] | Other, Statistical Inventory Reconciliation (SIR) |  | Other, USTMAN | Other |  |  | Annual line testing, Other, Statistical inventory reconciliation (SIR), USTMAN | Statistical inventory reconciliation (SIR) |  | UST Currently In Use: 0; UST Temp Close: 0; AST Currently In Use: 0; AST Temp Closed: 0 | 0 | 0 | 5 | 13652-115-011663 | THE NOLEN CO INC
23722 | Permanently Closed | 1995-08-08 | 1979-01-01 | 1995-08-08 | Petroleum | On road diesel | On road diesel |  | Steel | Steel |  | Painted or None | Steel |  | 1901-01-01 | [6 empty] | Other, Statistical Inventory Reconciliation (SIR) |  | Other, USTMAN | Other |  |  | Annual line testing, Other, Statistical inventory reconciliation (SIR), USTMAN | Statistical inventory reconciliation (SIR) |  | UST Currently In Use: 0; UST Temp Close: 0; AST Currently In Use: 0; AST Temp Closed: 0 | 0 | 0 | 5 | 13652-115-011663 | THE NOLEN CO INC
23723 | Permanently Closed | 1901-01-01 | 1975-01-01 | 1988-12-22 | Petroleum | On road diesel | On road diesel |  | Steel | Steel |  | Painted or None | Steel |  | 1901-01-01 | [15 empty] | UST Currently In Use: 0; UST Temp Close: 0; AST Currently In Use: 0; AST Temp Closed: 0 | 0 | 0 | 5 | 13652-115-011663 | THE NOLEN CO INC
23724 | Permanently Closed | 1985-10-01 | 1953-01-01 | 1988-12-13 | Petroleum | Unleaded gasoline | Unleaded gasoline |  | Steel | Steel |  | Painted or None | Steel |  | 1901-01-01 | [15 empty] | UST Currently In Use: 0; UST Temp Close: 0; AST Currently In Use: 0; AST Temp Closed: 0 | 0 | 0 | 1 | 13652-115-011672 | THE NOLEN CO INC
23725 | Permanently Closed | 1994-08-31 | 1973-01-01 | 1994-08-31 | Petroleum | Unleaded gasoline | Unleaded gasoline |  | Steel | Steel |  | Painted or None | Steel |  | 1901-01-01 | [6 empty] | Other, Statistical Inventory Reconciliation (SIR) |  | Other, USTMAN | Other |  |  | Other, USTMAN | Other |  | UST Currently In Use: 0; UST Temp Close: 0; AST Currently In Use: 0; AST Temp Closed: 0 | 0 | 0 | 4 | 13652-115-011673 | THE NOLEN CO INC
23726 | Permanently Closed | 1994-08-31 | 1973-01-01 | 1994-08-31 | Petroleum | Unleaded gasoline | Unleaded gasoline |  | Steel | Steel |  | Painted or None | Steel |  | 1901-01-01 | [6 empty] | Other, Statistical Inventory Reconciliation (SIR) |  | Other, USTMAN | Other |  |  | Other, USTMAN | Other |  | UST Currently In Use: 0; UST Temp Close: 0; AST Currently In Use: 0; AST Temp Closed: 0 | 0 | 0 | 4 | 13652-115-011673 | THE NOLEN CO INC
23727 | Permanently Closed | 1994-08-31 | 1963-01-01 | 1994-08-31 | Petroleum | Unleaded gasoline | Unleaded gasoline |  | Steel | Steel |  | Painted or None | Steel |  | 1901-01-01 | [6 empty] | Other, Statistical Inventory Reconciliation (SIR) |  | Other, USTMAN | Other |  |  | Other, USTMAN | Other |  | UST Currently In Use: 0; UST Temp Close: 0; AST Currently In Use: 0; AST Temp Closed: 0 | 0 | 0 | 4 | 13652-115-011673 | THE NOLEN CO INC
23729 | Permanently Closed | 2001-03-07 | 1975-01-01 | 2001-04-26 | Petroleum | Unleaded gasoline | Unleaded gasoline | Retail | Steel | Steel | Field installed cathodic protection |  | Steel |  | 1901-01-01 | Field installed cathodic protection | Catchment Basin, Single walled catchment basin | Automatic shutoff device At 95% full | Automatic shutoff device At 95% full |  |  | Statistical Inventory Reconciliation (SIR) | [8 empty] | UST Currently In Use: 0; UST Temp Close: 0; AST Currently In Use: 0; AST Temp Closed: 0 | 0 | 0 | 3 | 13652-121-011647 | THE NOLEN CO INC
23730 | Permanently Closed | 2001-03-07 | 1975-01-01 | 2001-04-26 | Petroleum | Mid-grade gasoline | Mid-grade gasoline | Retail | Steel | Steel | Field installed cathodic protection |  | Steel |  | 1901-01-01 | Field installed cathodic protection | Catchment Basin, Single walled catchment basin | Automatic shutoff device At 95% full | Automatic shutoff device At 95% full |  |  | Statistical Inventory Reconciliation (SIR) | [8 empty] | UST Currently In Use: 0; UST Temp Close: 0; AST Currently In Use: 0; AST Temp Closed: 0 | 0 | 0 | 3 | 13652-121-011647 | THE NOLEN CO INC
23731 | Permanently Closed | 2001-03-07 | 1981-01-01 | 2001-04-26 | Petroleum | Premium gasoline | Premium gasoline | Retail | Steel | Steel | Field installed cathodic protection |  | Steel |  | 1901-01-01 | Field installed cathodic protection | Catchment Basin, Single walled catchment basin | Automatic shutoff device At 95% full | Automatic shutoff device At 95% full |  |  | Statistical Inventory Reconciliation (SIR) | [8 empty] | UST Currently In Use: 0; UST Temp Close: 0; AST Currently In Use: 0; AST Temp Closed: 0 | 0 | 0 | 3 | 13652-121-011647 | THE NOLEN CO INC
23732 | Permanently Closed | 2001-02-15 | 1975-01-01 | 2001-05-01 | Petroleum | Unleaded gasoline | Unleaded gasoline | Retail | Steel | Steel | Field installed cathodic protection |  | Steel |  | 1901-01-01 | Field installed cathodic protection | Catchment Basin, Single walled catchment basin | Automatic shutoff device At 95% full | Automatic shutoff device At 95% full |  |  | Statistical Inventory Reconciliation (SIR) | [8 empty] | UST Currently In Use: 0; UST Temp Close: 0; AST Currently In Use: 0; AST Temp Closed: 0 | 0 | 0 | 2 | 10208-121-011667 | JOHN T. DAVIS OIL CO INC
23733 | Permanently Closed | 2001-02-15 | 1975-01-01 | 2001-05-01 | Petroleum | Premium gasoline | Premium gasoline | Retail | Steel | Steel | Field installed cathodic protection |  | Steel |  | 1901-01-01 | Field installed cathodic protection | Catchment Basin, Single walled catchment basin | Automatic shutoff device At 95% full | Automatic shutoff device At 95% full |  |  | Statistical Inventory Reconciliation (SIR) | [8 empty] | UST Currently In Use: 0; UST Temp Close: 0; AST Currently In Use: 0; AST Temp Closed: 0 | 0 | 0 | 2 | 10208-121-011667 | JOHN T. DAVIS OIL CO INC
23734 | Permanently Closed | 1990-10-01 | 1963-01-01 | 1992-01-30 | Petroleum | Unleaded gasoline | Unleaded gasoline |  | Steel | Steel |  | Painted or None | Steel |  | 1901-01-01 | [15 empty] | UST Currently In Use: 0; UST Temp Close: 0; AST Currently In Use: 0; AST Temp Closed: 0 | 0 | 0 | 3 | 13652-121-011671 | THE NOLEN CO INC
23735 | Permanently Closed | 1990-10-01 | 1963-01-01 | 1992-01-30 | Petroleum | Unleaded gasoline | Unleaded gasoline |  | Steel | Steel |  | Painted or None | Steel |  | 1901-01-01 | [15 empty] | UST Currently In Use: 0; UST Temp Close: 0; AST Currently In Use: 0; AST Temp Closed: 0 | 0 | 0 | 3 | 13652-121-011671 | THE NOLEN CO INC
23736 | Permanently Closed | 1990-10-01 | 1963-01-01 | 1992-01-30 | Petroleum | Unleaded gasoline | Unleaded gasoline |  | Steel | Steel |  | Painted or None | Steel |  | 1901-01-01 | [15 empty] | UST Currently In Use: 0; UST Temp Close: 0; AST Currently In Use: 0; AST Temp Closed: 0 | 0 | 0 | 3 | 13652-121-011671 | THE NOLEN CO INC
23737 | Permanently Closed | 2014-04-01 | 1978-01-01 | 2015-03-16 | Petroleum | On road diesel | On road diesel | Retail | Steel | Steel | Field installed cathodic protection |  | Steel |  |  | Field installed cathodic protection | Catchment Basin, Single walled catchment basin | Automatic shutoff device At 95% full | Automatic shutoff device At 95% full |  |  | Statistical Inventory Reconciliation (SIR) | [8 empty] | UST Currently In Use: 2; UST Temp Close: 0; AST Currently In Use: 1; AST Temp Closed: 0 | 2 | 0 | 3 | 23379-121-011677 | SHAHABUDDIN JUMMA
23738 | Permanently Closed | 2008-12-01 | 1978-01-01 | 2015-03-16 | Petroleum | Premium gasoline | Premium gasoline | Retail | Steel | Steel | Field installed cathodic protection |  | Steel |  |  | Field installed cathodic protection | Catchment Basin, Single walled catchment basin | Automatic shutoff device At 95% full | Automatic shutoff device At 95% full |  |  | Statistical Inventory Reconciliation (SIR) | [8 empty] | UST Currently In Use: 2; UST Temp Close: 0; AST Currently In Use: 1; AST Temp Closed: 0 | 2 | 0 | 3 | 23379-121-011677 | SHAHABUDDIN JUMMA
23739 | Permanently Closed | 2015-03-15 | 1978-01-01 | 2015-03-16 | Petroleum | Premium gasoline | Premium gasoline | Retail | Steel | Steel | Field installed cathodic protection |  | Steel |  |  | Field installed cathodic protection | Catchment Basin, Single walled catchment basin | Automatic shutoff device At 95% full | Automatic shutoff device At 95% full |  |  | Statistical Inventory Reconciliation (SIR) | [8 empty] | UST Currently In Use: 2; UST Temp Close: 0; AST Currently In Use: 1; AST Temp Closed: 0 | 2 | 0 | 3 | 23379-121-011677 | SHAHABUDDIN JUMMA
23740 | Permanently Closed | 1901-01-01 | 1969-01-01 | 1988-12-20 | Petroleum | Unleaded gasoline | Unleaded gasoline |  | Steel | Steel |  | Painted or None | Steel |  | 1901-01-01 | [15 empty] | UST Currently In Use: 0; UST Temp Close: 0; AST Currently In Use: 0; AST Temp Closed: 0 | 0 | 0 | 2 | 13653-121-002044 | NOLEN E MCGRADY
23741 | Permanently Closed | 1901-01-01 | 1969-01-01 | 1988-12-20 | Petroleum | Unleaded gasoline | Unleaded gasoline |  | Steel | Steel |  | Painted or None | Steel |  | 1901-01-01 | [15 empty] | UST Currently In Use: 0; UST Temp Close: 0; AST Currently In Use: 0; AST Temp Closed: 0 | 0 | 0 | 2 | 13653-121-002044 | NOLEN E MCGRADY
23742 | Permanently Closed | 1996-12-11 | 1982-01-01 | 1998-12-11 | Petroleum | Unleaded gasoline | Unleaded gasoline |  | Steel | Steel |  | Painted or None | Steel |  | 1901-01-01 | [15 empty] | UST Currently In Use: 0; UST Temp Close: 0; AST Currently In Use: 0; AST Temp Closed: 0 | 0 | 0 | 2 | 13654-003-002507 | NOLTE BROS
23743 | Permanently Closed | 1996-12-11 | 1982-01-01 | 1998-12-11 | Petroleum | On road diesel | On road diesel |  | Steel | Steel |  | Painted or None | Steel |  | 1901-01-01 | [15 empty] | UST Currently In Use: 0; UST Temp Close: 0; AST Currently In Use: 0; AST Temp Closed: 0 | 0 | 0 | 2 | 13654-003-002507 | NOLTE BROS
23744 | Permanently Closed | 1990-04-18 | 1966-01-01 | 1990-04-18 | Petroleum | Unleaded gasoline | Unleaded gasoline | [5 empty] | Steel |  | 1901-01-01 | [15 empty] | UST Currently In Use: 0; UST Temp Close: 0; AST Currently In Use: 4; AST Temp Closed: 0 | 0 | 0 | 4 | 13655-071-000793 | NORANDAL USA INC SCOTTSBORO DIV
23745 | Permanently Closed | 1990-04-18 | 1968-01-01 | 1990-04-18 | Petroleum | On road diesel | On road diesel |  | Steel | Steel |  | Painted or None | Other, COATED STE |  | 1901-01-01 | [15 empty] | UST Currently In Use: 0; UST Temp Close: 0; AST Currently In Use: 4; AST Temp Closed: 0 | 0 | 0 | 4 | 13655-071-000793 | NORANDAL USA INC SCOTTSBORO DIV
23746 | Permanently Closed | 1991-01-24 | 1969-01-01 | 1991-01-24 | Petroleum | Kerosene | Kerosene |  | Steel | Steel |  | Painted or None | Steel |  | 1901-01-01 | [15 empty] | UST Currently In Use: 0; UST Temp Close: 0; AST Currently In Use: 4; AST Temp Closed: 0 | 0 | 0 | 4 | 13655-071-000793 | NORANDAL USA INC SCOTTSBORO DIV
23747 | Permanently Closed | 1991-01-24 | 1969-01-01 | 1991-01-24 | Petroleum | Kerosene | Kerosene |  | Steel | Steel |  | Painted or None | Steel |  | 1901-01-01 | [15 empty] | UST Currently In Use: 0; UST Temp Close: 0; AST Currently In Use: 4; AST Temp Closed: 0 | 0 | 0 | 4 | 13655-071-000793 | NORANDAL USA INC SCOTTSBORO DIV
23748 | Temporary Closed | 2002-06-01 | 1977-01-01 |  | Petroleum | Unleaded gasoline | Unleaded gasoline | Retail | Steel | Steel | Field installed cathodic protection |  | Steel |  |  | Field installed cathodic protection | Catchment Basin, Single walled catchment basin | Automatic shutoff device At 95% full | Automatic shutoff device At 95% full |  |  | Statistical Inventory Reconciliation (SIR) |  | Automatic flow restrictor (MLLD) | Automatic flow restrictor (MLLD) |  |  | Annual line testing, Statistical inventory reconciliation (SIR) | Statistical inventory reconciliation (SIR) |  | UST Currently In Use: 0; UST Temp Close: 3; AST Currently In Use: 0; AST Temp Closed: 0 | 0 | 3 | 0 | 13658-097-006143 | SANDRA KAY CLARK
23749 | Temporary Closed | 2002-06-01 | 1977-01-01 |  | Petroleum | Mid-grade gasoline | Mid-grade gasoline | Retail | Steel | Steel | Field installed cathodic protection |  | Steel |  |  | Field installed cathodic protection | Catchment Basin, Single walled catchment basin | Automatic shutoff device At 95% full | Automatic shutoff device At 95% full |  |  | Statistical Inventory Reconciliation (SIR) |  | Automatic flow restrictor (MLLD) | Automatic flow restrictor (MLLD) |  |  | Annual line testing, Statistical inventory reconciliation (SIR) | Statistical inventory reconciliation (SIR) |  | UST Currently In Use: 0; UST Temp Close: 3; AST Currently In Use: 0; AST Temp Closed: 0 | 0 | 3 | 0 | 13658-097-006143 | SANDRA KAY CLARK
23750 | Temporary Closed | 2002-06-01 | 1977-01-01 |  | Petroleum | Premium gasoline | Premium gasoline | Retail | Steel | Steel | Field installed cathodic protection |  | Steel |  |  | Field installed cathodic protection | Catchment Basin, Single walled catchment basin | Automatic shutoff device At 95% full | Automatic shutoff device At 95% full |  |  | Statistical Inventory Reconciliation (SIR) |  | Automatic flow restrictor (MLLD) | Automatic flow restrictor (MLLD) |  |  | Annual line testing, Statistical inventory reconciliation (SIR) | Statistical inventory reconciliation (SIR) |  | UST Currently In Use: 0; UST Temp Close: 3; AST Currently In Use: 0; AST Temp Closed: 0 | 0 | 3 | 0 | 13658-097-006143 | SANDRA KAY CLARK
23751 | Permanently Closed | 1901-01-01 | 1977-01-01 | 1989-04-27 | Petroleum | Unleaded gasoline | Unleaded gasoline |  | Steel | Steel |  | Painted or None | Steel |  | 1901-01-01 | [15 empty] | UST Currently In Use: 0; UST Temp Close: 0; AST Currently In Use: 0; AST Temp Closed: 0 | 0 | 0 | 2 | 13658-097-006144 | SANDRA KAY CLARK
23752 | Permanently Closed | 1901-01-01 | 1977-01-01 | 1989-04-27 | Petroleum | Unleaded gasoline | Unleaded gasoline |  | Steel | Steel |  | Painted or None | Steel |  | 1901-01-01 | [15 empty] | UST Currently In Use: 0; UST Temp Close: 0; AST Currently In Use: 0; AST Temp Closed: 0 | 0 | 0 | 2 | 13658-097-006144 | SANDRA KAY CLARK
23753 | Permanently Closed | 1989-12-01 | 1968-01-01 | 1989-12-01 | Petroleum | Unleaded gasoline | Unleaded gasoline |  | Steel | Steel |  | Painted or None | Steel |  | 1901-01-01 | [15 empty] | UST Currently In Use: 0; UST Temp Close: 0; AST Currently In Use: 0; AST Temp Closed: 0 | 0 | 0 | 2 | 13658-097-006145 | SANDRA KAY CLARK
23754 | Permanently Closed | 1989-12-01 | 1968-01-01 | 1989-12-01 | Petroleum | Unleaded gasoline | Unleaded gasoline |  | Steel | Steel |  | Painted or None | Steel |  | 1901-01-01 | [15 empty] | UST Currently In Use: 0; UST Temp Close: 0; AST Currently In Use: 0; AST Temp Closed: 0 | 0 | 0 | 2 | 13658-097-006145 | SANDRA KAY CLARK
23755 | Permanently Closed | 1993-10-29 | 1971-01-01 | 1993-10-29 | Petroleum | Unleaded gasoline | Unleaded gasoline |  | Steel | Steel |  | Painted or None | Steel |  | 1901-01-01 | [15 empty] | UST Currently In Use: 0; UST Temp Close: 0; AST Currently In Use: 0; AST Temp Closed: 0 | 0 | 0 | 2 | 13658-097-006147 | SANDRA KAY CLARK
23756 | Permanently Closed | 1993-10-29 | 1971-01-01 | 1993-10-29 | Petroleum | Unleaded gasoline | Unleaded gasoline |  | Steel | Steel |  | Painted or None | Steel |  | 1901-01-01 | [15 empty] | UST Currently In Use: 0; UST Temp Close: 0; AST Currently In Use: 0; AST Temp Closed: 0 | 0 | 0 | 2 | 13658-097-006147 | SANDRA KAY CLARK
23757 | Permanently Closed | 2007-01-01 | 1977-01-01 | 2008-10-15 | Petroleum | Unleaded gasoline | Unleaded gasoline | Retail | Steel | Steel | Field installed cathodic protection |  | Steel |  |  | Field installed cathodic protection | Catchment Basin, Single walled catchment basin | Automatic shutoff device At 95% full | Automatic shutoff device At 95% full |  |  | Statistical Inventory Reconciliation (SIR) | [5 empty] | Continuous alarm system | Continuous alarm system |  | UST Currently In Use: 0; UST Temp Close: 0; AST Currently In Use: 0; AST Temp Closed: 0 | 0 | 0 | 3 | 13658-097-006150 | SANDRA KAY CLARK
23758 | Permanently Closed | 2007-01-01 | 1977-01-01 | 2008-10-15 | Petroleum | Unleaded gasoline | Unleaded gasoline | Retail | Steel | Steel | Field installed cathodic protection |  | Steel |  |  | Field installed cathodic protection | Catchment Basin, Single walled catchment basin | Automatic shutoff device At 95% full | Automatic shutoff device At 95% full |  |  | Statistical Inventory Reconciliation (SIR) | [8 empty] | UST Currently In Use: 0; UST Temp Close: 0; AST Currently In Use: 0; AST Temp Closed: 0 | 0 | 0 | 3 | 13658-097-006150 | SANDRA KAY CLARK
23759 | Permanently Closed | 2007-01-01 | 1977-01-01 | 2008-10-15 | Petroleum | Premium gasoline | Premium gasoline | Retail | Steel | Steel | Field installed cathodic protection |  | Steel |  | 1901-01-01 | Field installed cathodic protection | Catchment Basin, Single walled catchment basin | Automatic shutoff device At 95% full | Automatic shutoff device At 95% full |  |  | Statistical Inventory Reconciliation (SIR) | [8 empty] | UST Currently In Use: 0; UST Temp Close: 0; AST Currently In Use: 0; AST Temp Closed: 0 | 0 | 0 | 3 | 13658-097-006150 | SANDRA KAY CLARK
23760 | Permanently Closed | 1997-06-23 | 1973-01-01 | 1997-06-23 | Petroleum | Unleaded gasoline | Unleaded gasoline |  | Steel | Steel |  | Painted or None | Steel |  | 1901-01-01 | [6 empty] | Statistical Inventory Reconciliation (SIR) | [8 empty] | UST Currently In Use: 0; UST Temp Close: 0; AST Currently In Use: 0; AST Temp Closed: 0 | 0 | 0 | 3 | 13658-097-006151 | SANDRA KAY CLARK
23761 | Permanently Closed | 1997-06-23 | 1973-01-01 | 1997-06-23 | Petroleum | Unleaded gasoline | Unleaded gasoline |  | Steel | Steel |  | Painted or None | Steel |  | 1901-01-01 | [6 empty] | Statistical Inventory Reconciliation (SIR) | [8 empty] | UST Currently In Use: 0; UST Temp Close: 0; AST Currently In Use: 0; AST Temp Closed: 0 | 0 | 0 | 3 | 13658-097-006151 | SANDRA KAY CLARK
23762 | Permanently Closed | 1997-06-23 | 1973-01-01 | 1997-06-23 | Petroleum | Unleaded gasoline | Unleaded gasoline |  | Steel | Steel |  | Painted or None | Steel |  | 1901-01-01 | [6 empty] | Statistical Inventory Reconciliation (SIR) | [8 empty] | UST Currently In Use: 0; UST Temp Close: 0; AST Currently In Use: 0; AST Temp Closed: 0 | 0 | 0 | 3 | 13658-097-006151 | SANDRA KAY CLARK
23763 | Permanently Closed | 1989-10-25 | 1974-01-01 | 1989-10-25 | Petroleum | Other, OTHER | Other |  | Steel | Steel |  | Painted or None | Steel |  | 1901-01-01 | [15 empty] | UST Currently In Use: 0; UST Temp Close: 0; AST Currently In Use: 0; AST Temp Closed: 0 | 0 | 0 | 3 | 13658-097-006153 | SANDRA KAY CLARK
23764 | Permanently Closed | 1989-10-25 | 1974-01-01 | 1989-10-25 | Petroleum | Other, OTHER | Other |  | Steel | Steel |  | Painted or None | Steel |  | 1901-01-01 | [15 empty] | UST Currently In Use: 0; UST Temp Close: 0; AST Currently In Use: 0; AST Temp Closed: 0 | 0 | 0 | 3 | 13658-097-006153 | SANDRA KAY CLARK
23765 | Permanently Closed | 1989-10-25 | 1974-01-01 | 1989-10-25 | Petroleum | Other, OTHER | Other |  | Steel | Steel |  | Painted or None | Steel |  | 1901-01-01 | [15 empty] | UST Currently In Use: 0; UST Temp Close: 0; AST Currently In Use: 0; AST Temp Closed: 0 | 0 | 0 | 3 | 13658-097-006153 | SANDRA KAY CLARK
23766 | Permanently Closed | 1997-07-01 | 1979-01-01 | 1997-10-01 | Petroleum | On road diesel | On road diesel |  | Steel | Steel |  | Painted or None | Steel |  | 1901-01-01 | [6 empty] | Statistical Inventory Reconciliation (SIR) | [8 empty] | UST Currently In Use: 0; UST Temp Close: 0; AST Currently In Use: 0; AST Temp Closed: 0 | 0 | 0 | 4 | 13658-097-006156 | SANDRA KAY CLARK
23767 | Permanently Closed | 1997-07-01 | 1979-01-01 | 1997-10-01 | Petroleum | Unleaded gasoline | Unleaded gasoline |  | Steel | Steel |  | Painted or None | Steel |  | 1901-01-01 | [6 empty] | Statistical Inventory Reconciliation (SIR) | [8 empty] | UST Currently In Use: 0; UST Temp Close: 0; AST Currently In Use: 0; AST Temp Closed: 0 | 0 | 0 | 4 | 13658-097-006156 | SANDRA KAY CLARK
23768 | Permanently Closed | 1997-07-01 | 1979-01-01 | 1997-10-01 | Petroleum | Unleaded gasoline | Unleaded gasoline |  | Steel | Steel |  | Painted or None | Steel |  | 1901-01-01 | [6 empty] | Statistical Inventory Reconciliation (SIR) | [8 empty] | UST Currently In Use: 0; UST Temp Close: 0; AST Currently In Use: 0; AST Temp Closed: 0 | 0 | 0 | 4 | 13658-097-006156 | SANDRA KAY CLARK
23769 | Permanently Closed | 1997-07-01 | 1979-01-01 | 1997-10-01 | Petroleum | Unleaded gasoline | Unleaded gasoline |  | Steel | Steel |  | Painted or None | Steel |  | 1901-01-01 | [6 empty] | Statistical Inventory Reconciliation (SIR) | [8 empty] | UST Currently In Use: 0; UST Temp Close: 0; AST Currently In Use: 0; AST Temp Closed: 0 | 0 | 0 | 4 | 13658-097-006156 | SANDRA KAY CLARK
23770 | Permanently Closed | 1998-12-22 | 1975-01-01 | 2000-01-11 | Petroleum | Unleaded gasoline | Unleaded gasoline |  | Steel | Steel |  | Painted or None | Steel |  | 1901-01-01 | [15 empty] | UST Currently In Use: 3; UST Temp Close: 0; AST Currently In Use: 0; AST Temp Closed: 0 | 3 | 0 | 3 | 25646-015-010326 | SULLTAN PROPERTIES LLC
23771 | Permanently Closed | 1998-12-22 | 1975-01-01 | 2000-01-11 | Petroleum | Unleaded gasoline | Unleaded gasoline |  | Steel | Steel |  | Painted or None | Steel |  | 1901-01-01 | [15 empty] | UST Currently In Use: 3; UST Temp Close: 0; AST Currently In Use: 0; AST Temp Closed: 0 | 3 | 0 | 3 | 25646-015-010326 | SULLTAN PROPERTIES LLC
23772 | Permanently Closed | 1998-12-22 | 1975-01-01 | 2000-01-11 | Petroleum | Unleaded gasoline | Unleaded gasoline |  | Steel | Steel |  | Painted or None | Steel |  | 1901-01-01 | [15 empty] | UST Currently In Use: 3; UST Temp Close: 0; AST Currently In Use: 0; AST Temp Closed: 0 | 3 | 0 | 3 | 25646-015-010326 | SULLTAN PROPERTIES LLC
23776 | Permanently Closed | 1998-08-14 | 1975-01-01 | 1998-08-14 | Petroleum | Unleaded gasoline | Unleaded gasoline | Retail | Steel | Steel | Field installed cathodic protection |  | Steel |  | 1901-01-01 | Field installed cathodic protection | Catchment Basin, Single walled catchment basin | Automatic shutoff device At 95% full | Automatic shutoff device At 95% full |  |  | Statistical Inventory Reconciliation (SIR) |  | Automatic shutoff device (AELLD) | Automatic shutoff device (AELLD) |  |  | Statistical inventory reconciliation (SIR) | Statistical inventory reconciliation (SIR) |  | UST Currently In Use: 2; UST Temp Close: 1; AST Currently In Use: 0; AST Temp Closed: 0 | 2 | 1 | 3 | 20789-109-009673 | TONYA'S FAMILY GROC
23777 | Permanently Closed | 1988-03-01 | 1970-01-01 | 1988-03-01 | Petroleum | Unleaded gasoline | Unleaded gasoline |  | Steel | Steel |  | Painted or None | Steel |  | 1901-01-01 | [15 empty] | UST Currently In Use: 0; UST Temp Close: 0; AST Currently In Use: 0; AST Temp Closed: 0 | 0 | 0 | 2 | 13663-109-011833 | SUNNY SOUTH
23778 | Permanently Closed | 1988-03-01 | 1970-01-01 | 1988-03-01 | Petroleum | Unleaded gasoline | Unleaded gasoline |  | Steel | Steel |  | Painted or None | Steel |  | 1901-01-01 | [15 empty] | UST Currently In Use: 0; UST Temp Close: 0; AST Currently In Use: 0; AST Temp Closed: 0 | 0 | 0 | 2 | 13663-109-011833 | SUNNY SOUTH
23779 | Permanently Closed | 1988-12-21 | 1969-01-01 | 1988-12-21 | Petroleum | Unleaded gasoline | Unleaded gasoline |  | Steel | Steel |  | Painted or None | Steel |  | 1901-01-01 | [15 empty] | UST Currently In Use: 0; UST Temp Close: 0; AST Currently In Use: 0; AST Temp Closed: 0 | 0 | 0 | 3 | 20004-109-011835 | NEEDMORE GROCERY INC
23780 | Permanently Closed | 1988-12-21 | 1969-01-01 | 1988-12-21 | Petroleum | Unleaded gasoline | Unleaded gasoline |  | Steel | Steel |  | Painted or None | Steel |  | 1901-01-01 | [15 empty] | UST Currently In Use: 0; UST Temp Close: 0; AST Currently In Use: 0; AST Temp Closed: 0 | 0 | 0 | 3 | 20004-109-011835 | NEEDMORE GROCERY INC
23781 | Permanently Closed | 1988-01-01 | 1969-03-07 | 1988-01-01 | Petroleum | Unleaded gasoline | Unleaded gasoline | Retail | Steel | Steel |  | Painted or None | Steel |  | 1901-01-01 |  | Catchment Basin, Single walled catchment basin |  |  |  |  | Statistical Inventory Reconciliation (SIR) | [8 empty] | UST Currently In Use: 0; UST Temp Close: 0; AST Currently In Use: 0; AST Temp Closed: 0 | 0 | 0 | 3 | 20004-109-011835 | NEEDMORE GROCERY INC
23782 | Currently in Use |  | 1980-01-01 |  | Petroleum | Unleaded gasoline | Unleaded gasoline | Retail | Steel | Steel | Field installed cathodic protection |  | Steel |  | 1901-01-01 | Field installed cathodic protection | Catchment Basin, Single walled catchment basin | Automatic shutoff device At 95% full | Automatic shutoff device At 95% full |  |  | Statistical Inventory Reconciliation (SIR) | [8 empty] | UST Currently In Use: 2; UST Temp Close: 0; AST Currently In Use: 2; AST Temp Closed: 0 | 2 | 0 | 0 | 25730-109-011836 | WILLIAM DENDY
23783 | Currently in Use |  | 1980-01-01 |  | Petroleum | Premium gasoline | Premium gasoline | Retail | Steel | Steel | Field installed cathodic protection |  | Steel |  | 1901-01-01 | Field installed cathodic protection | Catchment Basin, Single walled catchment basin | Automatic shutoff device At 95% full | Automatic shutoff device At 95% full |  |  | Statistical Inventory Reconciliation (SIR) | [8 empty] | UST Currently In Use: 2; UST Temp Close: 0; AST Currently In Use: 2; AST Temp Closed: 0 | 2 | 0 | 0 | 25730-109-011836 | WILLIAM DENDY
23784 | Permanently Closed | 1998-12-22 | 1971-01-01 | 1999-12-02 | Petroleum | Unleaded gasoline | Unleaded gasoline | Retail | Steel | Steel |  | Painted or None | Steel |  | 1901-01-01 | None | [5 empty] | Statistical Inventory Reconciliation (SIR) | [8 empty] | UST Currently In Use: 0; UST Temp Close: 2; AST Currently In Use: 0; AST Temp Closed: 0 | 0 | 2 | 2 | 12743-109-011837 | JETER OIL CO
23785 | Permanently Closed | 1998-12-22 | 1971-01-01 | 1999-12-02 | Petroleum | Unleaded gasoline | Unleaded gasoline | Retail | Steel | Steel |  |  | Steel |  | 1901-01-01 | [6 empty] | Statistical Inventory Reconciliation (SIR) | [8 empty] | UST Currently In Use: 0; UST Temp Close: 2; AST Currently In Use: 0; AST Temp Closed: 0 | 0 | 2 | 2 | 12743-109-011837 | JETER OIL CO
23786 | Temporary Closed | 2019-04-13 | 1971-01-01 |  | Petroleum | Mid-grade gasoline | Mid-grade gasoline | Retail | Steel | Steel | Field installed cathodic protection |  | Steel |  | 1901-01-01 | Field installed cathodic protection | Catchment Basin, Single walled catchment basin | Automatic shutoff device At 95% full | Automatic shutoff device At 95% full |  |  | Statistical Inventory Reconciliation (SIR) | [8 empty] | UST Currently In Use: 0; UST Temp Close: 2; AST Currently In Use: 0; AST Temp Closed: 0 | 0 | 2 | 2 | 12743-109-011837 | JETER OIL CO
23787 | Temporary Closed | 2019-04-13 | 1981-01-01 |  | Petroleum | Unleaded gasoline | Unleaded gasoline | Retail | Steel | Steel | Field installed cathodic protection |  | Steel |  | 1901-01-01 | Field installed cathodic protection | Catchment Basin, Single walled catchment basin | Automatic shutoff device At 95% full | Automatic shutoff device At 95% full |  |  | Statistical Inventory Reconciliation (SIR) | [8 empty] | UST Currently In Use: 0; UST Temp Close: 2; AST Currently In Use: 0; AST Temp Closed: 0 | 0 | 2 | 2 | 12743-109-011837 | JETER OIL CO
23788 | Permanently Closed | 1986-07-01 | 1971-01-01 | 1986-07-01 | Petroleum | Unleaded gasoline | Unleaded gasoline |  | Steel | Steel |  | Painted or None | Steel |  | 1901-01-01 | [15 empty] | UST Currently In Use: 0; UST Temp Close: 0; AST Currently In Use: 0; AST Temp Closed: 0 | 0 | 0 | 2 | 13663-109-011838 | SUNNY SOUTH
23789 | Permanently Closed | 1986-07-01 | 1971-01-01 | 1986-07-01 | Petroleum | Unleaded gasoline | Unleaded gasoline |  | Steel | Steel |  | Painted or None | Steel |  | 1901-01-01 | [15 empty] | UST Currently In Use: 0; UST Temp Close: 0; AST Currently In Use: 0; AST Temp Closed: 0 | 0 | 0 | 2 | 13663-109-011838 | SUNNY SOUTH
23790 | Permanently Closed | 1987-01-01 | 1975-01-01 | 1994-03-12 | Petroleum | On road diesel | On road diesel |  | Steel | Steel |  | Painted or None | Steel |  | 1901-01-01 | [15 empty] | UST Currently In Use: 0; UST Temp Close: 0; AST Currently In Use: 0; AST Temp Closed: 0 | 0 | 0 | 1 | 17352-109-011839 | D COLQUETT TRUCKING INC
23791 | Permanently Closed | 1990-09-28 | 1969-01-01 | 1990-09-28 | Petroleum | Unleaded gasoline | Unleaded gasoline |  | Steel | Steel |  | Painted or None | Steel |  | 1901-01-01 | [15 empty] | UST Currently In Use: 0; UST Temp Close: 0; AST Currently In Use: 0; AST Temp Closed: 0 | 0 | 0 | 2 | 13663-109-011840 | SUNNY SOUTH
23792 | Permanently Closed | 1990-09-28 | 1969-01-01 | 1990-09-28 | Petroleum | Unleaded gasoline | Unleaded gasoline |  | Steel | Steel |  | Painted or None | Steel |  | 1901-01-01 | [15 empty] | UST Currently In Use: 0; UST Temp Close: 0; AST Currently In Use: 0; AST Temp Closed: 0 | 0 | 0 | 2 | 13663-109-011840 | SUNNY SOUTH
23793 | Permanently Closed | 1992-09-09 | 1976-01-01 | 1992-09-09 | Petroleum | Unleaded gasoline | Unleaded gasoline |  | Steel | Steel |  | Painted or None | Steel |  | 1901-01-01 | [15 empty] | UST Currently In Use: 0; UST Temp Close: 0; AST Currently In Use: 0; AST Temp Closed: 0 | 0 | 0 | 4 | 13663-109-011841 | SUNNY SOUTH
23794 | Permanently Closed | 1992-09-09 | 1976-01-01 | 1992-09-09 | Petroleum | Unleaded gasoline | Unleaded gasoline |  | Steel | Steel |  | Painted or None | Steel |  | 1901-01-01 | [15 empty] | UST Currently In Use: 0; UST Temp Close: 0; AST Currently In Use: 0; AST Temp Closed: 0 | 0 | 0 | 4 | 13663-109-011841 | SUNNY SOUTH
23795 | Permanently Closed | 1988-12-21 | 1969-01-01 | 1988-12-21 | Petroleum | Unleaded gasoline | Unleaded gasoline |  | Steel | Steel |  | Painted or None | Steel |  | 1901-01-01 | [15 empty] | UST Currently In Use: 0; UST Temp Close: 0; AST Currently In Use: 0; AST Temp Closed: 0 | 0 | 0 | 4 | 13663-109-011841 | SUNNY SOUTH
23796 | Permanently Closed | 1988-12-21 | 1969-01-01 | 1988-12-21 | Petroleum | Unleaded gasoline | Unleaded gasoline |  | Steel | Steel |  | Painted or None | Steel |  | 1901-01-01 | [15 empty] | UST Currently In Use: 0; UST Temp Close: 0; AST Currently In Use: 0; AST Temp Closed: 0 | 0 | 0 | 4 | 13663-109-011841 | SUNNY SOUTH
23797 | Permanently Closed | 1998-08-14 | 1986-01-01 | 1998-08-14 | Petroleum | On road diesel | On road diesel | Industrial | Steel | Steel |  | Painted or None | Steel |  | 1901-01-01 | [6 empty] | Statistical Inventory Reconciliation (SIR) | [8 empty] | UST Currently In Use: 0; UST Temp Close: 0; AST Currently In Use: 0; AST Temp Closed: 0 | 0 | 0 | 1 | 12743-109-011842 | JETER OIL CO
23798 | Permanently Closed | 1988-02-01 | 1982-01-01 | 1988-02-01 | Petroleum | On road diesel | On road diesel |  | Steel | Steel | Other, STIP-3 |  | Steel |  | 1901-01-01 | [15 empty] | UST Currently In Use: 0; UST Temp Close: 0; AST Currently In Use: 0; AST Temp Closed: 0 | 0 | 0 | 1 | 13663-109-011843 | SUNNY SOUTH
23799 | Permanently Closed | 1993-11-01 | 1975-01-01 | 1994-07-01 | Petroleum | On road diesel | On road diesel |  | Steel | Steel |  | Painted or None | Steel |  | 1901-01-01 | [15 empty] | UST Currently In Use: 0; UST Temp Close: 0; AST Currently In Use: 0; AST Temp Closed: 0 | 0 | 0 | 3 | 13663-109-011844 | SUNNY SOUTH
23800 | Permanently Closed | 1993-11-01 | 1977-01-01 | 1994-07-01 | Petroleum | Unleaded gasoline | Unleaded gasoline |  | Steel | Steel |  | Painted or None | Steel |  | 1901-01-01 | [15 empty] | UST Currently In Use: 0; UST Temp Close: 0; AST Currently In Use: 0; AST Temp Closed: 0 | 0 | 0 | 3 | 13663-109-011844 | SUNNY SOUTH
23801 | Permanently Closed | 1993-11-01 | 1977-01-01 | 1994-07-01 | Petroleum | Unleaded gasoline | Unleaded gasoline |  | Steel | Steel |  | Painted or None | Steel |  | 1901-01-01 | [15 empty] | UST Currently In Use: 0; UST Temp Close: 0; AST Currently In Use: 0; AST Temp Closed: 0 | 0 | 0 | 3 | 13663-109-011844 | SUNNY SOUTH
23802 | Permanently Closed | 1997-09-19 | 1971-01-01 | 1997-09-19 | Petroleum | On road diesel | On road diesel | Retail | Steel | Steel |  | Painted or None | Steel |  | 1901-01-01 | [6 empty] | Statistical Inventory Reconciliation (SIR) | [8 empty] | UST Currently In Use: 2; UST Temp Close: 0; AST Currently In Use: 0; AST Temp Closed: 0 | 2 | 0 | 6 | 13663-109-011845 | SUNNY SOUTH
23803 | Permanently Closed | 1997-09-19 | 1971-01-01 | 1997-09-19 | Petroleum | Unleaded gasoline | Unleaded gasoline | Retail | Steel | Steel |  | Painted or None | Steel |  | 1901-01-01 | [6 empty] | Statistical Inventory Reconciliation (SIR) | [8 empty] | UST Currently In Use: 2; UST Temp Close: 0; AST Currently In Use: 0; AST Temp Closed: 0 | 2 | 0 | 6 | 13663-109-011845 | SUNNY SOUTH
23804 | Permanently Closed | 1997-09-19 | 1971-01-01 | 1997-09-19 | Petroleum | Unleaded gasoline | Unleaded gasoline | Retail | Steel | Steel |  | Painted or None | Steel |  | 1901-01-01 | [6 empty] | Statistical Inventory Reconciliation (SIR) | [8 empty] | UST Currently In Use: 2; UST Temp Close: 0; AST Currently In Use: 0; AST Temp Closed: 0 | 2 | 0 | 6 | 13663-109-011845 | SUNNY SOUTH
23805 | Permanently Closed | 1997-09-19 | 1982-01-01 | 1997-09-19 | Petroleum | Unleaded gasoline | Unleaded gasoline | Retail | Steel | Steel | Other, STIP-3 |  | Steel |  | 1901-01-01 | [6 empty] | Statistical Inventory Reconciliation (SIR) | [8 empty] | UST Currently In Use: 2; UST Temp Close: 0; AST Currently In Use: 0; AST Temp Closed: 0 | 2 | 0 | 6 | 13663-109-011845 | SUNNY SOUTH
23806 | Permanently Closed | 1997-09-19 | 1982-01-01 | 1997-09-19 | Petroleum | Kerosene | Kerosene | Retail | Steel | Steel | Other, STIP-3 |  | Steel |  | 1901-01-01 | [6 empty] | Statistical Inventory Reconciliation (SIR) | [8 empty] | UST Currently In Use: 2; UST Temp Close: 0; AST Currently In Use: 0; AST Temp Closed: 0 | 2 | 0 | 6 | 13663-109-011845 | SUNNY SOUTH
23807 | Permanently Closed | 1984-01-01 | 1971-01-01 |  | Petroleum | Unleaded gasoline | Unleaded gasoline |  | Steel | Steel |  | Painted or None | Steel |  | 1901-01-01 | [15 empty] | UST Currently In Use: 2; UST Temp Close: 0; AST Currently In Use: 0; AST Temp Closed: 0 | 2 | 0 | 6 | 13663-109-011845 | SUNNY SOUTH
23808 | Permanently Closed | 1992-01-22 | 1966-01-01 | 1992-01-22 | Petroleum | Other, MOTOR OIL | Other |  | Steel | Steel |  | Painted or None | Steel |  | 1901-01-01 | [15 empty] | UST Currently In Use: 0; UST Temp Close: 0; AST Currently In Use: 0; AST Temp Closed: 0 | 0 | 0 | 3 | 13665-043-011114 | NORRELL-FIELDS DODGE INC
23809 | Permanently Closed | 1992-01-22 | 1966-01-01 | 1992-01-22 | Petroleum | Used oil | Used oil |  | Steel | Steel |  | Painted or None | Steel |  | 1901-01-01 | [15 empty] | UST Currently In Use: 0; UST Temp Close: 0; AST Currently In Use: 0; AST Temp Closed: 0 | 0 | 0 | 3 | 13665-043-011114 | NORRELL-FIELDS DODGE INC
23810 | Permanently Closed | 1992-01-22 | 1966-01-01 | 1992-01-22 | Petroleum | Other, MOTOR OIL | Other |  | Steel | Steel |  | Painted or None | Steel |  | 1901-01-01 | [15 empty] | UST Currently In Use: 0; UST Temp Close: 0; AST Currently In Use: 0; AST Temp Closed: 0 | 0 | 0 | 3 | 13665-043-011114 | NORRELL-FIELDS DODGE INC
23811 | Permanently Closed | 1997-12-22 | 1982-01-01 | 1997-12-22 | Petroleum | On road diesel | On road diesel | [7 empty] | 1901-01-01 | [15 empty] | UST Currently In Use: 0; UST Temp Close: 0; AST Currently In Use: 0; AST Temp Closed: 0 | 0 | 0 | 1 | 13668-033-003590 | NORTH ALABAMA BEVERAGE CO INC
23812 | Permanently Closed | 1989-06-30 | 1973-01-01 | 1989-06-30 | Petroleum | Unleaded gasoline | Unleaded gasoline |  | Steel | Steel |  | Painted or None | Steel |  | 1901-01-01 | [15 empty] | UST Currently In Use: 2; UST Temp Close: 0; AST Currently In Use: 0; AST Temp Closed: 0 | 2 | 0 | 2 | 25743-077-010753 | FLORENCE 6 LLC
23813 | Permanently Closed | 1989-06-30 | 1973-01-01 | 1989-06-30 | Petroleum | Unleaded gasoline | Unleaded gasoline |  | Steel | Steel |  | Painted or None | Steel |  | 1901-01-01 | [6 empty] | Statistical Inventory Reconciliation (SIR) | [8 empty] | UST Currently In Use: 2; UST Temp Close: 0; AST Currently In Use: 0; AST Temp Closed: 0 | 2 | 0 | 2 | 25743-077-010753 | FLORENCE 6 LLC
23814 | Currently in Use |  | 1989-10-01 |  | Petroleum | Unleaded gasoline | Unleaded gasoline | Retail | Single Wall, Steel | Steel | Coated & cathodic protection (sti-P3) |  | Double Wall, Flexible |  | 1901-01-01 |  | Catchment Basin, Single walled catchment basin | Flow Rest 90% Full | Flow Rest 90% Full |  |  | Continuous Automatic Tank Gauge |  | Automatic flow restrictor (MLLD), Containment Sump | Containment Sump |  | SENSOR TO ATG | Annual line testing | Annual line testing |  | UST Currently In Use: 2; UST Temp Close: 0; AST Currently In Use: 0; AST Temp Closed: 0 | 2 | 0 | 2 | 25743-077-010753 | FLORENCE 6 LLC
23815 | Currently in Use |  | 1989-10-01 |  | Petroleum | Premium gasoline | Premium gasoline | Retail | Single Wall, Steel | Steel | Coated & cathodic protection (sti-P3) |  | Double Wall, Flexible |  | 1901-01-01 |  | Catchment Basin, Single walled catchment basin | Flow Rest 90% Full | Flow Rest 90% Full |  |  | Continuous Automatic Tank Gauge |  | Automatic flow restrictor (MLLD), Containment Sump | Containment Sump |  | SENSOR TO ATG | Annual line testing | Annual line testing |  | UST Currently In Use: 2; UST Temp Close: 0; AST Currently In Use: 0; AST Temp Closed: 0 | 2 | 0 | 2 | 25743-077-010753 | FLORENCE 6 LLC
23816 | Permanently Closed | 1989-06-27 | 1973-01-01 | 1989-06-27 | Petroleum | Unleaded gasoline | Unleaded gasoline |  | Steel | Steel |  | Painted or None | Steel |  | 1901-01-01 | [15 empty] | UST Currently In Use: 2; UST Temp Close: 0; AST Currently In Use: 0; AST Temp Closed: 0 | 2 | 0 | 2 | 25552-077-010754 | GOOD SPIRITS INC
23817 | Permanently Closed | 1989-06-27 | 1973-01-01 | 1989-06-27 | Petroleum | Unleaded gasoline | Unleaded gasoline |  | Steel | Steel |  | Painted or None | Steel |  | 1901-01-01 | [15 empty] | UST Currently In Use: 2; UST Temp Close: 0; AST Currently In Use: 0; AST Temp Closed: 0 | 2 | 0 | 2 | 25552-077-010754 | GOOD SPIRITS INC
23818 | Currently in Use |  | 1989-10-01 |  | Petroleum | Unleaded gasoline | Unleaded gasoline | Retail | Single Wall, Steel | Steel | Coated & cathodic protection (sti-P3) |  | Fiberglass reinforced plastic, Single Wall |  |  | Other, FLXS ISOLA | Catchment Basin, Single walled catchment basin | Flow Rest 90% Full | Flow Rest 90% Full |  |  | Continuous Automatic Tank Gauge |  | Automatic flow restrictor (MLLD) | Automatic flow restrictor (MLLD) |  |  | Annual line testing | Annual line testing |  | UST Currently In Use: 2; UST Temp Close: 0; AST Currently In Use: 0; AST Temp Closed: 0 | 2 | 0 | 2 | 25552-077-010754 | GOOD SPIRITS INC
23819 | Currently in Use |  | 1989-10-01 |  | Petroleum | Premium gasoline | Premium gasoline | Retail | Single Wall, Steel | Steel | Coated & cathodic protection (sti-P3) |  | Fiberglass reinforced plastic, Single Wall |  |  | Other, FLXS ISOLA | Catchment Basin, Single walled catchment basin | Flow Rest 90% Full | Flow Rest 90% Full |  |  | Continuous Automatic Tank Gauge |  | Automatic flow restrictor (MLLD) | Automatic flow restrictor (MLLD) |  |  | Annual line testing | Annual line testing |  | UST Currently In Use: 2; UST Temp Close: 0; AST Currently In Use: 0; AST Temp Closed: 0 | 2 | 0 | 2 | 25552-077-010754 | GOOD SPIRITS INC
23820 | Currently in Use |  | 1979-01-01 |  | Petroleum | On road diesel | On road diesel | Retail | Single Wall, Steel | Steel | Field installed cathodic protection |  | Double Wall, Fiberglass reinforced plastic |  |  |  | Catchment Basin, Single walled catchment basin | Automatic shutoff device At 95% full, Flow Rest 90% Full | Flow Rest 90% Full |  |  | Continuous Automatic Tank Gauge | Single walled submersible pump containment sump | Automatic shutoff device (AELLD), Containment Sump | Containment Sump | [5 empty] | UST Currently In Use: 4; UST Temp Close: 0; AST Currently In Use: 0; AST Temp Closed: 0 | 4 | 0 | 0 | 11661-077-010755 | EDWARDS OIL COMPANY
23821 | Currently in Use |  | 1979-01-01 |  | Petroleum | On road diesel | On road diesel | Retail | Single Wall, Steel | Steel | Field installed cathodic protection |  | Double Wall, Fiberglass reinforced plastic |  |  |  | Catchment Basin, Single walled catchment basin | Automatic shutoff device At 95% full, Flow Rest 90% Full | Flow Rest 90% Full |  |  | Continuous Automatic Tank Gauge | Single walled submersible pump containment sump | Automatic shutoff device (AELLD), Containment Sump | Containment Sump | [5 empty] | UST Currently In Use: 4; UST Temp Close: 0; AST Currently In Use: 0; AST Temp Closed: 0 | 4 | 0 | 0 | 11661-077-010755 | EDWARDS OIL COMPANY
23822 | Currently in Use |  | 1979-01-01 |  | Petroleum | Ethanol free gasoline | Ethanol free gasoline | Retail | Single Wall, Steel | Steel | Field installed cathodic protection |  | Double Wall, Fiberglass reinforced plastic |  |  |  | Catchment Basin, Single walled catchment basin | Automatic shutoff device At 95% full, Flow Rest 90% Full | Flow Rest 90% Full |  |  | Continuous Automatic Tank Gauge | Single walled submersible pump containment sump | Automatic shutoff device (AELLD), Containment Sump | Containment Sump | [5 empty] | UST Currently In Use: 4; UST Temp Close: 0; AST Currently In Use: 0; AST Temp Closed: 0 | 4 | 0 | 0 | 11661-077-010755 | EDWARDS OIL COMPANY
23823 | Permanently Closed | 1990-07-10 | 1976-01-01 | 1990-07-10 | Petroleum | Unleaded gasoline | Unleaded gasoline |  | Steel | Steel |  | Painted or None | Steel |  | 1901-01-01 | [15 empty] | UST Currently In Use: 0; UST Temp Close: 2; AST Currently In Use: 0; AST Temp Closed: 0 | 0 | 2 | 2 | 13669-077-010756 | NORTH ALABAMA CONVIENCE STORES
23824 | Permanently Closed | 1990-07-10 | 1976-01-01 | 1990-07-10 | Petroleum | Unleaded gasoline | Unleaded gasoline |  | Steel | Steel |  | Painted or None | Steel |  | 1901-01-01 | [15 empty] | UST Currently In Use: 0; UST Temp Close: 2; AST Currently In Use: 0; AST Temp Closed: 0 | 0 | 2 | 2 | 13669-077-010756 | NORTH ALABAMA CONVIENCE STORES
23825 | Temporary Closed | 2023-05-18 | 1984-01-01 |  | Petroleum | Unleaded gasoline | Unleaded gasoline | Retail | Single Wall, Steel | Steel | Coated & cathodic protection (sti-P3) |  | Fiberglass reinforced plastic, Single Wall |  |  |  | Catchment Basin, Single walled catchment basin | Audible high level alarm At 90% full | Audible high level alarm At 90% full |  |  | Continuous Automatic Tank Gauge | [8 empty] | UST Currently In Use: 0; UST Temp Close: 2; AST Currently In Use: 0; AST Temp Closed: 0 | 0 | 2 | 2 | 13669-077-010756 | NORTH ALABAMA CONVIENCE STORES
23826 | Permanently Closed | 1998-11-30 | 1967-01-01 | 1999-08-30 | Petroleum | Unleaded gasoline | Unleaded gasoline |  | Steel | Steel |  | Painted or None | Steel |  | 1901-01-01 | [15 empty] | UST Currently In Use: 0; UST Temp Close: 0; AST Currently In Use: 0; AST Temp Closed: 0 | 0 | 0 | 2 | 13671-071-000722 | NORTH ALABAMA ELECTRIC COOPERATIVE
23827 | Permanently Closed | 1998-11-30 | 1967-01-01 | 1999-08-30 | Petroleum | On road diesel | On road diesel |  | Steel | Steel |  | Painted or None | Steel |  | 1901-01-01 | [15 empty] | UST Currently In Use: 0; UST Temp Close: 0; AST Currently In Use: 0; AST Temp Closed: 0 | 0 | 0 | 2 | 13671-071-000722 | NORTH ALABAMA ELECTRIC COOPERATIVE
23828 | Permanently Closed | 1998-11-30 | 1968-01-01 | 1999-08-30 | Petroleum | Unleaded gasoline | Unleaded gasoline |  | Steel | Steel |  | Painted or None | Steel |  | 1901-01-01 | [15 empty] | UST Currently In Use: 0; UST Temp Close: 0; AST Currently In Use: 0; AST Temp Closed: 0 | 0 | 0 | 1 | 13671-071-000723 | NORTH ALABAMA ELECTRIC COOPERATIVE
23829 | Permanently Closed | 1998-11-30 | 1968-01-01 | 1992-01-01 | Petroleum | Unleaded gasoline | Unleaded gasoline |  | Steel | Steel |  | Painted or None | Steel |  | 1901-01-01 | [15 empty] | UST Currently In Use: 0; UST Temp Close: 0; AST Currently In Use: 0; AST Temp Closed: 0 | 0 | 0 | 1 | 13671-095-000724 | NORTH ALABAMA ELECTRIC COOPERATIVE
23830 | Retired | 1988-08-08 | 1966-01-01 |  | Petroleum | On road diesel | On road diesel |  | Steel | Steel |  |  | Steel |  | 1901-01-01 | [15 empty] | UST Currently In Use: 0; UST Temp Close: 0; AST Currently In Use: 0; AST Temp Closed: 0 | 0 | 0 | 1 | 13672-073-008371 | NORTH ALABAMA EXPRESS INC
23831 | Permanently Closed | 1991-10-14 | 1966-01-01 | 1991-10-14 | Petroleum | Unleaded gasoline | Unleaded gasoline |  | Steel | Steel |  |  | Steel |  | 1901-01-01 | [15 empty] | UST Currently In Use: 0; UST Temp Close: 0; AST Currently In Use: 0; AST Temp Closed: 0 | 0 | 0 | 1 | 13672-073-008371 | NORTH ALABAMA EXPRESS INC
23832 | Permanently Closed | 2001-09-12 | 1987-09-01 | 2004-01-08 | Petroleum | Unleaded gasoline | Unleaded gasoline |  | Steel | Steel |  |  | Steel |  | 1901-01-01 | [15 empty] | UST Currently In Use: 0; UST Temp Close: 0; AST Currently In Use: 0; AST Temp Closed: 0 | 0 | 0 | 3 | 13672-123-008372 | NORTH ALABAMA EXPRESS INC
23833 | Permanently Closed | 2001-09-12 | 1987-09-01 | 2004-01-08 | Petroleum | On road diesel | On road diesel |  | Steel | Steel |  |  | Steel |  | 1901-01-01 | [15 empty] | UST Currently In Use: 0; UST Temp Close: 0; AST Currently In Use: 0; AST Temp Closed: 0 | 0 | 0 | 3 | 13672-123-008372 | NORTH ALABAMA EXPRESS INC
23834 | Permanently Closed | 1997-01-01 | 1981-01-01 | 1997-08-07 | Petroleum | Unleaded gasoline | Unleaded gasoline |  | Steel | Steel |  | Painted or None | Steel |  | 1901-01-01 | [15 empty] | UST Currently In Use: 0; UST Temp Close: 0; AST Currently In Use: 0; AST Temp Closed: 0 | 0 | 0 | 2 | 13673-033-002096 | NORTH ALABAMA GAS DISTRICT
23835 | Permanently Closed | 1997-01-01 | 1981-01-01 | 1997-08-07 | Petroleum | On road diesel | On road diesel |  | Steel | Steel |  | Painted or None | Steel |  | 1901-01-01 | [15 empty] | UST Currently In Use: 0; UST Temp Close: 0; AST Currently In Use: 0; AST Temp Closed: 0 | 0 | 0 | 2 | 13673-033-002096 | NORTH ALABAMA GAS DISTRICT
23836 | Permanently Closed | 1992-05-05 | 1978-01-01 | 1992-05-05 | Petroleum | Unleaded gasoline | Unleaded gasoline |  | Steel | Steel |  | Painted or None | Steel |  | 1901-01-01 | [15 empty] | UST Currently In Use: 0; UST Temp Close: 0; AST Currently In Use: 0; AST Temp Closed: 0 | 0 | 0 | 4 | 13674-049-004740 | BOWEN OIL CO
23837 | Permanently Closed | 1992-05-05 | 1978-01-01 | 1992-05-05 | Petroleum | Unleaded gasoline | Unleaded gasoline |  | Steel | Steel |  | Painted or None | Steel |  | 1901-01-01 | [15 empty] | UST Currently In Use: 0; UST Temp Close: 0; AST Currently In Use: 0; AST Temp Closed: 0 | 0 | 0 | 4 | 13674-049-004740 | BOWEN OIL CO
23838 | Permanently Closed | 1992-05-05 | 1978-01-01 | 1992-05-05 | Petroleum | Unleaded gasoline | Unleaded gasoline |  | Steel | Steel |  | Painted or None | Steel |  | 1901-01-01 | [15 empty] | UST Currently In Use: 0; UST Temp Close: 0; AST Currently In Use: 0; AST Temp Closed: 0 | 0 | 0 | 4 | 13674-049-004740 | BOWEN OIL CO
23839 | Permanently Closed | 1992-05-05 | 1978-01-01 | 1992-05-05 | Petroleum | On road diesel | On road diesel |  | Steel | Steel |  | Painted or None | Steel |  | 1901-01-01 | [15 empty] | UST Currently In Use: 0; UST Temp Close: 0; AST Currently In Use: 0; AST Temp Closed: 0 | 0 | 0 | 4 | 13674-049-004740 | BOWEN OIL CO
23840 | Permanently Closed | 1993-11-29 | 1985-01-01 | 1993-11-29 | Petroleum | Unleaded gasoline | Unleaded gasoline |  | Steel | Steel |  | Painted or None | Steel |  | 1901-01-01 | [15 empty] | UST Currently In Use: 0; UST Temp Close: 0; AST Currently In Use: 0; AST Temp Closed: 0 | 0 | 0 | 2 | 13674-055-012596 | BOWEN OIL CO
23841 | Permanently Closed | 1993-11-29 | 1985-01-01 | 1993-11-29 | Petroleum | Unleaded gasoline | Unleaded gasoline |  | Steel | Steel |  | Painted or None | Steel |  | 1901-01-01 | [15 empty] | UST Currently In Use: 0; UST Temp Close: 0; AST Currently In Use: 0; AST Temp Closed: 0 | 0 | 0 | 2 | 13674-055-012596 | BOWEN OIL CO
23842 | Permanently Closed | 2004-01-01 | 1982-01-01 | 2005-09-02 | Petroleum | Unleaded gasoline | Unleaded gasoline |  | Steel | Steel | Coated & cathodic protection (sti-P3), Field installed cathodic protection |  | Steel |  | 1901-01-01 | Field installed cathodic protection | Catchment Basin, Single walled catchment basin | Automatic shutoff device At 95% full | Automatic shutoff device At 95% full |  |  | Statistical Inventory Reconciliation (SIR) | [8 empty] | UST Currently In Use: 0; UST Temp Close: 0; AST Currently In Use: 0; AST Temp Closed: 0 | 0 | 0 | 3 | 13674-049-012992 | BOWEN OIL CO
23843 | Permanently Closed | 2004-01-01 | 1982-01-01 | 2005-09-02 | Petroleum | Mid-grade gasoline | Mid-grade gasoline |  | Steel | Steel | Coated & cathodic protection (sti-P3), Field installed cathodic protection |  | Steel |  | 1901-01-01 | Field installed cathodic protection | Catchment Basin, Single walled catchment basin | Automatic shutoff device At 95% full | Automatic shutoff device At 95% full |  |  | Statistical Inventory Reconciliation (SIR) | [8 empty] | UST Currently In Use: 0; UST Temp Close: 0; AST Currently In Use: 0; AST Temp Closed: 0 | 0 | 0 | 3 | 13674-049-012992 | BOWEN OIL CO
23844 | Permanently Closed | 2004-01-01 | 1987-01-01 | 2005-09-02 | Petroleum | Premium gasoline | Premium gasoline |  | Steel | Steel | Coated & cathodic protection (sti-P3), Field installed cathodic protection |  | Steel |  | 1901-01-01 | Field installed cathodic protection | Catchment Basin, Single walled catchment basin | Automatic shutoff device At 95% full | Automatic shutoff device At 95% full |  |  | Statistical Inventory Reconciliation (SIR) | [8 empty] | UST Currently In Use: 0; UST Temp Close: 0; AST Currently In Use: 0; AST Temp Closed: 0 | 0 | 0 | 3 | 13674-049-012992 | BOWEN OIL CO
23845 | Permanently Closed | 1993-11-29 | 1977-01-01 | 1993-11-29 | Petroleum | Unleaded gasoline | Unleaded gasoline |  | Steel | Steel |  |  | Steel |  | 1901-01-01 | [15 empty] | UST Currently In Use: 0; UST Temp Close: 0; AST Currently In Use: 0; AST Temp Closed: 0 | 0 | 0 | 2 | 13674-095-008289 | BOWEN OIL CO
23846 | Permanently Closed | 1993-11-29 | 1977-01-01 | 1993-11-29 | Petroleum | Unleaded gasoline | Unleaded gasoline |  | Steel | Steel |  |  | Steel |  | 1901-01-01 | [15 empty] | UST Currently In Use: 0; UST Temp Close: 0; AST Currently In Use: 0; AST Temp Closed: 0 | 0 | 0 | 2 | 13674-095-008289 | BOWEN OIL CO
23848 | Permanently Closed | 1993-11-30 | 1982-01-01 | 1993-11-30 | Petroleum | Unleaded gasoline | Unleaded gasoline |  | Steel | Steel |  | Painted or None | Steel |  | 1901-01-01 | [15 empty] | UST Currently In Use: 0; UST Temp Close: 0; AST Currently In Use: 0; AST Temp Closed: 0 | 0 | 0 | 4 | 13674-055-012001 | BOWEN OIL CO
23849 | Permanently Closed | 1993-11-30 | 1982-01-01 | 1993-11-30 | Petroleum | Unleaded gasoline | Unleaded gasoline |  | Steel | Steel |  | Painted or None | Steel |  | 1901-01-01 | [15 empty] | UST Currently In Use: 0; UST Temp Close: 0; AST Currently In Use: 0; AST Temp Closed: 0 | 0 | 0 | 4 | 13674-055-012001 | BOWEN OIL CO
23850 | Permanently Closed | 1992-01-30 | 1979-01-01 | 1993-11-30 | Petroleum | Unleaded gasoline | Unleaded gasoline |  | Steel | Steel |  |  | Steel |  | 1901-01-01 | [15 empty] | UST Currently In Use: 0; UST Temp Close: 0; AST Currently In Use: 0; AST Temp Closed: 0 | 0 | 0 | 4 | 13674-055-012001 | BOWEN OIL CO
23851 | Permanently Closed | 1992-01-30 | 1979-01-01 | 1993-11-30 | Petroleum | Unleaded gasoline | Unleaded gasoline |  | Steel | Steel |  |  | Steel |  | 1901-01-01 | [15 empty] | UST Currently In Use: 0; UST Temp Close: 0; AST Currently In Use: 0; AST Temp Closed: 0 | 0 | 0 | 4 | 13674-055-012001 | BOWEN OIL CO
23852 | Permanently Closed | 2004-11-30 | 1980-01-01 | 2004-11-30 | Petroleum | On road diesel | On road diesel | Industrial | Steel | Steel | Field installed cathodic protection |  | Flexible |  | 1901-01-01 |  | Catchment Basin, Single walled catchment basin | Automatic shutoff device At 95% full | Automatic shutoff device At 95% full |  |  | Continuous Automatic Tank Gauge |  | Automatic shutoff device (AELLD) | Automatic shutoff device (AELLD) | Interstitial Monitoring within Secondary Containment |  | Annual line testing | Annual line testing |  | UST Currently In Use: 4; UST Temp Close: 0; AST Currently In Use: 2; AST Temp Closed: 0 | 4 | 0 | 6 | 21994-043-003346 | WAL-MART STORES E C/O APTIM
23853 | Permanently Closed | 2004-11-30 | 1980-01-01 | 2004-11-30 | Petroleum | On road diesel | On road diesel | Industrial | Steel | Steel | Field installed cathodic protection |  | Flexible |  | 1901-01-01 |  | Catchment Basin, Single walled catchment basin | Automatic shutoff device At 95% full | Automatic shutoff device At 95% full |  |  | Continuous Automatic Tank Gauge |  | Automatic shutoff device (AELLD) | Automatic shutoff device (AELLD) | Interstitial Monitoring within Secondary Containment |  | Annual line testing | Annual line testing |  | UST Currently In Use: 4; UST Temp Close: 0; AST Currently In Use: 2; AST Temp Closed: 0 | 4 | 0 | 6 | 21994-043-003346 | WAL-MART STORES E C/O APTIM
23854 | Permanently Closed | 2004-11-30 | 1980-01-01 | 2004-11-30 | Petroleum | On road diesel | On road diesel | Industrial | Steel | Steel | Field installed cathodic protection |  | Flexible |  | 1901-01-01 |  | Catchment Basin, Single walled catchment basin | Automatic shutoff device At 95% full | Automatic shutoff device At 95% full |  |  | Continuous Automatic Tank Gauge |  | Automatic shutoff device (AELLD) | Automatic shutoff device (AELLD) | Interstitial Monitoring within Secondary Containment |  | Annual line testing | Annual line testing |  | UST Currently In Use: 4; UST Temp Close: 0; AST Currently In Use: 2; AST Temp Closed: 0 | 4 | 0 | 6 | 21994-043-003346 | WAL-MART STORES E C/O APTIM
23855 | Permanently Closed | 2004-11-30 | 1980-01-01 | 2004-11-30 | Petroleum | On road diesel | On road diesel | Industrial | Steel | Steel | Field installed cathodic protection |  | Flexible |  | 1901-01-01 |  | Catchment Basin, Single walled catchment basin | Automatic shutoff device At 95% full | Automatic shutoff device At 95% full |  |  | Continuous Automatic Tank Gauge |  | Automatic shutoff device (AELLD) | Automatic shutoff device (AELLD) | Interstitial Monitoring within Secondary Containment |  | Annual line testing | Annual line testing |  | UST Currently In Use: 4; UST Temp Close: 0; AST Currently In Use: 2; AST Temp Closed: 0 | 4 | 0 | 6 | 21994-043-003346 | WAL-MART STORES E C/O APTIM
23856 | Permanently Closed | 2004-11-30 | 1980-01-01 | 2004-11-30 | Petroleum | Virgin oil | Virgin oil | Industrial | Steel | Steel | Field installed cathodic protection |  | Flexible, CPNOTAPPRV |  | 1901-01-01 |  | Catchment Basin, EXEMPT | Automatic shutoff device At 95% full, EXEMPT | Automatic shutoff device At 95% full |  |  | Continuous Automatic Tank Gauge | [8 empty] | UST Currently In Use: 4; UST Temp Close: 0; AST Currently In Use: 2; AST Temp Closed: 0 | 4 | 0 | 6 | 21994-043-003346 | WAL-MART STORES E C/O APTIM
23857 | Permanently Closed | 2004-11-30 | 1980-01-01 | 2004-11-30 | Petroleum | Used oil | Used oil |  | Steel | Steel | Field installed cathodic protection |  | Flexible, CPNOTAPRVD |  | 1901-01-01 |  | Other, EXEMPT | Other, EXEMPT | Other |  |  | Continuous Automatic Tank Gauge | [5 empty] | Annual line testing | Annual line testing |  | UST Currently In Use: 4; UST Temp Close: 0; AST Currently In Use: 2; AST Temp Closed: 0 | 4 | 0 | 6 | 21994-043-003346 | WAL-MART STORES E C/O APTIM
23858 | Permanently Closed | 1998-09-24 | 1957-01-01 | 1998-09-24 | Petroleum | On road diesel | On road diesel |  | Steel | Steel |  |  | Other, COPPER |  | 1901-01-01 | [15 empty] | UST Currently In Use: 0; UST Temp Close: 0; AST Currently In Use: 0; AST Temp Closed: 0 | 0 | 0 | 3 | 13677-071-001612 | NORTH JACKSON HOSPITAL
23859 | Permanently Closed | 1983-03-01 | 1957-01-01 |  | Petroleum | Unleaded gasoline | Unleaded gasoline |  | Steel | Steel |  |  | Other, COPPER |  | 1901-01-01 | [15 empty] | UST Currently In Use: 0; UST Temp Close: 0; AST Currently In Use: 0; AST Temp Closed: 0 | 0 | 0 | 3 | 13677-071-001612 | NORTH JACKSON HOSPITAL
23860 | Permanently Closed | 1998-09-24 | 1982-01-01 | 1998-09-24 | Petroleum | On road diesel | On road diesel |  | Steel | Steel |  | Painted or None | Other, COPPER |  | 1901-01-01 | [15 empty] | UST Currently In Use: 0; UST Temp Close: 0; AST Currently In Use: 0; AST Temp Closed: 0 | 0 | 0 | 3 | 13677-071-001612 | NORTH JACKSON HOSPITAL
23861 | Permanently Closed | 1996-08-13 | 1976-01-01 | 1996-08-13 | Petroleum | Unleaded gasoline | Unleaded gasoline | Retail | Steel | Steel |  | Painted or None | Steel |  | 1901-01-01 | [6 empty] | Statistical Inventory Reconciliation (SIR) | [8 empty] | UST Currently In Use: 0; UST Temp Close: 0; AST Currently In Use: 0; AST Temp Closed: 0 | 0 | 0 | 6 | 17923-073-003114 | ROGER BENSON
23862 | Permanently Closed | 1996-08-13 | 1976-01-01 | 1996-08-13 | Petroleum | Unleaded gasoline | Unleaded gasoline | Retail | Steel | Steel |  | Painted or None | Steel |  | 1901-01-01 | [6 empty] | Statistical Inventory Reconciliation (SIR) | [8 empty] | UST Currently In Use: 0; UST Temp Close: 0; AST Currently In Use: 0; AST Temp Closed: 0 | 0 | 0 | 6 | 17923-073-003114 | ROGER BENSON
23863 | Permanently Closed | 1996-08-13 | 1976-01-01 | 1996-08-13 | Petroleum | Unleaded gasoline | Unleaded gasoline | Retail | Steel | Steel |  | Painted or None | Steel |  | 1901-01-01 | [6 empty] | Statistical Inventory Reconciliation (SIR) | [8 empty] | UST Currently In Use: 0; UST Temp Close: 0; AST Currently In Use: 0; AST Temp Closed: 0 | 0 | 0 | 6 | 17923-073-003114 | ROGER BENSON
23864 | Permanently Closed | 1998-12-18 | 1976-01-01 | 1999-10-06 | Petroleum | On road diesel | On road diesel |  | Steel | Steel |  | Painted or None | Steel |  | 1901-01-01 | [15 empty] | UST Currently In Use: 0; UST Temp Close: 0; AST Currently In Use: 0; AST Temp Closed: 0 | 0 | 0 | 5 | 13679-015-003180 | REGIONAL MEDICAL CENTER- JOSH GARMANY
23865 | Permanently Closed | 1998-12-18 | 1976-01-01 |  | Petroleum | On road diesel | On road diesel |  | Steel | Steel |  | Painted or None | Steel |  | 1901-01-01 | [15 empty] | UST Currently In Use: 0; UST Temp Close: 0; AST Currently In Use: 0; AST Temp Closed: 0 | 0 | 0 | 5 | 13679-015-003180 | REGIONAL MEDICAL CENTER- JOSH GARMANY
23866 | Permanently Closed | 1998-12-18 | 1951-01-01 | 1999-10-06 | Petroleum | On road diesel | On road diesel |  | Steel | Steel |  |  | Steel |  | 1901-01-01 | [15 empty] | UST Currently In Use: 0; UST Temp Close: 0; AST Currently In Use: 0; AST Temp Closed: 0 | 0 | 0 | 5 | 13679-015-003180 | REGIONAL MEDICAL CENTER- JOSH GARMANY
23867 | Permanently Closed | 1998-12-18 | 1977-01-01 |  | Petroleum | On road diesel | On road diesel |  | Steel | Steel |  | Painted or None | Steel |  | 1901-01-01 | [15 empty] | UST Currently In Use: 0; UST Temp Close: 0; AST Currently In Use: 0; AST Temp Closed: 0 | 0 | 0 | 5 | 13679-015-003180 | REGIONAL MEDICAL CENTER- JOSH GARMANY
23868 | Permanently Closed | 1989-08-01 | 1953-01-01 | 1989-08-01 | Petroleum | Unleaded gasoline | Unleaded gasoline | State/federal government | [6 empty] | 1901-01-01 | [15 empty] | UST Currently In Use: 0; UST Temp Close: 0; AST Currently In Use: 0; AST Temp Closed: 0 | 0 | 0 | 1 | 14587-125-009724 | AL ST MILITARY DEPT - CFMO ENV. OFF.
23869 | Permanently Closed | 1901-01-01 | 1967-01-01 |  | Petroleum | Unleaded gasoline | Unleaded gasoline |  | Steel | Steel |  | Painted or None | Steel |  | 1901-01-01 | [15 empty] | UST Currently In Use: 0; UST Temp Close: 0; AST Currently In Use: 0; AST Temp Closed: 0 | 0 | 0 | 4 | 13682-053-009415 | NORTHROP OIL CO INC
23870 | Permanently Closed | 1901-01-01 | 1967-01-01 |  | Petroleum | Unleaded gasoline | Unleaded gasoline |  | Steel | Steel |  | Painted or None | Steel |  | 1901-01-01 | [15 empty] | UST Currently In Use: 0; UST Temp Close: 0; AST Currently In Use: 0; AST Temp Closed: 0 | 0 | 0 | 4 | 13682-053-009415 | NORTHROP OIL CO INC
23871 | Permanently Closed | 1901-01-01 | 1967-01-01 |  | Petroleum | Unleaded gasoline | Unleaded gasoline |  | Steel | Steel |  | Painted or None | Steel |  | 1901-01-01 | [15 empty] | UST Currently In Use: 0; UST Temp Close: 0; AST Currently In Use: 0; AST Temp Closed: 0 | 0 | 0 | 4 | 13682-053-009415 | NORTHROP OIL CO INC
23872 | Permanently Closed | 1901-01-01 | 1967-01-01 |  | Petroleum | Unleaded gasoline | Unleaded gasoline |  | Steel | Steel |  | Painted or None | Steel |  | 1901-01-01 | [15 empty] | UST Currently In Use: 0; UST Temp Close: 0; AST Currently In Use: 0; AST Temp Closed: 0 | 0 | 0 | 4 | 13682-053-009415 | NORTHROP OIL CO INC
23876 | Permanently Closed | 1992-06-08 | 1982-01-01 | 1992-06-08 | Petroleum | On road diesel | On road diesel | State/federal government | Steel | Steel |  | Painted or None | Steel |  | 1901-01-01 | [15 empty] | UST Currently In Use: 0; UST Temp Close: 0; AST Currently In Use: 0; AST Temp Closed: 0 | 0 | 0 | 4 | 13685-093-010340 | NORTHWEST ALA STATE TECHNICAL COLLEG
23877 | Permanently Closed | 1992-06-08 | 1982-01-01 | 1992-06-08 | Petroleum | Unleaded gasoline | Unleaded gasoline | State/federal government | Steel | Steel |  | Painted or None | Steel |  | 1901-01-01 | [15 empty] | UST Currently In Use: 0; UST Temp Close: 0; AST Currently In Use: 0; AST Temp Closed: 0 | 0 | 0 | 4 | 13685-093-010340 | NORTHWEST ALA STATE TECHNICAL COLLEG
23878 | Permanently Closed | 1992-06-08 | 1964-01-01 | 1992-06-08 | Petroleum | Unleaded gasoline | Unleaded gasoline | State/federal government | Steel | Steel |  |  | Steel |  | 1901-01-01 | [15 empty] | UST Currently In Use: 0; UST Temp Close: 0; AST Currently In Use: 0; AST Temp Closed: 0 | 0 | 0 | 4 | 13685-093-010340 | NORTHWEST ALA STATE TECHNICAL COLLEG
23879 | Permanently Closed | 1992-06-08 | 1964-01-01 | 1992-06-08 | Petroleum | Used oil | Used oil | State/federal government | [6 empty] | 1901-01-01 | [15 empty] | UST Currently In Use: 0; UST Temp Close: 0; AST Currently In Use: 0; AST Temp Closed: 0 | 0 | 0 | 4 | 13685-093-010340 | NORTHWEST ALA STATE TECHNICAL COLLEG
23880 | Retired | 1987-07-15 | 1964-01-01 |  | Petroleum | Unleaded gasoline | Unleaded gasoline | State/federal government | [6 empty] | 1901-01-01 | [15 empty] | UST Currently In Use: 0; UST Temp Close: 0; AST Currently In Use: 0; AST Temp Closed: 0 | 0 | 0 | 4 | 13685-093-010340 | NORTHWEST ALA STATE TECHNICAL COLLEG
23881 | Permanently Closed | 1993-04-16 | 1974-01-01 | 1993-04-16 | Petroleum | Unleaded gasoline | Unleaded gasoline |  | Steel | Steel |  | Painted or None | Steel |  | 1901-01-01 | [15 empty] | UST Currently In Use: 2; UST Temp Close: 0; AST Currently In Use: 0; AST Temp Closed: 0 | 2 | 0 | 1 | 13686-093-003373 | NORTHWEST ALABAMA GAS DISTRICT
23882 | Permanently Closed | 1992-06-08 | 1969-01-01 | 1992-06-08 | Petroleum | Unleaded gasoline | Unleaded gasoline | State/federal government | Steel | Steel |  | Painted or None | Steel |  | 1901-01-01 | [15 empty] | UST Currently In Use: 0; UST Temp Close: 0; AST Currently In Use: 0; AST Temp Closed: 0 | 0 | 0 | 3 | 13687-059-010341 | NORTHWEST ALABAMA JUNIOR COLLEGE
23883 | Permanently Closed | 1992-06-08 | 1969-01-01 | 1992-06-08 | Petroleum | Unleaded gasoline | Unleaded gasoline | State/federal government | Steel | Steel |  | Painted or None | Steel |  | 1901-01-01 | [15 empty] | UST Currently In Use: 0; UST Temp Close: 0; AST Currently In Use: 0; AST Temp Closed: 0 | 0 | 0 | 3 | 13687-059-010341 | NORTHWEST ALABAMA JUNIOR COLLEGE
23884 | Permanently Closed | 1974-06-01 | 1964-01-01 |  | Petroleum | Other, OTHER | Other | State/federal government | Steel | Steel |  | Painted or None | Steel |  | 1901-01-01 | [15 empty] | UST Currently In Use: 0; UST Temp Close: 0; AST Currently In Use: 0; AST Temp Closed: 0 | 0 | 0 | 3 | 13687-059-010341 | NORTHWEST ALABAMA JUNIOR COLLEGE
23885 | Permanently Closed | 1991-09-24 | 1969-01-01 | 1991-09-24 | Petroleum | Unleaded gasoline | Unleaded gasoline |  | Steel | Steel |  | Painted or None | Steel |  | 1901-01-01 | [15 empty] | UST Currently In Use: 0; UST Temp Close: 0; AST Currently In Use: 0; AST Temp Closed: 0 | 0 | 0 | 1 | 13688-033-000718 | NORTHWEST ALABAMA REHAB CENTER
23886 | Permanently Closed | 1988-11-01 | 1981-01-01 | 1988-11-04 | Petroleum | Unleaded gasoline | Unleaded gasoline |  | Steel | Steel |  | Painted or None | Steel |  | 1901-01-01 | [15 empty] | UST Currently In Use: 0; UST Temp Close: 0; AST Currently In Use: 0; AST Temp Closed: 0 | 0 | 0 | 1 | 13689-057-001218 | NORTHWEST ALABAMA VENDORS INC
23887 | Permanently Closed | 1984-10-01 | 1952-01-01 |  | Petroleum | On road diesel | On road diesel |  | Steel | Steel |  | Painted or None | Steel |  | 1901-01-01 | [15 empty] | UST Currently In Use: 0; UST Temp Close: 0; AST Currently In Use: 2; AST Temp Closed: 0 | 0 | 0 | 2 | 13690-089-010474 | NORTON CO
23888 | Permanently Closed | 1980-05-01 | 1952-01-01 |  | Petroleum | On road diesel | On road diesel |  | Steel | Steel |  | Painted or None | Steel |  | 1901-01-01 | [15 empty] | UST Currently In Use: 0; UST Temp Close: 0; AST Currently In Use: 2; AST Temp Closed: 0 | 0 | 0 | 2 | 13690-089-010474 | NORTON CO
23889 | Permanently Closed | 1990-05-15 | 1964-01-01 | 1990-05-15 | Petroleum | Used oil | Used oil |  | Steel | Steel |  |  | Steel |  | 1901-01-01 | [15 empty] | UST Currently In Use: 0; UST Temp Close: 0; AST Currently In Use: 0; AST Temp Closed: 0 | 0 | 0 | 1 | 13691-089-006710 | NORWOOD ESTATES
23890 | Permanently Closed | 1989-12-07 | 1972-01-01 | 1989-12-07 | Petroleum | Unleaded gasoline | Unleaded gasoline |  | Steel | Steel |  | Painted or None | Steel |  | 1901-01-01 | [15 empty] | UST Currently In Use: 0; UST Temp Close: 0; AST Currently In Use: 0; AST Temp Closed: 0 | 0 | 0 | 1 | 13692-033-000512 | NUBY'S AIR CONDITIONING & HEATING
23891 | Temporary Closed | 1994-04-01 | 1982-01-01 |  | Petroleum | Unleaded gasoline | Unleaded gasoline |  | Steel | Steel |  | Painted or None | Steel |  | 1901-01-01 | [15 empty] | UST Currently In Use: 0; UST Temp Close: 5; AST Currently In Use: 0; AST Temp Closed: 0 | 0 | 5 | 0 | 23987-131-007282 | BLACK WARRIOR HOLDINGS LLC
23892 | Temporary Closed | 1994-04-01 | 1982-01-01 |  | Petroleum | Unleaded gasoline | Unleaded gasoline |  | Steel | Steel |  | Painted or None | Steel |  | 1901-01-01 | [15 empty] | UST Currently In Use: 0; UST Temp Close: 5; AST Currently In Use: 0; AST Temp Closed: 0 | 0 | 5 | 0 | 23987-131-007282 | BLACK WARRIOR HOLDINGS LLC
23893 | Temporary Closed | 1994-04-01 | 1982-01-01 |  | Petroleum | On road diesel | On road diesel |  | Steel | Steel |  | Painted or None | Steel |  | 1901-01-01 | [15 empty] | UST Currently In Use: 0; UST Temp Close: 5; AST Currently In Use: 0; AST Temp Closed: 0 | 0 | 5 | 0 | 23987-131-007282 | BLACK WARRIOR HOLDINGS LLC
23894 | Temporary Closed | 1994-04-01 | 1969-01-01 |  | Petroleum | On road diesel | On road diesel |  | Steel | Steel |  | Painted or None | Steel |  | 1901-01-01 | [15 empty] | UST Currently In Use: 0; UST Temp Close: 5; AST Currently In Use: 0; AST Temp Closed: 0 | 0 | 5 | 0 | 23987-131-007282 | BLACK WARRIOR HOLDINGS LLC
23895 | Temporary Closed | 1994-04-01 | 1974-01-01 |  | Petroleum | Unleaded gasoline | Unleaded gasoline |  | Steel | Steel |  | Painted or None | Steel |  | 1901-01-01 | [15 empty] | UST Currently In Use: 0; UST Temp Close: 5; AST Currently In Use: 0; AST Temp Closed: 0 | 0 | 5 | 0 | 23987-131-007282 | BLACK WARRIOR HOLDINGS LLC
23896 | Permanently Closed | 1991-07-15 | 1967-01-01 | 1991-07-15 | Petroleum | Used oil | Used oil |  | Steel | Steel |  | Painted or None | Steel |  | 1901-01-01 | [15 empty] | UST Currently In Use: 0; UST Temp Close: 0; AST Currently In Use: 0; AST Temp Closed: 0 | 0 | 0 | 1 | 13696-033-000022 | NELDA P STEPHENSON/ GRADY W MILLER
23897 | Permanently Closed | 1993-08-01 | 1971-01-01 | 1994-11-29 | Petroleum | Unleaded gasoline | Unleaded gasoline | Retail | Steel | Steel |  | Painted or None | Steel |  | 1901-01-01 | [15 empty] | UST Currently In Use: 0; UST Temp Close: 0; AST Currently In Use: 0; AST Temp Closed: 0 | 0 | 0 | 3 | 13697-127-008319 | O C JONES
23898 | Permanently Closed | 1993-08-01 | 1971-01-01 | 1994-11-29 | Petroleum | Unleaded gasoline | Unleaded gasoline | Retail | Steel | Steel |  | Painted or None | Steel |  | 1901-01-01 | [15 empty] | UST Currently In Use: 0; UST Temp Close: 0; AST Currently In Use: 0; AST Temp Closed: 0 | 0 | 0 | 3 | 13697-127-008319 | O C JONES
23899 | Permanently Closed | 1993-08-01 | 1982-01-01 | 1994-11-29 | Petroleum | Unleaded gasoline | Unleaded gasoline |  | Steel | Steel |  | Painted or None | Steel |  | 1901-01-01 | [15 empty] | UST Currently In Use: 0; UST Temp Close: 0; AST Currently In Use: 0; AST Temp Closed: 0 | 0 | 0 | 3 | 13697-127-008319 | O C JONES
23900 | Permanently Closed | 1991-02-05 | 1969-01-01 | 1991-02-05 | Petroleum | Unleaded gasoline | Unleaded gasoline |  | Steel | Steel |  | Painted or None | Steel |  | 1901-01-01 | [6 empty] | Statistical Inventory Reconciliation (SIR) | [8 empty] | UST Currently In Use: 1; UST Temp Close: 0; AST Currently In Use: 0; AST Temp Closed: 0 | 1 | 0 | 1 | 13698-043-001383 | O F RICHTER AND SONS
23901 | Permanently Closed | 2021-11-30 | 1979-03-14 |  | Petroleum | Unleaded gasoline | Unleaded gasoline | Retail | Single Wall, Steel | Steel | Field installed cathodic protection |  | Single Wall, Steel |  |  | Field installed cathodic protection | Catchment Basin, Single walled catchment basin | Automatic shutoff device At 95% full | Automatic shutoff device At 95% full |  |  | Statistical Inventory Reconciliation (SIR) | [8 empty] | UST Currently In Use: 0; UST Temp Close: 0; AST Currently In Use: 0; AST Temp Closed: 0 | 0 | 0 | 4 | 13699-011-006026 | PEGGY B WOOD - SHIRLEY D BROOKS
23902 | Permanently Closed | 2021-11-30 | 1979-03-14 |  | Petroleum | On road diesel | On road diesel | Retail | Single Wall, Steel | Steel | Field installed cathodic protection |  | Single Wall, Steel |  |  | Field installed cathodic protection | Catchment Basin, Single walled catchment basin | Automatic shutoff device At 95% full | Automatic shutoff device At 95% full |  |  | Statistical Inventory Reconciliation (SIR) | [8 empty] | UST Currently In Use: 0; UST Temp Close: 0; AST Currently In Use: 0; AST Temp Closed: 0 | 0 | 0 | 4 | 13699-011-006026 | PEGGY B WOOD - SHIRLEY D BROOKS
23903 | Permanently Closed | 1979-03-01 | 1901-01-01 |  | Petroleum | Other, OTHER | Other |  | Steel | Steel |  | Painted or None | Steel |  | 1901-01-01 | [15 empty] | UST Currently In Use: 0; UST Temp Close: 0; AST Currently In Use: 0; AST Temp Closed: 0 | 0 | 0 | 4 | 13699-011-006026 | PEGGY B WOOD - SHIRLEY D BROOKS
23904 | Permanently Closed | 1979-03-01 | 1901-01-01 |  | Petroleum | Other, OTHER | Other |  | Steel | Steel |  | Painted or None | Steel |  | 1901-01-01 | [15 empty] | UST Currently In Use: 0; UST Temp Close: 0; AST Currently In Use: 0; AST Temp Closed: 0 | 0 | 0 | 4 | 13699-011-006026 | PEGGY B WOOD - SHIRLEY D BROOKS
23905 | Permanently Closed | 1989-10-21 | 1966-01-01 | 1989-10-21 | Petroleum | Unleaded gasoline | Unleaded gasoline | [7 empty] | 1901-01-01 | [15 empty] | UST Currently In Use: 0; UST Temp Close: 0; AST Currently In Use: 0; AST Temp Closed: 0 | 0 | 0 | 4 | 13700-095-012617 | O L CLICK
23906 | Permanently Closed | 1989-10-21 | 1966-01-01 | 1989-10-21 | Petroleum | Unleaded gasoline | Unleaded gasoline | [7 empty] | 1901-01-01 | [15 empty] | UST Currently In Use: 0; UST Temp Close: 0; AST Currently In Use: 0; AST Temp Closed: 0 | 0 | 0 | 4 | 13700-095-012617 | O L CLICK
23907 | Permanently Closed | 1989-10-21 | 1966-01-01 | 1989-10-21 | Petroleum | Unleaded gasoline | Unleaded gasoline | [7 empty] | 1901-01-01 | [15 empty] | UST Currently In Use: 0; UST Temp Close: 0; AST Currently In Use: 0; AST Temp Closed: 0 | 0 | 0 | 4 | 13700-095-012617 | O L CLICK
23908 | Permanently Closed | 1989-10-21 | 1966-01-01 | 1989-10-21 | Petroleum | Unleaded gasoline | Unleaded gasoline | [7 empty] | 1901-01-01 | [15 empty] | UST Currently In Use: 0; UST Temp Close: 0; AST Currently In Use: 0; AST Temp Closed: 0 | 0 | 0 | 4 | 13700-095-012617 | O L CLICK
23909 | Permanently Closed | 1996-01-01 | 1973-01-01 | 1998-01-01 | Petroleum | Unleaded gasoline | Unleaded gasoline |  | Steel | Steel |  |  | Steel |  | 1901-01-01 | [15 empty] | UST Currently In Use: 3; UST Temp Close: 0; AST Currently In Use: 0; AST Temp Closed: 0 | 3 | 0 | 4 | 25075-019-011052 | KNOX WILSON
23910 | Permanently Closed | 1996-01-01 | 1973-01-01 | 1998-01-01 | Petroleum | Unleaded gasoline | Unleaded gasoline |  | Steel | Steel |  |  | Steel |  | 1901-01-01 | [15 empty] | UST Currently In Use: 3; UST Temp Close: 0; AST Currently In Use: 0; AST Temp Closed: 0 | 3 | 0 | 4 | 25075-019-011052 | KNOX WILSON
23911 | Permanently Closed | 1996-01-01 | 1973-01-01 | 1998-01-01 | Petroleum | Unleaded gasoline | Unleaded gasoline |  | Steel | Steel |  |  | Steel |  | 1901-01-01 | [15 empty] | UST Currently In Use: 3; UST Temp Close: 0; AST Currently In Use: 0; AST Temp Closed: 0 | 3 | 0 | 4 | 25075-019-011052 | KNOX WILSON
23912 | Permanently Closed | 1996-01-01 | 1973-01-01 | 1998-01-01 | Petroleum | Kerosene | Kerosene |  | Steel | Steel |  |  | Steel |  | 1901-01-01 | [15 empty] | UST Currently In Use: 3; UST Temp Close: 0; AST Currently In Use: 0; AST Temp Closed: 0 | 3 | 0 | 4 | 25075-019-011052 | KNOX WILSON
23913 | Permanently Closed | 1982-04-01 | 1944-01-01 01:00 |  | Petroleum | Other, X | Other |  | Steel | Steel |  |  | Steel |  | 1901-01-01 | [15 empty] | UST Currently In Use: 0; UST Temp Close: 0; AST Currently In Use: 0; AST Temp Closed: 0 | 0 | 0 | 5 | 13702-041-003075 | O R PETREY & SON
23914 | Permanently Closed | 1982-04-01 | 1954-01-01 |  | Petroleum | Other, X | Other |  | Steel | Steel |  |  | Steel |  | 1901-01-01 | [15 empty] | UST Currently In Use: 0; UST Temp Close: 0; AST Currently In Use: 0; AST Temp Closed: 0 | 0 | 0 | 5 | 13702-041-003075 | O R PETREY & SON
23915 | Permanently Closed | 1982-04-01 | 1954-01-01 |  | Petroleum | Other, X | Other |  | Steel | Steel |  |  | Steel |  | 1901-01-01 | [15 empty] | UST Currently In Use: 0; UST Temp Close: 0; AST Currently In Use: 0; AST Temp Closed: 0 | 0 | 0 | 5 | 13702-041-003075 | O R PETREY & SON
23916 | Permanently Closed | 1982-04-01 | 1954-01-01 |  | Petroleum | Other, X | Other |  | Steel | Steel |  |  | Steel |  | 1901-01-01 | [15 empty] | UST Currently In Use: 0; UST Temp Close: 0; AST Currently In Use: 0; AST Temp Closed: 0 | 0 | 0 | 5 | 13702-041-003075 | O R PETREY & SON
23917 | Permanently Closed | 1982-04-01 | 1964-01-01 |  | Petroleum | Other, X | Other |  | Steel | Steel |  |  | Steel |  | 1901-01-01 | [15 empty] | UST Currently In Use: 0; UST Temp Close: 0; AST Currently In Use: 0; AST Temp Closed: 0 | 0 | 0 | 5 | 13702-041-003075 | O R PETREY & SON
23918 | Permanently Closed | 1990-11-19 | 1965-01-01 | 1990-11-19 | Petroleum | On road diesel | On road diesel |  | Steel | Steel |  | Painted or None | Steel |  | 1901-01-01 | [15 empty] | UST Currently In Use: 0; UST Temp Close: 0; AST Currently In Use: 3; AST Temp Closed: 0 | 0 | 0 | 4 | 13703-073-004027 | O'NEAL STEEL INC
23919 | Permanently Closed | 1990-11-19 | 1965-01-01 | 1990-11-19 | Petroleum | On road diesel | On road diesel |  | Steel | Steel |  | Painted or None | Steel |  | 1901-01-01 | [15 empty] | UST Currently In Use: 0; UST Temp Close: 0; AST Currently In Use: 3; AST Temp Closed: 0 | 0 | 0 | 4 | 13703-073-004027 | O'NEAL STEEL INC
23920 | Permanently Closed | 1991-01-19 | 1970-01-01 | 1991-01-19 | Petroleum | Unleaded gasoline | Unleaded gasoline |  | Steel | Steel |  | Painted or None | Steel |  | 1901-01-01 | [15 empty] | UST Currently In Use: 0; UST Temp Close: 0; AST Currently In Use: 3; AST Temp Closed: 0 | 0 | 0 | 4 | 13703-073-004027 | O'NEAL STEEL INC
23921 | Permanently Closed | 1989-11-17 | 1959-01-01 | 1989-11-17 | Petroleum | Unleaded gasoline | Unleaded gasoline |  | Steel | Steel |  | Painted or None | Steel |  | 1901-01-01 | [15 empty] | UST Currently In Use: 0; UST Temp Close: 0; AST Currently In Use: 3; AST Temp Closed: 0 | 0 | 0 | 4 | 13703-073-004027 | O'NEAL STEEL INC
23922 | Permanently Closed | 1990-12-15 | 1968-01-01 | 1990-12-15 | Petroleum | On road diesel | On road diesel |  | Steel | Steel |  |  |  |  | 1901-01-01 | [15 empty] | UST Currently In Use: 0; UST Temp Close: 0; AST Currently In Use: 2; AST Temp Closed: 0 | 0 | 0 | 2 | 13703-097-012231 | O'NEAL STEEL INC
23923 | Permanently Closed | 1990-12-15 | 1968-01-01 | 1990-12-15 | Petroleum | On road diesel | On road diesel |  | Steel | Steel |  |  |  |  | 1901-01-01 | [15 empty] | UST Currently In Use: 0; UST Temp Close: 0; AST Currently In Use: 2; AST Temp Closed: 0 | 0 | 0 | 2 | 13703-097-012231 | O'NEAL STEEL INC
23924 | Permanently Closed | 1999-12-08 | 1982-01-01 | 1993-12-31 | Petroleum | On road diesel | On road diesel |  | Steel | Steel |  | Painted or None | Steel |  | 1901-01-01 | [15 empty] | UST Currently In Use: 0; UST Temp Close: 0; AST Currently In Use: 0; AST Temp Closed: 0 | 0 | 0 | 2 | 17786-033-007345 | SHOOK LOGGING
23925 | Permanently Closed | 1999-12-08 | 1982-01-01 | 1993-12-31 | Petroleum | On road diesel | On road diesel |  | Steel | Steel |  | Painted or None | Steel |  | 1901-01-01 | [15 empty] | UST Currently In Use: 0; UST Temp Close: 0; AST Currently In Use: 0; AST Temp Closed: 0 | 0 | 0 | 2 | 17786-033-007345 | SHOOK LOGGING
23926 | Permanently Closed | 1990-08-22 | 1973-01-01 | 1990-08-22 | Petroleum | Unleaded gasoline | Unleaded gasoline |  | Steel | Steel |  | Painted or None | Steel |  | 1901-01-01 | [15 empty] | UST Currently In Use: 0; UST Temp Close: 0; AST Currently In Use: 0; AST Temp Closed: 0 | 0 | 0 | 1 | 13706-033-007346 | O'STEEN OIL COMPANY
23927 | Permanently Closed | 1988-12-01 | 1955-01-01 | 1988-12-21 | Petroleum | Unleaded gasoline | Unleaded gasoline |  | Steel | Steel |  |  |  |  | 1901-01-01 | [15 empty] | UST Currently In Use: 0; UST Temp Close: 0; AST Currently In Use: 0; AST Temp Closed: 0 | 0 | 0 | 2 | 13706-033-010798 | O'STEEN OIL COMPANY
23928 | Permanently Closed | 1988-12-01 | 1955-01-01 | 1988-12-21 | Petroleum | Unleaded gasoline | Unleaded gasoline |  | Steel | Steel |  |  |  |  | 1901-01-01 | [15 empty] | UST Currently In Use: 0; UST Temp Close: 0; AST Currently In Use: 0; AST Temp Closed: 0 | 0 | 0 | 2 | 13706-033-010798 | O'STEEN OIL COMPANY
23929 | Permanently Closed | 1995-11-01 | 1976-01-01 | 1995-11-09 | Petroleum | Unleaded gasoline | Unleaded gasoline |  | Steel | Steel |  | Painted or None | Steel |  | 1901-01-01 | [12 empty] | Annual line testing | Annual line testing |  | UST Currently In Use: 4; UST Temp Close: 0; AST Currently In Use: 0; AST Temp Closed: 7 | 4 | 0 | 5 | 24613-033-010801 | SINGH-KAUR PROPERTIES LLC
23930 | Permanently Closed | 1995-11-01 | 1976-01-01 | 1995-11-09 | Petroleum | Unleaded gasoline | Unleaded gasoline |  | Steel | Steel |  | Painted or None | Steel |  | 1901-01-01 | [12 empty] | Annual line testing | Annual line testing |  | UST Currently In Use: 4; UST Temp Close: 0; AST Currently In Use: 0; AST Temp Closed: 7 | 4 | 0 | 5 | 24613-033-010801 | SINGH-KAUR PROPERTIES LLC
23931 | Permanently Closed | 1995-11-01 | 1976-01-01 | 1995-11-09 | Petroleum | Unleaded gasoline | Unleaded gasoline |  | Steel | Steel |  | Painted or None | Steel |  | 1901-01-01 | [15 empty] | UST Currently In Use: 4; UST Temp Close: 0; AST Currently In Use: 0; AST Temp Closed: 7 | 4 | 0 | 5 | 24613-033-010801 | SINGH-KAUR PROPERTIES LLC
23932 | Permanently Closed | 1995-11-01 | 1981-01-01 | 1995-11-09 | Petroleum | On road diesel | On road diesel |  | Steel | Steel |  | Painted or None | Steel |  | 1901-01-01 | [15 empty] | UST Currently In Use: 4; UST Temp Close: 0; AST Currently In Use: 0; AST Temp Closed: 7 | 4 | 0 | 5 | 24613-033-010801 | SINGH-KAUR PROPERTIES LLC
23933 | Permanently Closed | 1995-11-01 | 1981-01-01 | 1995-11-09 | Petroleum | On road diesel | On road diesel |  | Steel | Steel |  | Painted or None | Steel |  | 1901-01-01 | [15 empty] | UST Currently In Use: 4; UST Temp Close: 0; AST Currently In Use: 0; AST Temp Closed: 7 | 4 | 0 | 5 | 24613-033-010801 | SINGH-KAUR PROPERTIES LLC
23934 | Permanently Closed | 1988-12-01 | 1982-01-01 | 1988-12-17 | Petroleum | Unleaded gasoline | Unleaded gasoline |  | Steel | Steel |  | Painted or None | Steel |  | 1901-01-01 | [15 empty] | UST Currently In Use: 0; UST Temp Close: 0; AST Currently In Use: 0; AST Temp Closed: 0 | 0 | 0 | 2 | 13706-033-010804 | O'STEEN OIL COMPANY
23935 | Permanently Closed | 1988-12-01 | 1982-01-01 | 1988-12-17 | Petroleum | Unleaded gasoline | Unleaded gasoline |  | Steel | Steel |  | Painted or None | Steel |  | 1901-01-01 | [15 empty] | UST Currently In Use: 0; UST Temp Close: 0; AST Currently In Use: 0; AST Temp Closed: 0 | 0 | 0 | 2 | 13706-033-010804 | O'STEEN OIL COMPANY
23936 | Permanently Closed | 1990-02-17 | 1976-01-01 | 1990-02-17 | Petroleum | Unleaded gasoline | Unleaded gasoline |  | Steel | Steel |  | Painted or None | Steel |  | 1901-01-01 | [15 empty] | UST Currently In Use: 3; UST Temp Close: 0; AST Currently In Use: 1; AST Temp Closed: 0 | 3 | 0 | 3 | 25864-033-010805 | MYRA REALTY LLC
23937 | Permanently Closed | 1990-02-17 | 1976-01-01 | 1990-02-17 | Petroleum | Unleaded gasoline | Unleaded gasoline |  | Steel | Steel |  | Painted or None | Steel |  | 1901-01-01 | [15 empty] | UST Currently In Use: 3; UST Temp Close: 0; AST Currently In Use: 1; AST Temp Closed: 0 | 3 | 0 | 3 | 25864-033-010805 | MYRA REALTY LLC
23938 | Permanently Closed | 1990-02-17 | 1976-01-01 | 1990-02-17 | Petroleum | Unleaded gasoline | Unleaded gasoline |  | Steel | Steel |  | Painted or None | Steel |  | 1901-01-01 | [15 empty] | UST Currently In Use: 3; UST Temp Close: 0; AST Currently In Use: 1; AST Temp Closed: 0 | 3 | 0 | 3 | 25864-033-010805 | MYRA REALTY LLC
23939 | Currently in Use |  | 1990-01-01 |  | Petroleum | Premium gasoline | Premium gasoline | Retail | Single Wall, Steel | Steel | Coated & cathodic protection (sti-P3) |  | Fiberglass reinforced plastic, Single Wall |  |  |  | Catchment Basin, Single walled catchment basin | Automatic shutoff device At 95% full | Automatic shutoff device At 95% full |  |  | Automatic Tank Gauge | Direct Bury submersible pump | Automatic flow restrictor (MLLD), Containment Sump | Containment Sump |  |  | Annual line testing | Annual line testing |  | UST Currently In Use: 3; UST Temp Close: 0; AST Currently In Use: 1; AST Temp Closed: 0 | 3 | 0 | 3 | 25864-033-010805 | MYRA REALTY LLC
23940 | Currently in Use |  | 1990-01-01 |  | Petroleum | On road diesel | On road diesel | Retail | Single Wall, Steel | Steel | Coated & cathodic protection (sti-P3) |  | Fiberglass reinforced plastic, Single Wall |  |  |  | Catchment Basin, Single walled catchment basin | Automatic shutoff device At 95% full | Automatic shutoff device At 95% full |  |  | Automatic Tank Gauge | Direct Bury submersible pump | Automatic flow restrictor (MLLD) | Automatic flow restrictor (MLLD) |  |  | Annual line testing | Annual line testing |  | UST Currently In Use: 3; UST Temp Close: 0; AST Currently In Use: 1; AST Temp Closed: 0 | 3 | 0 | 3 | 25864-033-010805 | MYRA REALTY LLC
23941 | Currently in Use |  | 1990-01-01 |  | Petroleum | Unleaded gasoline | Unleaded gasoline | Retail | Single Wall, Steel | Steel | Coated & cathodic protection (sti-P3) |  | Fiberglass reinforced plastic, Single Wall |  |  |  | Catchment Basin, Single walled catchment basin | Automatic shutoff device At 95% full | Automatic shutoff device At 95% full |  |  | Automatic Tank Gauge | Direct Bury submersible pump | Automatic flow restrictor (MLLD) | Automatic flow restrictor (MLLD) |  |  | Annual line testing | Annual line testing |  | UST Currently In Use: 3; UST Temp Close: 0; AST Currently In Use: 1; AST Temp Closed: 0 | 3 | 0 | 3 | 25864-033-010805 | MYRA REALTY LLC
23942 | Permanently Closed | 1991-08-14 | 1975-01-01 | 1991-08-14 | Petroleum | Unleaded gasoline | Unleaded gasoline |  | Steel | Steel |  | Painted or None | Steel |  | 1901-01-01 | [15 empty] | UST Currently In Use: 0; UST Temp Close: 0; AST Currently In Use: 0; AST Temp Closed: 0 | 0 | 0 | 2 | 13706-033-010807 | O'STEEN OIL COMPANY
23943 | Permanently Closed | 1991-08-14 | 1982-01-01 | 1991-08-14 | Petroleum | Unleaded gasoline | Unleaded gasoline |  | Steel | Steel |  | Painted or None | Steel |  | 1901-01-01 | [15 empty] | UST Currently In Use: 0; UST Temp Close: 0; AST Currently In Use: 0; AST Temp Closed: 0 | 0 | 0 | 2 | 13706-033-010807 | O'STEEN OIL COMPANY
23944 | Currently in Use |  | 1990-04-24 |  | Petroleum | Unleaded gasoline | Unleaded gasoline | Retail | Single Wall, Steel | Steel | Coated & cathodic protection (sti-P3) |  | Fiberglass reinforced plastic, Single Wall |  |  |  | Catchment Basin, Single walled catchment basin | Flow Rest 90% Full | Flow Rest 90% Full |  |  | Automatic Tank Gauge | Direct Bury submersible pump | Automatic flow restrictor (MLLD) | Automatic flow restrictor (MLLD) |  |  | Annual line testing | Annual line testing |  | UST Currently In Use: 5; UST Temp Close: 0; AST Currently In Use: 1; AST Temp Closed: 0 | 5 | 0 | 0 | 24744-033-015315 | SINGH-KAUR PROPERTY LLC
23945 | Currently in Use |  | 1990-04-24 |  | Petroleum | Unleaded gasoline | Unleaded gasoline | Retail | Single Wall, Steel | Steel | Coated & cathodic protection (sti-P3) |  | Fiberglass reinforced plastic, Single Wall |  |  |  | Catchment Basin, Single walled catchment basin | Flow Rest 90% Full | Flow Rest 90% Full |  |  | Automatic Tank Gauge | Direct Bury submersible pump | Automatic flow restrictor (MLLD) | Automatic flow restrictor (MLLD) |  |  | Annual line testing | Annual line testing |  | UST Currently In Use: 5; UST Temp Close: 0; AST Currently In Use: 1; AST Temp Closed: 0 | 5 | 0 | 0 | 24744-033-015315 | SINGH-KAUR PROPERTY LLC
23946 | Currently in Use |  | 1990-04-24 |  | Petroleum | Premium gasoline | Premium gasoline | Retail | Single Wall, Steel | Steel | Coated & cathodic protection (sti-P3) |  | Fiberglass reinforced plastic, Single Wall |  |  |  | Catchment Basin, Single walled catchment basin | Flow Rest 90% Full | Flow Rest 90% Full |  |  | Automatic Tank Gauge | Direct Bury submersible pump | Automatic flow restrictor (MLLD) | Automatic flow restrictor (MLLD) |  |  | Annual line testing | Annual line testing |  | UST Currently In Use: 5; UST Temp Close: 0; AST Currently In Use: 1; AST Temp Closed: 0 | 5 | 0 | 0 | 24744-033-015315 | SINGH-KAUR PROPERTY LLC
23947 | Currently in Use |  | 1990-04-24 |  | Petroleum | On road diesel | On road diesel | Retail | Single Wall, Steel | Steel | Coated & cathodic protection (sti-P3) |  | Fiberglass reinforced plastic, Single Wall |  |  |  | Catchment Basin, Single walled catchment basin | Flow Rest 90% Full | Flow Rest 90% Full |  |  | Automatic Tank Gauge | Direct Bury submersible pump | Automatic flow restrictor (MLLD), MANIFOLDED | Automatic flow restrictor (MLLD) |  |  | Other, MANIFOLDED | Other |  | UST Currently In Use: 5; UST Temp Close: 0; AST Currently In Use: 1; AST Temp Closed: 0 | 5 | 0 | 0 | 24744-033-015315 | SINGH-KAUR PROPERTY LLC
23948 | Currently in Use |  | 1990-04-24 |  | Petroleum | On road diesel | On road diesel | Retail | Single Wall, Steel | Steel | Coated & cathodic protection (sti-P3) |  | Fiberglass reinforced plastic, Single Wall |  |  |  | Catchment Basin, Single walled catchment basin | Flow Rest 90% Full | Flow Rest 90% Full |  |  | Automatic Tank Gauge | Direct Bury submersible pump | Automatic flow restrictor (MLLD), MASTER | Automatic flow restrictor (MLLD) |  |  | Annual line testing, Other, MASTER | Other |  | UST Currently In Use: 5; UST Temp Close: 0; AST Currently In Use: 1; AST Temp Closed: 0 | 5 | 0 | 0 | 24744-033-015315 | SINGH-KAUR PROPERTY LLC
23949 | Permanently Closed | 1901-01-01 | 1972-01-01 | 1988-01-01 | Petroleum | Unleaded gasoline | Unleaded gasoline |  | Steel | Steel |  | Painted or None | Steel |  | 1901-01-01 | [15 empty] | UST Currently In Use: 0; UST Temp Close: 0; AST Currently In Use: 0; AST Temp Closed: 0 | 0 | 0 | 1 | 13706-077-007347 | O'STEEN OIL COMPANY
23950 | Permanently Closed | 1901-01-01 | 1969-01-01 | 2011-11-11 | Petroleum | On road diesel | On road diesel |  | Steel | Steel |  |  |  |  | 1901-01-01 | [15 empty] | UST Currently In Use: 0; UST Temp Close: 0; AST Currently In Use: 0; AST Temp Closed: 0 | 0 | 0 | 1 | 13706-077-007348 | O'STEEN OIL COMPANY
23951 | Permanently Closed | 1996-09-06 | 1975-01-01 | 1996-09-09 | Petroleum | Unleaded gasoline | Unleaded gasoline |  | Steel | Steel |  | Painted or None | Steel |  | 1901-01-01 | [15 empty] | UST Currently In Use: 0; UST Temp Close: 0; AST Currently In Use: 0; AST Temp Closed: 0 | 0 | 0 | 3 | 13706-077-010799 | O'STEEN OIL COMPANY
23952 | Permanently Closed | 1996-09-06 | 1975-01-01 | 1996-09-09 | Petroleum | Unleaded gasoline | Unleaded gasoline |  | Steel | Steel |  | Painted or None | Steel |  | 1901-01-01 | [15 empty] | UST Currently In Use: 0; UST Temp Close: 0; AST Currently In Use: 0; AST Temp Closed: 0 | 0 | 0 | 3 | 13706-077-010799 | O'STEEN OIL COMPANY
23953 | Permanently Closed | 1996-09-06 | 1987-01-01 | 1996-09-09 | Petroleum | Unleaded gasoline | Unleaded gasoline |  | Fiberglass coated steel | Fiberglass coated steel |  |  | Steel |  | 1901-01-01 | Field installed cathodic protection | [14 empty] | UST Currently In Use: 0; UST Temp Close: 0; AST Currently In Use: 0; AST Temp Closed: 0 | 0 | 0 | 3 | 13706-077-010799 | O'STEEN OIL COMPANY
23954 | Permanently Closed | 1901-01-01 | 1964-01-01 | 1988-11-14 | Petroleum | Unleaded gasoline | Unleaded gasoline |  | Steel | Steel |  | Painted or None |  |  | 1901-01-01 | [15 empty] | UST Currently In Use: 0; UST Temp Close: 0; AST Currently In Use: 0; AST Temp Closed: 0 | 0 | 0 | 7 | 13706-077-010800 | O'STEEN OIL COMPANY
23955 | Permanently Closed | 1901-01-01 | 1964-01-01 | 1988-11-14 | Petroleum | Unleaded gasoline | Unleaded gasoline |  | Steel | Steel |  | Painted or None |  |  | 1901-01-01 | [15 empty] | UST Currently In Use: 0; UST Temp Close: 0; AST Currently In Use: 0; AST Temp Closed: 0 | 0 | 0 | 7 | 13706-077-010800 | O'STEEN OIL COMPANY
23956 | Permanently Closed | 1901-01-01 | 1964-01-01 | 1988-11-14 | Petroleum | Used oil | Used oil |  | Steel | Steel |  | Painted or None |  |  | 1901-01-01 | [15 empty] | UST Currently In Use: 0; UST Temp Close: 0; AST Currently In Use: 0; AST Temp Closed: 0 | 0 | 0 | 7 | 13706-077-010800 | O'STEEN OIL COMPANY
23957 | Permanently Closed | 1901-01-01 | 1901-01-01 | 1988-11-14 | Petroleum | Unleaded gasoline | Unleaded gasoline | [7 empty] | 1901-01-01 | [15 empty] | UST Currently In Use: 0; UST Temp Close: 0; AST Currently In Use: 0; AST Temp Closed: 0 | 0 | 0 | 7 | 13706-077-010800 | O'STEEN OIL COMPANY
23958 | Permanently Closed | 1901-01-01 | 1901-01-01 | 1988-11-14 | Petroleum | Unleaded gasoline | Unleaded gasoline | [7 empty] | 1901-01-01 | [15 empty] | UST Currently In Use: 0; UST Temp Close: 0; AST Currently In Use: 0; AST Temp Closed: 0 | 0 | 0 | 7 | 13706-077-010800 | O'STEEN OIL COMPANY
23959 | Permanently Closed | 2009-06-01 | 1987-01-01 | 2010-10-27 | Petroleum | Unleaded gasoline | Unleaded gasoline | Retail | Steel | Steel | Coated & cathodic protection (sti-P3) |  | Fiberglass reinforced plastic |  |  |  | Catchment Basin, Single walled catchment basin | Audible high level alarm At 90% full | Audible high level alarm At 90% full |  |  | Automatic Tank Gauge | [5 empty] | Annual line testing | Annual line testing |  | UST Currently In Use: 0; UST Temp Close: 0; AST Currently In Use: 0; AST Temp Closed: 0 | 0 | 0 | 7 | 13706-077-010800 | O'STEEN OIL COMPANY
23960 | Permanently Closed | 2009-06-01 | 1987-01-01 | 2010-10-27 | Petroleum | Premium gasoline | Premium gasoline | Retail | Steel | Steel | Coated & cathodic protection (sti-P3) |  | Fiberglass reinforced plastic |  |  |  | Catchment Basin, Single walled catchment basin | Audible high level alarm At 90% full | Audible high level alarm At 90% full |  |  | Automatic Tank Gauge | [5 empty] | Annual line testing | Annual line testing |  | UST Currently In Use: 0; UST Temp Close: 0; AST Currently In Use: 0; AST Temp Closed: 0 | 0 | 0 | 7 | 13706-077-010800 | O'STEEN OIL COMPANY
23961 | Permanently Closed | 1901-01-01 | 1965-01-01 | 1987-10-09 | Petroleum | Unleaded gasoline | Unleaded gasoline |  | Steel | Steel |  | Painted or None | Steel |  | 1901-01-01 | [15 empty] | UST Currently In Use: 0; UST Temp Close: 0; AST Currently In Use: 0; AST Temp Closed: 0 | 0 | 0 | 2 | 13706-077-010802 | O'STEEN OIL COMPANY
23962 | Permanently Closed | 1901-01-01 | 1965-01-01 | 1987-09-09 | Petroleum | Unleaded gasoline | Unleaded gasoline |  | Steel | Steel |  | Painted or None | Steel |  | 1901-01-01 | [15 empty] | UST Currently In Use: 0; UST Temp Close: 0; AST Currently In Use: 0; AST Temp Closed: 0 | 0 | 0 | 2 | 13706-077-010802 | O'STEEN OIL COMPANY
23963 | Permanently Closed | 1988-12-01 | 1967-01-01 | 1988-12-21 | Petroleum | Unleaded gasoline | Unleaded gasoline |  | Steel | Steel |  | Painted or None | Steel |  | 1901-01-01 | [15 empty] | UST Currently In Use: 0; UST Temp Close: 0; AST Currently In Use: 0; AST Temp Closed: 0 | 0 | 0 | 2 | 13706-077-010803 | O'STEEN OIL COMPANY
23964 | Permanently Closed | 1988-12-01 | 1967-01-01 | 1988-12-21 | Petroleum | Unleaded gasoline | Unleaded gasoline |  | Steel | Steel |  | Painted or None | Steel |  | 1901-01-01 | [15 empty] | UST Currently In Use: 0; UST Temp Close: 0; AST Currently In Use: 0; AST Temp Closed: 0 | 0 | 0 | 2 | 13706-077-010803 | O'STEEN OIL COMPANY
23965 | Permanently Closed | 1990-09-10 | 1967-01-01 | 1990-09-10 | Petroleum | Unleaded gasoline | Unleaded gasoline |  | Steel | Steel |  | Painted or None | Steel |  | 1901-01-01 | [15 empty] | UST Currently In Use: 0; UST Temp Close: 0; AST Currently In Use: 0; AST Temp Closed: 0 | 0 | 0 | 2 | 13706-077-010806 | O'STEEN OIL COMPANY
23966 | Permanently Closed | 1990-09-10 | 1982-01-01 | 1990-09-10 | Petroleum | Unleaded gasoline | Unleaded gasoline |  | Steel | Steel |  | Painted or None | Steel |  | 1901-01-01 | [15 empty] | UST Currently In Use: 0; UST Temp Close: 0; AST Currently In Use: 0; AST Temp Closed: 0 | 0 | 0 | 2 | 13706-077-010806 | O'STEEN OIL COMPANY
23967 | Permanently Closed | 1997-11-01 | 1979-01-01 | 1998-06-22 | Petroleum | Unleaded gasoline | Unleaded gasoline |  | Steel | Steel |  | Painted or None | Steel |  | 1901-01-01 | [12 empty] | Annual line testing | Annual line testing |  | UST Currently In Use: 0; UST Temp Close: 0; AST Currently In Use: 0; AST Temp Closed: 0 | 0 | 0 | 3 | 13706-079-010796 | O'STEEN OIL COMPANY
23968 | Permanently Closed | 1997-11-01 | 1979-01-01 | 1998-06-22 | Petroleum | Unleaded gasoline | Unleaded gasoline |  | Steel | Steel |  | Painted or None | Steel |  | 1901-01-01 | [12 empty] | Annual line testing | Annual line testing |  | UST Currently In Use: 0; UST Temp Close: 0; AST Currently In Use: 0; AST Temp Closed: 0 | 0 | 0 | 3 | 13706-079-010796 | O'STEEN OIL COMPANY
23969 | Permanently Closed | 1997-11-01 | 1979-01-01 | 1998-06-22 | Petroleum | Unleaded gasoline | Unleaded gasoline |  | Steel | Steel |  | Painted or None | Steel |  | 1901-01-01 | [12 empty] | Annual line testing | Annual line testing |  | UST Currently In Use: 0; UST Temp Close: 0; AST Currently In Use: 0; AST Temp Closed: 0 | 0 | 0 | 3 | 13706-079-010796 | O'STEEN OIL COMPANY
23970 | Permanently Closed | 1990-01-01 | 1974-01-01 |  | Petroleum | Unleaded gasoline | Unleaded gasoline | State/federal government | Steel | Steel |  | Painted or None | Steel |  | 1901-01-01 | [15 empty] | UST Currently In Use: 0; UST Temp Close: 0; AST Currently In Use: 2; AST Temp Closed: 0 | 0 | 0 | 2 | 13707-117-001805 | OAK MOUNTAIN STATE PARK
23971 | Permanently Closed | 1990-01-01 | 1974-01-01 |  | Petroleum | Unleaded gasoline | Unleaded gasoline | State/federal government | Steel | Steel |  | Painted or None | Steel |  | 1901-01-01 | [15 empty] | UST Currently In Use: 0; UST Temp Close: 0; AST Currently In Use: 2; AST Temp Closed: 0 | 0 | 0 | 2 | 13707-117-001805 | OAK MOUNTAIN STATE PARK
23972 | Permanently Closed | 1901-01-01 | 1979-01-01 |  | Petroleum | Used oil | Used oil | [7 empty] | 1901-01-01 | [15 empty] | UST Currently In Use: 0; UST Temp Close: 0; AST Currently In Use: 0; AST Temp Closed: 0 | 0 | 0 | 3 | 13708-073-013109 | OAKES OIL CO
23973 | Permanently Closed | 1901-01-01 | 1979-01-01 |  | Petroleum | Used oil | Used oil | [7 empty] | 1901-01-01 | [15 empty] | UST Currently In Use: 0; UST Temp Close: 0; AST Currently In Use: 0; AST Temp Closed: 0 | 0 | 0 | 3 | 13708-073-013109 | OAKES OIL CO
23974 | Permanently Closed | 1901-01-01 | 1979-01-01 |  | Petroleum | Used oil | Used oil | [7 empty] | 1901-01-01 | [15 empty] | UST Currently In Use: 0; UST Temp Close: 0; AST Currently In Use: 0; AST Temp Closed: 0 | 0 | 0 | 3 | 13708-073-013109 | OAKES OIL CO
23975 | Permanently Closed | 1901-01-01 | 1973-01-01 | 1989-01-09 | Petroleum | On road diesel | On road diesel |  | Steel | Steel |  | Painted or None | Steel |  | 1901-01-01 | [12 empty] | Annual line testing | Annual line testing |  | UST Currently In Use: 3; UST Temp Close: 1; AST Currently In Use: 0; AST Temp Closed: 0 | 3 | 1 | 3 | 13708-103-008079 | OAKES OIL CO
23976 | Permanently Closed | 1901-01-01 | 1973-01-01 | 1989-01-09 | Petroleum | Unleaded gasoline | Unleaded gasoline |  | Steel | Steel |  | Painted or None | Steel |  | 1901-01-01 | [12 empty] | Annual line testing | Annual line testing |  | UST Currently In Use: 3; UST Temp Close: 1; AST Currently In Use: 0; AST Temp Closed: 0 | 3 | 1 | 3 | 13708-103-008079 | OAKES OIL CO
23977 | Permanently Closed | 1901-01-01 | 1973-01-01 | 1989-01-09 | Petroleum | Unleaded gasoline | Unleaded gasoline |  | Steel | Steel |  | Painted or None | Steel |  | 1901-01-01 | [15 empty] | UST Currently In Use: 3; UST Temp Close: 1; AST Currently In Use: 0; AST Temp Closed: 0 | 3 | 1 | 3 | 13708-103-008079 | OAKES OIL CO
23978 | Currently in Use |  | 1988-01-01 |  | Petroleum | Unleaded gasoline | Unleaded gasoline | Retail | Single Wall, Steel | Steel | Coated & cathodic protection (sti-P3) |  | Fiberglass reinforced plastic, Single Wall |  |  |  | Catchment Basin, Single walled catchment basin | Automatic shutoff device At 95% full | Automatic shutoff device At 95% full |  |  | Statistical Inventory Reconciliation (SIR) | Direct Bury submersible pump | Automatic flow restrictor (MLLD) | Automatic flow restrictor (MLLD) |  |  | Statistical inventory reconciliation (SIR) | Statistical inventory reconciliation (SIR) |  | UST Currently In Use: 3; UST Temp Close: 1; AST Currently In Use: 0; AST Temp Closed: 0 | 3 | 1 | 3 | 13708-103-008079 | OAKES OIL CO
23979 | Temporary Closed | 2010-01-01 | 1988-01-01 |  | Petroleum | Premium gasoline | Premium gasoline | Retail | Single Wall, Steel | Steel | Coated & cathodic protection (sti-P3) |  | Fiberglass reinforced plastic, Single Wall |  |  |  | Catchment Basin, Single walled catchment basin | Automatic shutoff device At 95% full | Automatic shutoff device At 95% full |  |  | Statistical Inventory Reconciliation (SIR) | Direct Bury submersible pump | Automatic flow restrictor (MLLD) | Automatic flow restrictor (MLLD) |  |  | Statistical inventory reconciliation (SIR) | Statistical inventory reconciliation (SIR) |  | UST Currently In Use: 3; UST Temp Close: 1; AST Currently In Use: 0; AST Temp Closed: 0 | 3 | 1 | 3 | 13708-103-008079 | OAKES OIL CO
23980 | Currently in Use |  | 1988-01-01 |  | Petroleum | Unleaded gasoline | Unleaded gasoline | Retail | Single Wall, Steel | Steel | Coated & cathodic protection (sti-P3) |  | Fiberglass reinforced plastic, Single Wall |  |  |  | Catchment Basin, Single walled catchment basin | Automatic shutoff device At 95% full | Automatic shutoff device At 95% full |  |  | Statistical Inventory Reconciliation (SIR) | Direct Bury submersible pump | Automatic flow restrictor (MLLD) | Automatic flow restrictor (MLLD) |  |  | Statistical inventory reconciliation (SIR) | Statistical inventory reconciliation (SIR) |  | UST Currently In Use: 3; UST Temp Close: 1; AST Currently In Use: 0; AST Temp Closed: 0 | 3 | 1 | 3 | 13708-103-008079 | OAKES OIL CO
23981 | Permanently Closed | 1987-10-01 | 1979-01-01 | 1994-10-14 | Petroleum | Unleaded gasoline | Unleaded gasoline | Retail | Steel | Steel |  | Painted or None | Steel |  | 1901-01-01 | [15 empty] | UST Currently In Use: 0; UST Temp Close: 0; AST Currently In Use: 0; AST Temp Closed: 0 | 0 | 0 | 2 | 13710-101-001968 | OAKLAND DAIRY
23982 | Permanently Closed | 1987-10-01 | 1979-01-01 | 1994-10-14 | Petroleum | On road diesel | On road diesel | Retail | Steel | Steel |  | Painted or None | Steel |  | 1901-01-01 | [15 empty] | UST Currently In Use: 0; UST Temp Close: 0; AST Currently In Use: 0; AST Temp Closed: 0 | 0 | 0 | 2 | 13710-101-001968 | OAKLAND DAIRY
23983 | Permanently Closed | 1991-07-26 | 1901-01-01 | 1991-07-26 | Petroleum | On road diesel | On road diesel |  | Steel | Steel |  | Painted or None |  |  | 1901-01-01 | [15 empty] | UST Currently In Use: 0; UST Temp Close: 0; AST Currently In Use: 0; AST Temp Closed: 0 | 0 | 0 | 3 | 13711-077-011879 | OAKLAND GIN CO INC
23984 | Permanently Closed | 1991-07-26 | 1901-01-01 | 1991-07-26 | Petroleum | Unleaded gasoline | Unleaded gasoline |  | Steel | Steel |  | Painted or None |  |  | 1901-01-01 | [15 empty] | UST Currently In Use: 0; UST Temp Close: 0; AST Currently In Use: 0; AST Temp Closed: 0 | 0 | 0 | 3 | 13711-077-011879 | OAKLAND GIN CO INC
23985 | Permanently Closed | 1991-07-26 | 1901-01-01 | 1991-07-26 | Petroleum | Unleaded gasoline | Unleaded gasoline |  | Steel | Steel |  | Painted or None |  |  | 1901-01-01 | [15 empty] | UST Currently In Use: 0; UST Temp Close: 0; AST Currently In Use: 0; AST Temp Closed: 0 | 0 | 0 | 3 | 13711-077-011879 | OAKLAND GIN CO INC
23987 | Currently in Use |  | 1985-01-01 |  | Petroleum | Unleaded gasoline | Unleaded gasoline | Retail | Fiberglass coated steel | Fiberglass coated steel |  |  | Fiberglass reinforced plastic |  | 1901-01-01 |  | Catchment Basin, EXEMPT | Audible high level alarm At 90% full | Audible high level alarm At 90% full |  |  | Statistical Inventory Reconciliation (SIR) |  | Automatic flow restrictor (MLLD) | Automatic flow restrictor (MLLD) |  |  | Statistical inventory reconciliation (SIR) | Statistical inventory reconciliation (SIR) |  | UST Currently In Use: 5; UST Temp Close: 1; AST Currently In Use: 1; AST Temp Closed: 0 | 5 | 1 | 0 | 13712-003-006016 | OASIS
23988 | Currently in Use |  | 1985-01-01 |  | Petroleum | Premium gasoline | Premium gasoline | Retail | Fiberglass coated steel | Fiberglass coated steel |  |  | Fiberglass reinforced plastic |  | 1901-01-01 |  | Catchment Basin, Single walled catchment basin | Automatic shutoff device At 95% full | Automatic shutoff device At 95% full |  |  | Statistical Inventory Reconciliation (SIR) |  | Automatic flow restrictor (MLLD) | Automatic flow restrictor (MLLD) |  |  | Statistical inventory reconciliation (SIR) | Statistical inventory reconciliation (SIR) |  | UST Currently In Use: 5; UST Temp Close: 1; AST Currently In Use: 1; AST Temp Closed: 0 | 5 | 1 | 0 | 13712-003-006016 | OASIS
23989 | Currently in Use |  | 1985-01-01 |  | Petroleum | On road diesel | On road diesel | Retail | Fiberglass coated steel | Fiberglass coated steel |  |  | Fiberglass reinforced plastic |  | 1901-01-01 |  | Catchment Basin, Single walled catchment basin | Automatic shutoff device At 95% full | Automatic shutoff device At 95% full |  |  | Statistical Inventory Reconciliation (SIR) |  | Automatic flow restrictor (MLLD) | Automatic flow restrictor (MLLD) |  |  | Statistical inventory reconciliation (SIR) | Statistical inventory reconciliation (SIR) |  | UST Currently In Use: 5; UST Temp Close: 1; AST Currently In Use: 1; AST Temp Closed: 0 | 5 | 1 | 0 | 13712-003-006016 | OASIS
23990 | Currently in Use |  | 1985-01-01 |  | Petroleum | On road diesel | On road diesel | Retail | Fiberglass coated steel | Fiberglass coated steel |  |  | Fiberglass reinforced plastic |  | 1901-01-01 |  | Catchment Basin, EXEMPT | Audible high level alarm At 90% full | Audible high level alarm At 90% full |  |  | Statistical Inventory Reconciliation (SIR) |  | Automatic flow restrictor (MLLD) | Automatic flow restrictor (MLLD) |  |  | Statistical inventory reconciliation (SIR) | Statistical inventory reconciliation (SIR) |  | UST Currently In Use: 5; UST Temp Close: 1; AST Currently In Use: 1; AST Temp Closed: 0 | 5 | 1 | 0 | 13712-003-006016 | OASIS
23991 | Currently in Use |  | 1986-01-01 |  | Petroleum | On road diesel | On road diesel | Retail | Fiberglass coated steel | Fiberglass coated steel |  |  | Fiberglass reinforced plastic |  | 1901-01-01 |  | Catchment Basin, EXEMPT | Audible high level alarm At 90% full | Audible high level alarm At 90% full |  |  | Statistical Inventory Reconciliation (SIR) |  | Other, MANIFOLDED | Other |  |  | Other, MANIFOLDED | Other |  | UST Currently In Use: 5; UST Temp Close: 1; AST Currently In Use: 1; AST Temp Closed: 0 | 5 | 1 | 0 | 13712-003-006016 | OASIS
23992 | Permanently Closed | 1994-10-23 | 1901-01-01 | 1996-11-13 | Petroleum | Unleaded gasoline | Unleaded gasoline | Retail | Steel | Steel |  | Painted or None | Steel |  | 1901-01-01 | [6 empty] | Automatic Tank Gauge | [5 empty] | Annual line testing | Annual line testing |  | UST Currently In Use: 0; UST Temp Close: 0; AST Currently In Use: 0; AST Temp Closed: 0 | 0 | 0 | 3 | 13712-003-013545 | OASIS
23993 | Permanently Closed | 1994-10-23 | 1901-01-01 | 1996-11-13 | Petroleum | Unleaded gasoline | Unleaded gasoline | Retail | Steel | Steel |  | Painted or None | Steel |  | 1901-01-01 | [6 empty] | Automatic Tank Gauge | [5 empty] | Annual line testing | Annual line testing |  | UST Currently In Use: 0; UST Temp Close: 0; AST Currently In Use: 0; AST Temp Closed: 0 | 0 | 0 | 3 | 13712-003-013545 | OASIS
23994 | Permanently Closed | 1994-10-23 | 1901-01-01 | 1996-11-13 | Petroleum | Unleaded gasoline | Unleaded gasoline | Retail | Steel | Steel |  | Painted or None | Steel |  | 1901-01-01 | [6 empty] | Automatic Tank Gauge | [5 empty] | Annual line testing | Annual line testing |  | UST Currently In Use: 0; UST Temp Close: 0; AST Currently In Use: 0; AST Temp Closed: 0 | 0 | 0 | 3 | 13712-003-013545 | OASIS
23995 | Currently in Use |  | 1982-01-01 |  | Petroleum | On road diesel | On road diesel | Retail | Fiberglass coated steel | Fiberglass coated steel | Field installed cathodic protection |  | Fiberglass reinforced plastic |  |  |  | Catchment Basin, Single walled catchment basin | Automatic shutoff device At 95% full | Automatic shutoff device At 95% full |  |  | Continuous Automatic Tank Gauge |  | Automatic flow restrictor (MLLD) | Automatic flow restrictor (MLLD) |  |  | Annual line testing | Annual line testing |  | UST Currently In Use: 3; UST Temp Close: 1; AST Currently In Use: 0; AST Temp Closed: 0 | 3 | 1 | 0 | 20903-003-013546 | WILCOX ROAD CHEVRON PARTNERSHIP
23996 | Currently in Use |  | 1982-01-01 |  | Petroleum | Unleaded gasoline | Unleaded gasoline | Retail | Fiberglass coated steel | Fiberglass coated steel | Field installed cathodic protection |  | Fiberglass reinforced plastic |  |  |  | Catchment Basin, Single walled catchment basin | Automatic shutoff device At 95% full | Automatic shutoff device At 95% full |  |  | Continuous Automatic Tank Gauge |  | Automatic flow restrictor (MLLD) | Automatic flow restrictor (MLLD) |  |  | Annual line testing | Annual line testing |  | UST Currently In Use: 3; UST Temp Close: 1; AST Currently In Use: 0; AST Temp Closed: 0 | 3 | 1 | 0 | 20903-003-013546 | WILCOX ROAD CHEVRON PARTNERSHIP
23997 | Temporary Closed | 2002-01-01 | 1982-01-01 |  | Petroleum | Mid-grade gasoline | Mid-grade gasoline | Retail | Fiberglass coated steel | Fiberglass coated steel | Field installed cathodic protection |  | Fiberglass reinforced plastic |  |  |  | Catchment Basin, Single walled catchment basin | Flow Rest 90% Full | Flow Rest 90% Full |  |  |  |  | Automatic flow restrictor (MLLD) | Automatic flow restrictor (MLLD) |  |  | Annual line testing | Annual line testing |  | UST Currently In Use: 3; UST Temp Close: 1; AST Currently In Use: 0; AST Temp Closed: 0 | 3 | 1 | 0 | 20903-003-013546 | WILCOX ROAD CHEVRON PARTNERSHIP
23998 | Currently in Use |  | 1982-01-01 |  | Petroleum | Premium gasoline | Premium gasoline | Retail | Fiberglass coated steel | Fiberglass coated steel | Field installed cathodic protection |  | Fiberglass reinforced plastic |  |  |  | Catchment Basin, Single walled catchment basin | Automatic shutoff device At 95% full | Automatic shutoff device At 95% full |  |  | Continuous Automatic Tank Gauge |  | Automatic flow restrictor (MLLD) | Automatic flow restrictor (MLLD) |  |  | Annual line testing | Annual line testing |  | UST Currently In Use: 3; UST Temp Close: 1; AST Currently In Use: 0; AST Temp Closed: 0 | 3 | 1 | 0 | 20903-003-013546 | WILCOX ROAD CHEVRON PARTNERSHIP
24002 | Permanently Closed | 1990-01-01 | 1947-01-01 | 1990-01-01 | Petroleum | Unleaded gasoline | Unleaded gasoline |  | Steel | Steel |  | Painted or None | Steel |  | 1901-01-01 | [15 empty] | UST Currently In Use: 0; UST Temp Close: 0; AST Currently In Use: 0; AST Temp Closed: 0 | 0 | 0 | 3 | 13715-039-000843 | OBIA BEASLEY
24003 | Permanently Closed | 1990-01-01 | 1947-01-01 | 1990-01-01 | Petroleum | Unleaded gasoline | Unleaded gasoline |  | Steel | Steel |  | Painted or None | Steel |  | 1901-01-01 | [15 empty] | UST Currently In Use: 0; UST Temp Close: 0; AST Currently In Use: 0; AST Temp Closed: 0 | 0 | 0 | 3 | 13715-039-000843 | OBIA BEASLEY
24004 | Permanently Closed | 1990-01-01 | 1947-01-01 | 1990-01-01 | Petroleum | Unleaded gasoline | Unleaded gasoline |  | Steel | Steel |  | Painted or None | Steel |  | 1901-01-01 | [15 empty] | UST Currently In Use: 0; UST Temp Close: 0; AST Currently In Use: 0; AST Temp Closed: 0 | 0 | 0 | 3 | 13715-039-000843 | OBIA BEASLEY
24005 | Temporary Closed | 2020-08-16 | 1986-04-01 |  | Petroleum | Premium gasoline | Premium gasoline | Retail | Single Wall, Steel | Steel | Field installed cathodic protection |  | Double Wall, Fiberglass reinforced plastic |  |  |  | Catchment Basin, Single walled catchment basin | Automatic shutoff device At 95% full, Flow Rest 90% Full | Flow Rest 90% Full |  |  | Automatic Tank Gauge |  | Automatic flow restrictor (MLLD) | Automatic flow restrictor (MLLD) |  |  | Annual line testing | Annual line testing |  | UST Currently In Use: 2; UST Temp Close: 1; AST Currently In Use: 2; AST Temp Closed: 0 | 2 | 1 | 0 | 23704-115-011248 | SALIMA NAQVI
24006 | Currently in Use |  | 1986-04-01 |  | Petroleum | Gasoline containing greater than 10% ethanol | Gasoline containing greater than 10% ethanol | Retail | Single Wall, Steel | Steel | Field installed cathodic protection |  | Double Wall, Fiberglass reinforced plastic |  |  |  | Catchment Basin, Single walled catchment basin | Automatic shutoff device At 95% full, Flow Rest 90% Full | Flow Rest 90% Full |  |  | Automatic Tank Gauge |  | Automatic flow restrictor (MLLD) | Automatic flow restrictor (MLLD) |  |  | Annual line testing | Annual line testing |  | UST Currently In Use: 2; UST Temp Close: 1; AST Currently In Use: 2; AST Temp Closed: 0 | 2 | 1 | 0 | 23704-115-011248 | SALIMA NAQVI
24007 | Currently in Use |  | 1981-01-01 |  | Petroleum | Unleaded gasoline | Unleaded gasoline | Retail | Single Wall, Steel | Steel | Field installed cathodic protection |  | Double Wall, Fiberglass reinforced plastic |  |  |  | Catchment Basin, Single walled catchment basin | Automatic shutoff device At 95% full, Flow Rest 90% Full | Flow Rest 90% Full |  |  | Automatic Tank Gauge |  | Automatic flow restrictor (MLLD) | Automatic flow restrictor (MLLD) |  |  | Annual line testing | Annual line testing |  | UST Currently In Use: 2; UST Temp Close: 1; AST Currently In Use: 2; AST Temp Closed: 0 | 2 | 1 | 0 | 23704-115-011248 | SALIMA NAQVI
24008 | Permanently Closed | 1989-11-16 | 1975-01-01 | 1989-11-16 | Petroleum | Unleaded gasoline | Unleaded gasoline |  | Steel | Steel |  |  |  |  | 1901-01-01 | [15 empty] | UST Currently In Use: 0; UST Temp Close: 0; AST Currently In Use: 0; AST Temp Closed: 0 | 0 | 0 | 2 | 13717-101-008928 | ODIS RALVIN
24009 | Permanently Closed | 1989-11-16 | 1975-01-01 | 1989-11-16 | Petroleum | Unleaded gasoline | Unleaded gasoline |  | Steel | Steel |  |  |  |  | 1901-01-01 | [15 empty] | UST Currently In Use: 0; UST Temp Close: 0; AST Currently In Use: 0; AST Temp Closed: 0 | 0 | 0 | 2 | 13717-101-008928 | ODIS RALVIN
24010 | Retired | 1988-12-21 | 1963-01-01 |  | Petroleum | Unleaded gasoline | Unleaded gasoline |  | Steel | Steel |  | Painted or None | Steel |  | 1901-01-01 | [15 empty] | UST Currently In Use: 0; UST Temp Close: 0; AST Currently In Use: 0; AST Temp Closed: 0 | 0 | 0 | 0 | 13718-035-010667 | ODOM VICKERY DBA BIG OAK SERVICE STA
24011 | Retired | 1988-12-21 | 1963-01-01 |  | Petroleum | Unleaded gasoline | Unleaded gasoline |  | Steel | Steel |  | Painted or None | Steel |  | 1901-01-01 | [15 empty] | UST Currently In Use: 0; UST Temp Close: 0; AST Currently In Use: 0; AST Temp Closed: 0 | 0 | 0 | 0 | 13718-035-010667 | ODOM VICKERY DBA BIG OAK SERVICE STA
24012 | Permanently Closed | 1997-10-11 | 1968-01-01 | 1997-11-06 | Petroleum | Unleaded gasoline | Unleaded gasoline |  | Steel | Steel |  | Painted or None | Steel |  | 1901-01-01 | [12 empty] | Annual line testing | Annual line testing |  | UST Currently In Use: 0; UST Temp Close: 0; AST Currently In Use: 0; AST Temp Closed: 0 | 0 | 0 | 3 | 13720-031-004950 | OHREE W PARRISH
24013 | Permanently Closed | 1997-10-11 | 1968-01-01 | 1997-11-06 | Petroleum | Unleaded gasoline | Unleaded gasoline |  | Steel | Steel |  | Painted or None | Steel |  | 1901-01-01 | [12 empty] | Annual line testing | Annual line testing |  | UST Currently In Use: 0; UST Temp Close: 0; AST Currently In Use: 0; AST Temp Closed: 0 | 0 | 0 | 3 | 13720-031-004950 | OHREE W PARRISH
24014 | Permanently Closed | 1991-10-01 | 1968-01-01 | 1992-08-20 | Petroleum | Unleaded gasoline | Unleaded gasoline |  | Steel | Steel |  | Painted or None | Steel |  | 1901-01-01 | [15 empty] | UST Currently In Use: 0; UST Temp Close: 0; AST Currently In Use: 0; AST Temp Closed: 0 | 0 | 0 | 3 | 13720-031-004950 | OHREE W PARRISH
24015 | Permanently Closed | 1980-07-01 | 1955-01-01 | 1988-11-07 | Petroleum | Unleaded gasoline | Unleaded gasoline | State/federal government | Steel | Steel |  |  | Steel |  | 1901-01-01 | [15 empty] | UST Currently In Use: 0; UST Temp Close: 0; AST Currently In Use: 0; AST Temp Closed: 0 | 0 | 0 | 5 | 13721-031-002957 | OIL CO FOR STATE OF ALA HWY DEPT
24016 | Permanently Closed | 1980-07-01 | 1955-01-01 | 1988-11-07 | Petroleum | Unleaded gasoline | Unleaded gasoline | State/federal government | Steel | Steel |  |  | Steel |  | 1901-01-01 | [15 empty] | UST Currently In Use: 0; UST Temp Close: 0; AST Currently In Use: 0; AST Temp Closed: 0 | 0 | 0 | 5 | 13721-031-002957 | OIL CO FOR STATE OF ALA HWY DEPT
24017 | Permanently Closed | 1980-07-01 | 1955-01-01 | 1988-11-07 | Petroleum | Unleaded gasoline | Unleaded gasoline | State/federal government | Steel | Steel |  |  | Steel |  | 1901-01-01 | [15 empty] | UST Currently In Use: 0; UST Temp Close: 0; AST Currently In Use: 0; AST Temp Closed: 0 | 0 | 0 | 5 | 13721-031-002957 | OIL CO FOR STATE OF ALA HWY DEPT
24018 | Permanently Closed | 1980-07-01 | 1955-01-01 | 1988-11-07 | Petroleum | On road diesel | On road diesel | State/federal government | Steel | Steel |  |  | Steel |  | 1901-01-01 | [15 empty] | UST Currently In Use: 0; UST Temp Close: 0; AST Currently In Use: 0; AST Temp Closed: 0 | 0 | 0 | 5 | 13721-031-002957 | OIL CO FOR STATE OF ALA HWY DEPT
24019 | Permanently Closed | 1980-07-01 | 1955-01-01 | 1988-11-07 | Petroleum | Kerosene | Kerosene | State/federal government | Steel | Steel |  |  | Steel |  | 1901-01-01 | [15 empty] | UST Currently In Use: 0; UST Temp Close: 0; AST Currently In Use: 0; AST Temp Closed: 0 | 0 | 0 | 5 | 13721-031-002957 | OIL CO FOR STATE OF ALA HWY DEPT
24020 | Permanently Closed | 1992-02-01 | 1979-01-01 | 1992-02-01 | Petroleum | On road diesel | On road diesel | [7 empty] | 1901-01-01 | [15 empty] | UST Currently In Use: 2; UST Temp Close: 0; AST Currently In Use: 0; AST Temp Closed: 0 | 2 | 0 | 5 | 13722-073-002597 | PENSKE TRUCK LEASING CO L P
24021 | Permanently Closed | 1992-02-01 | 1979-01-01 | 1992-02-01 | Petroleum | On road diesel | On road diesel | [7 empty] | 1901-01-01 | [15 empty] | UST Currently In Use: 2; UST Temp Close: 0; AST Currently In Use: 0; AST Temp Closed: 0 | 2 | 0 | 5 | 13722-073-002597 | PENSKE TRUCK LEASING CO L P
24022 | Permanently Closed | 1992-02-01 | 1979-01-01 | 1992-02-01 | Petroleum | On road diesel | On road diesel | [7 empty] | 1901-01-01 | [15 empty] | UST Currently In Use: 2; UST Temp Close: 0; AST Currently In Use: 0; AST Temp Closed: 0 | 2 | 0 | 5 | 13722-073-002597 | PENSKE TRUCK LEASING CO L P
24023 | Permanently Closed | 1989-09-28 | 1979-01-01 | 1989-09-28 | Petroleum | Other, NEW OIL | Other | [7 empty] | 1901-01-01 | [15 empty] | UST Currently In Use: 2; UST Temp Close: 0; AST Currently In Use: 0; AST Temp Closed: 0 | 2 | 0 | 5 | 13722-073-002597 | PENSKE TRUCK LEASING CO L P
24024 | Permanently Closed | 1989-09-28 | 1979-01-01 | 1989-09-28 | Petroleum | Used oil | Used oil | [7 empty] | 1901-01-01 | [15 empty] | UST Currently In Use: 2; UST Temp Close: 0; AST Currently In Use: 0; AST Temp Closed: 0 | 2 | 0 | 5 | 13722-073-002597 | PENSKE TRUCK LEASING CO L P
24025 | Permanently Closed | 1998-09-02 | 1979-01-01 | 1998-09-02 | Petroleum | On road diesel | On road diesel |  | Steel | Steel |  | Painted or None |  |  | 1901-01-01 | [15 empty] | UST Currently In Use: 0; UST Temp Close: 0; AST Currently In Use: 0; AST Temp Closed: 0 | 0 | 0 | 13 | 21905-073-002085 | WESTERN EXPRESS, INC.
24026 | Permanently Closed | 1998-09-02 | 1979-01-01 | 1998-09-02 | Petroleum | On road diesel | On road diesel |  | Steel | Steel |  | Painted or None |  |  | 1901-01-01 | [15 empty] | UST Currently In Use: 0; UST Temp Close: 0; AST Currently In Use: 0; AST Temp Closed: 0 | 0 | 0 | 13 | 21905-073-002085 | WESTERN EXPRESS, INC.
24027 | Permanently Closed | 2005-03-09 | 1966-01-01 | 2006-03-29 | Petroleum | On road diesel | On road diesel | Industrial | Steel | Steel | Field installed cathodic protection | Painted or None | Steel |  | 1901-01-01 | Field installed cathodic protection | Catchment Basin, Single walled catchment basin | Automatic shutoff device At 95% full | Automatic shutoff device At 95% full |  |  | Continuous Automatic Tank Gauge | [5 empty] | Annual line testing | Annual line testing |  | UST Currently In Use: 0; UST Temp Close: 0; AST Currently In Use: 0; AST Temp Closed: 0 | 0 | 0 | 13 | 21905-073-002085 | WESTERN EXPRESS, INC.
24028 | Permanently Closed | 2005-03-09 | 1966-01-01 | 2006-03-29 | Petroleum | On road diesel | On road diesel | Industrial | Steel | Steel | Field installed cathodic protection | Painted or None | Steel |  | 1901-01-01 | Field installed cathodic protection | Catchment Basin, Single walled catchment basin | Automatic shutoff device At 95% full | Automatic shutoff device At 95% full |  |  | Continuous Automatic Tank Gauge | [5 empty] | Annual line testing | Annual line testing |  | UST Currently In Use: 0; UST Temp Close: 0; AST Currently In Use: 0; AST Temp Closed: 0 | 0 | 0 | 13 | 21905-073-002085 | WESTERN EXPRESS, INC.
24029 | Permanently Closed | 2005-03-09 | 1966-01-01 | 2006-03-29 | Petroleum | On road diesel | On road diesel | Industrial | Steel | Steel | Field installed cathodic protection | Painted or None | Steel |  | 1901-01-01 | Field installed cathodic protection | Catchment Basin, Single walled catchment basin | Automatic shutoff device At 95% full | Automatic shutoff device At 95% full |  |  | Continuous Automatic Tank Gauge | [5 empty] | Annual line testing | Annual line testing |  | UST Currently In Use: 0; UST Temp Close: 0; AST Currently In Use: 0; AST Temp Closed: 0 | 0 | 0 | 13 | 21905-073-002085 | WESTERN EXPRESS, INC.
24030 | Permanently Closed | 2005-03-09 | 1966-01-01 | 2006-03-29 | Petroleum | On road diesel | On road diesel | Industrial | Steel | Steel | Field installed cathodic protection | Painted or None | Steel |  | 1901-01-01 | Field installed cathodic protection | Catchment Basin, Single walled catchment basin | Automatic shutoff device At 95% full | Automatic shutoff device At 95% full |  |  | Continuous Automatic Tank Gauge | [5 empty] | Annual line testing | Annual line testing |  | UST Currently In Use: 0; UST Temp Close: 0; AST Currently In Use: 0; AST Temp Closed: 0 | 0 | 0 | 13 | 21905-073-002085 | WESTERN EXPRESS, INC.
24031 | Permanently Closed | 1998-09-02 | 1979-01-01 | 1998-09-02 | Petroleum | Other, NEW OIL | Other |  | Steel | Steel |  | Painted or None |  |  | 1901-01-01 | [15 empty] | UST Currently In Use: 0; UST Temp Close: 0; AST Currently In Use: 0; AST Temp Closed: 0 | 0 | 0 | 13 | 21905-073-002085 | WESTERN EXPRESS, INC.
24032 | Permanently Closed | 1998-09-02 | 1979-01-01 | 1998-09-02 | Petroleum | Other, GEAR LUBE | Other |  | Steel | Steel |  | Painted or None |  |  | 1901-01-01 | [15 empty] | UST Currently In Use: 0; UST Temp Close: 0; AST Currently In Use: 0; AST Temp Closed: 0 | 0 | 0 | 13 | 21905-073-002085 | WESTERN EXPRESS, INC.
24033 | Permanently Closed | 1998-09-02 | 1979-01-01 | 1998-09-02 | Petroleum | Other, GEAR LUBE | Other |  | Steel | Steel |  | Painted or None |  |  | 1901-01-01 | [15 empty] | UST Currently In Use: 0; UST Temp Close: 0; AST Currently In Use: 0; AST Temp Closed: 0 | 0 | 0 | 13 | 21905-073-002085 | WESTERN EXPRESS, INC.
24034 | Permanently Closed | 2006-03-31 | 1971-09-06 | 2006-03-24 | Petroleum | Used oil | Used oil | Industrial | Steel | Steel | Field installed cathodic protection |  | Steel |  | 1901-01-01 | Field installed cathodic protection | Catchment Basin, EXEMPT | Automatic shutoff device At 95% full, EXEMPT | Automatic shutoff device At 95% full |  |  | Continuous Automatic Tank Gauge | [8 empty] | UST Currently In Use: 0; UST Temp Close: 0; AST Currently In Use: 0; AST Temp Closed: 0 | 0 | 0 | 13 | 21905-073-002085 | WESTERN EXPRESS, INC.
24035 | Permanently Closed | 1984-12-31 | 1979-01-01 | 1998-09-02 | Petroleum | Other, ANTIFREEZE | Other |  | Steel | Steel |  | Painted or None |  |  | 1901-01-01 | [15 empty] | UST Currently In Use: 0; UST Temp Close: 0; AST Currently In Use: 0; AST Temp Closed: 0 | 0 | 0 | 13 | 21905-073-002085 | WESTERN EXPRESS, INC.
24036 | Permanently Closed | 1987-09-01 | 1974-01-01 | 1987-09-01 | Petroleum | Unleaded gasoline | Unleaded gasoline |  | Steel | Steel |  |  | Steel |  | 1901-01-01 | [15 empty] | UST Currently In Use: 0; UST Temp Close: 0; AST Currently In Use: 0; AST Temp Closed: 0 | 0 | 0 | 2 | 13724-045-000701 | OLD DUTCH
24037 | Permanently Closed | 1987-09-01 | 1974-01-01 | 1987-09-01 | Petroleum | Unleaded gasoline | Unleaded gasoline |  | Steel | Steel |  |  | Steel |  | 1901-01-01 | [15 empty] | UST Currently In Use: 0; UST Temp Close: 0; AST Currently In Use: 0; AST Temp Closed: 0 | 0 | 0 | 2 | 13724-045-000701 | OLD DUTCH
24038 | Permanently Closed | 1991-06-12 | 1980-01-01 | 1991-06-12 | Petroleum | On road diesel | On road diesel |  |  |  |  | Painted or None | Steel |  | 1901-01-01 | [15 empty] | UST Currently In Use: 0; UST Temp Close: 0; AST Currently In Use: 0; AST Temp Closed: 0 | 0 | 0 | 2 | 13725-101-004785 | OLD SOUTH WRECKING CORP
24039 | Permanently Closed | 1991-06-12 | 1980-01-01 | 1991-06-12 | Petroleum | Unleaded gasoline | Unleaded gasoline |  |  |  |  | Painted or None | Steel |  | 1901-01-01 | [15 empty] | UST Currently In Use: 0; UST Temp Close: 0; AST Currently In Use: 0; AST Temp Closed: 0 | 0 | 0 | 2 | 13725-101-004785 | OLD SOUTH WRECKING CORP
24040 | Permanently Closed | 1901-01-01 | 1977-01-01 | 1988-12-21 | Petroleum | On road diesel | On road diesel |  | Steel | Steel |  | Painted or None | Steel |  | 1901-01-01 | [15 empty] | UST Currently In Use: 0; UST Temp Close: 0; AST Currently In Use: 6; AST Temp Closed: 0 | 0 | 0 | 5 | 13726-129-010966 | OLIN CORPORATION
24041 | Permanently Closed | 1901-01-01 | 1977-01-01 | 1988-12-21 | Petroleum | Unleaded gasoline | Unleaded gasoline |  | Steel | Steel |  | Painted or None | Steel |  | 1901-01-01 | [15 empty] | UST Currently In Use: 0; UST Temp Close: 0; AST Currently In Use: 6; AST Temp Closed: 0 | 0 | 0 | 5 | 13726-129-010966 | OLIN CORPORATION
24042 | Permanently Closed | 1979-12-01 | 1949-01-01 | 1988-12-21 | Petroleum | On road diesel | On road diesel |  | Steel | Steel |  | Painted or None | Steel |  | 1901-01-01 | [15 empty] | UST Currently In Use: 0; UST Temp Close: 0; AST Currently In Use: 6; AST Temp Closed: 0 | 0 | 0 | 5 | 13726-129-010966 | OLIN CORPORATION
24043 | Permanently Closed | 2012-07-17 | 1988-01-01 |  | Petroleum | Unleaded gasoline | Unleaded gasoline | Industrial | Fiberglass reinforced plastic | Fiberglass reinforced plastic |  |  | Fiberglass reinforced plastic |  | 1901-01-01 |  | Catchment Basin, Single walled catchment basin | Automatic shutoff device At 95% full, Flow Rest 90% Full | Flow Rest 90% Full | Interstitial Monitoring within Secondary Containment | [10 empty] | UST Currently In Use: 0; UST Temp Close: 0; AST Currently In Use: 6; AST Temp Closed: 0 | 0 | 0 | 5 | 13726-129-010966 | OLIN CORPORATION
24044 | Permanently Closed | 2012-07-17 | 1988-01-01 |  | Petroleum | On road diesel | On road diesel | Industrial | Fiberglass reinforced plastic | Fiberglass reinforced plastic |  |  | Fiberglass reinforced plastic |  | 1901-01-01 |  | Catchment Basin, Single walled catchment basin | Automatic shutoff device At 95% full, Flow Rest 90% Full | Flow Rest 90% Full | Interstitial Monitoring within Secondary Containment | SENSOR TO ATG | [9 empty] | UST Currently In Use: 0; UST Temp Close: 0; AST Currently In Use: 6; AST Temp Closed: 0 | 0 | 0 | 5 | 13726-129-010966 | OLIN CORPORATION
24048 | Permanently Closed | 1988-12-01 | 1976-01-01 | 1988-12-01 | Petroleum | Unleaded gasoline | Unleaded gasoline |  | Steel | Steel |  | Painted or None | Steel |  | 1901-01-01 | [15 empty] | UST Currently In Use: 0; UST Temp Close: 0; AST Currently In Use: 0; AST Temp Closed: 0 | 0 | 0 | 1 | 13728-003-002642 | OLIVER J WAINWRIGHT
24049 | Permanently Closed | 1901-01-01 | 1979-01-01 | 1988-11-01 | Petroleum | Unleaded gasoline | Unleaded gasoline | Retail | Steel | Steel |  |  | Steel |  | 1901-01-01 | [12 empty] | Annual line testing | Annual line testing |  | UST Currently In Use: 3; UST Temp Close: 0; AST Currently In Use: 0; AST Temp Closed: 0 | 3 | 0 | 3 | 23501-119-012925 | OM SIYA LLC
24050 | Permanently Closed | 1901-01-01 | 1979-01-01 |  | Petroleum | Unleaded gasoline | Unleaded gasoline | Retail | Steel | Steel |  |  | Steel |  | 1901-01-01 | [12 empty] | Annual line testing | Annual line testing |  | UST Currently In Use: 3; UST Temp Close: 0; AST Currently In Use: 0; AST Temp Closed: 0 | 3 | 0 | 3 | 23501-119-012925 | OM SIYA LLC
24051 | Permanently Closed | 1901-01-01 | 1979-01-01 |  | Petroleum | Unleaded gasoline | Unleaded gasoline | Retail | Steel | Steel |  |  | Steel |  | 1901-01-01 | [12 empty] | Annual line testing | Annual line testing |  | UST Currently In Use: 3; UST Temp Close: 0; AST Currently In Use: 0; AST Temp Closed: 0 | 3 | 0 | 3 | 23501-119-012925 | OM SIYA LLC
24052 | Currently in Use |  | 1987-01-01 |  | Petroleum | Unleaded gasoline | Unleaded gasoline | Retail | Steel | Steel | Coated & cathodic protection (sti-P3) |  | Fiberglass reinforced plastic |  |  |  | Catchment Basin, Single walled catchment basin | Flow Rest 90% Full | Flow Rest 90% Full |  |  | Continuous Automatic Tank Gauge |  | Automatic flow restrictor (MLLD) | Automatic flow restrictor (MLLD) |  |  | Annual line testing | Annual line testing |  | UST Currently In Use: 3; UST Temp Close: 0; AST Currently In Use: 0; AST Temp Closed: 0 | 3 | 0 | 3 | 23501-119-012925 | OM SIYA LLC
24053 | Currently in Use |  | 1987-01-01 |  | Petroleum | Premium gasoline | Premium gasoline | Retail | Steel | Steel | Coated & cathodic protection (sti-P3) |  | Fiberglass reinforced plastic |  |  |  | Catchment Basin, Single walled catchment basin | Flow Rest 90% Full | Flow Rest 90% Full |  |  | Continuous Automatic Tank Gauge |  | Automatic flow restrictor (MLLD) | Automatic flow restrictor (MLLD) |  |  | Annual line testing | Annual line testing |  | UST Currently In Use: 3; UST Temp Close: 0; AST Currently In Use: 0; AST Temp Closed: 0 | 3 | 0 | 3 | 23501-119-012925 | OM SIYA LLC
24054 | Currently in Use |  | 1987-01-01 |  | Petroleum | On road diesel | On road diesel | Retail | Steel | Steel | Coated & cathodic protection (sti-P3) |  | Fiberglass reinforced plastic |  |  |  | Catchment Basin, Single walled catchment basin | Flow Rest 90% Full | Flow Rest 90% Full |  |  | Continuous Automatic Tank Gauge |  | Automatic flow restrictor (MLLD) | Automatic flow restrictor (MLLD) |  |  | Annual line testing | Annual line testing |  | UST Currently In Use: 3; UST Temp Close: 0; AST Currently In Use: 0; AST Temp Closed: 0 | 3 | 0 | 3 | 23501-119-012925 | OM SIYA LLC
24055 | Permanently Closed | 1992-08-28 | 1980-01-01 | 1992-08-28 | Petroleum | Used oil | Used oil | [5 empty] | Steel |  | 1901-01-01 | [15 empty] | UST Currently In Use: 0; UST Temp Close: 0; AST Currently In Use: 0; AST Temp Closed: 0 | 0 | 0 | 1 | 13739-073-012399 | ONE LIBERTY FIRESTONE PROPERTY
24056 | Permanently Closed | 1992-09-16 | 1980-01-01 | 1992-09-16 | Petroleum | Used oil | Used oil | [7 empty] | 1901-01-01 | [15 empty] | UST Currently In Use: 0; UST Temp Close: 0; AST Currently In Use: 0; AST Temp Closed: 0 | 0 | 0 | 1 | 13739-097-012319 | ONE LIBERTY FIRESTONE PROPERTY
24057 | Permanently Closed | 1992-09-15 | 1981-01-01 | 1992-09-15 | Petroleum | Used oil | Used oil |  | Steel | Steel |  |  | Steel |  | 1901-01-01 | [15 empty] | UST Currently In Use: 0; UST Temp Close: 0; AST Currently In Use: 0; AST Temp Closed: 0 | 0 | 0 | 1 | 13739-097-013035 | ONE LIBERTY FIRESTONE PROPERTY
24058 | Permanently Closed | 1985-11-01 | 1964-01-01 | 1990-04-16 | Petroleum | Other, X | Other |  | Steel | Steel |  |  | Steel |  | 1901-01-01 | [15 empty] | UST Currently In Use: 0; UST Temp Close: 0; AST Currently In Use: 1; AST Temp Closed: 0 | 0 | 0 | 1 | 13740-009-000702 | ONEONTA TELEPHONE CO INC
24059 | Permanently Closed | 1992-09-17 | 1983-01-01 | 1992-09-17 | Petroleum | Unleaded gasoline | Unleaded gasoline |  | Steel | Steel |  | Painted or None | Steel |  | 1901-01-01 | [15 empty] | UST Currently In Use: 0; UST Temp Close: 0; AST Currently In Use: 1; AST Temp Closed: 0 | 0 | 0 | 1 | 13740-009-000703 | ONEONTA TELEPHONE CO INC
24060 | Permanently Closed | 1992-01-01 | 1978-01-01 | 1992-01-01 | Petroleum | On road diesel | On road diesel |  | Steel | Steel |  | Painted or None | Steel |  | 1901-01-01 | [15 empty] | UST Currently In Use: 0; UST Temp Close: 0; AST Currently In Use: 1; AST Temp Closed: 0 | 0 | 0 | 1 | 13740-009-000704 | ONEONTA TELEPHONE CO INC
24061 | Permanently Closed | 1989-11-28 | 1976-01-01 | 1989-11-28 | Petroleum | Unleaded gasoline | Unleaded gasoline |  | Steel | Steel |  | Painted or None | Steel |  | 1901-01-01 | [15 empty] | UST Currently In Use: 0; UST Temp Close: 0; AST Currently In Use: 0; AST Temp Closed: 0 | 0 | 0 | 2 | 13743-053-008405 | OPAL C FINDLEY FINDLEYS GROCERY
24062 | Permanently Closed | 1989-11-28 | 1976-01-01 | 1989-11-28 | Petroleum | Unleaded gasoline | Unleaded gasoline |  | Steel | Steel |  | Painted or None | Steel |  | 1901-01-01 | [15 empty] | UST Currently In Use: 0; UST Temp Close: 0; AST Currently In Use: 0; AST Temp Closed: 0 | 0 | 0 | 2 | 13743-053-008405 | OPAL C FINDLEY FINDLEYS GROCERY
24063 | Permanently Closed | 1997-08-01 | 1977-01-01 | 1998-08-12 | Petroleum | Unleaded gasoline | Unleaded gasoline | Retail | Steel | Steel |  | Painted or None | Steel |  | 1901-01-01 | [15 empty] | UST Currently In Use: 0; UST Temp Close: 0; AST Currently In Use: 0; AST Temp Closed: 0 | 0 | 0 | 2 | 20047-093-010780 | DANNY OR SANDRA SEALS
24064 | Permanently Closed | 1997-08-01 | 1977-01-01 | 1998-08-12 | Petroleum | Unleaded gasoline | Unleaded gasoline | Retail | Steel | Steel |  | Painted or None | Steel |  | 1901-01-01 | [15 empty] | UST Currently In Use: 0; UST Temp Close: 0; AST Currently In Use: 0; AST Temp Closed: 0 | 0 | 0 | 2 | 20047-093-010780 | DANNY OR SANDRA SEALS
24065 | Permanently Closed | 1996-11-07 | 1972-01-01 | 1996-11-07 | Petroleum | Unleaded gasoline | Unleaded gasoline | Local government | Steel | Steel |  | Painted or None | Steel |  | 1901-01-01 | [12 empty] | Annual line testing | Annual line testing |  | UST Currently In Use: 0; UST Temp Close: 0; AST Currently In Use: 0; AST Temp Closed: 0 | 0 | 0 | 1 | 13745-081-002071 | OPELIKA BOARD OF EDUCATION
24066 | Permanently Closed | 1991-04-19 | 1964-01-01 | 1991-04-19 | Petroleum | Unleaded gasoline | Unleaded gasoline | State/federal government | Steel | Steel |  | Painted or None | Steel |  | 1901-01-01 | [15 empty] | UST Currently In Use: 0; UST Temp Close: 0; AST Currently In Use: 0; AST Temp Closed: 0 | 0 | 0 | 1 | 13748-081-012569 | OPELIKA STATE COLLEGE
24067 | Permanently Closed | 1901-01-01 | 1971-01-01 | 1988-12-19 | Petroleum | Unleaded gasoline | Unleaded gasoline |  | Steel | Steel |  | Painted or None | Steel |  | 1901-01-01 | [15 empty] | UST Currently In Use: 0; UST Temp Close: 0; AST Currently In Use: 12; AST Temp Closed: 0 | 0 | 0 | 4 | 13749-039-003533 | OPP AND MICOLAS MILLS INC
24068 | Permanently Closed | 1901-01-01 | 1971-01-01 | 1988-12-19 | Petroleum | Unleaded gasoline | Unleaded gasoline |  | Steel | Steel |  | Painted or None | Steel |  | 1901-01-01 | [15 empty] | UST Currently In Use: 0; UST Temp Close: 0; AST Currently In Use: 12; AST Temp Closed: 0 | 0 | 0 | 4 | 13749-039-003533 | OPP AND MICOLAS MILLS INC
24069 | Permanently Closed | 1901-01-01 | 1972-01-01 | 1988-12-19 | Petroleum | Unleaded gasoline | Unleaded gasoline |  | Steel | Steel |  | Painted or None | Steel |  | 1901-01-01 | [15 empty] | UST Currently In Use: 0; UST Temp Close: 0; AST Currently In Use: 12; AST Temp Closed: 0 | 0 | 0 | 4 | 13749-039-003533 | OPP AND MICOLAS MILLS INC
24070 | Permanently Closed | 1901-01-01 | 1972-01-01 | 1988-12-19 | Petroleum | Unleaded gasoline | Unleaded gasoline |  | Steel | Steel |  | Painted or None | Steel |  | 1901-01-01 | [15 empty] | UST Currently In Use: 0; UST Temp Close: 0; AST Currently In Use: 12; AST Temp Closed: 0 | 0 | 0 | 4 | 13749-039-003533 | OPP AND MICOLAS MILLS INC
24073 | Permanently Closed | 1998-11-02 | 1978-01-01 | 1998-11-02 | Petroleum | On road diesel | On road diesel |  | Steel | Steel |  | Painted or None | Steel |  | 1901-01-01 | [15 empty] | UST Currently In Use: 0; UST Temp Close: 0; AST Currently In Use: 0; AST Temp Closed: 0 | 0 | 0 | 3 | 13751-055-007254 | JIMMY PIERCE
24074 | Permanently Closed | 1998-11-02 | 1983-01-01 | 1998-11-02 | Petroleum | On road diesel | On road diesel |  | Steel | Steel |  | Painted or None | Steel |  | 1901-01-01 | [15 empty] | UST Currently In Use: 0; UST Temp Close: 0; AST Currently In Use: 0; AST Temp Closed: 0 | 0 | 0 | 3 | 13751-055-007254 | JIMMY PIERCE
24075 | Permanently Closed | 1998-11-02 | 1975-01-01 | 1998-11-02 | Petroleum | Unleaded gasoline | Unleaded gasoline |  | Steel | Steel |  | Painted or None | Steel |  | 1901-01-01 | [15 empty] | UST Currently In Use: 0; UST Temp Close: 0; AST Currently In Use: 0; AST Temp Closed: 0 | 0 | 0 | 3 | 13751-055-007254 | JIMMY PIERCE
24076 | Permanently Closed | 1901-01-01 | 1948-01-01 | 1989-09-28 | Petroleum | Unleaded gasoline | Unleaded gasoline |  | Steel | Steel |  | Painted or None | Steel |  | 1901-01-01 | [15 empty] | UST Currently In Use: 0; UST Temp Close: 0; AST Currently In Use: 0; AST Temp Closed: 0 | 0 | 0 | 3 | 13752-021-008331 | OSCAR SMITH JR
24077 | Permanently Closed | 1901-01-01 | 1948-01-01 | 1989-09-28 | Petroleum | Unleaded gasoline | Unleaded gasoline |  | Steel | Steel |  | Painted or None | Steel |  | 1901-01-01 | [15 empty] | UST Currently In Use: 0; UST Temp Close: 0; AST Currently In Use: 0; AST Temp Closed: 0 | 0 | 0 | 3 | 13752-021-008331 | OSCAR SMITH JR
24078 | Permanently Closed | 1901-01-01 | 1974-01-01 | 1989-09-28 | Petroleum | Unleaded gasoline | Unleaded gasoline |  | Steel | Steel |  | Painted or None | Steel |  | 1901-01-01 | [15 empty] | UST Currently In Use: 0; UST Temp Close: 0; AST Currently In Use: 0; AST Temp Closed: 0 | 0 | 0 | 3 | 13752-021-008331 | OSCAR SMITH JR
24079 | Permanently Closed | 1991-07-18 | 1969-01-01 | 1991-07-18 | Petroleum | On road diesel | On road diesel |  | Steel | Steel |  | Painted or None | Steel |  | 1901-01-01 | [15 empty] | UST Currently In Use: 0; UST Temp Close: 0; AST Currently In Use: 0; AST Temp Closed: 0 | 0 | 0 | 2 | 13754-097-007214 | OTIS EARL LEE-LEE CONSTRUCTION CO
24080 | Permanently Closed | 1991-07-18 | 1969-01-01 | 1991-07-18 | Petroleum | Unleaded gasoline | Unleaded gasoline |  | Steel | Steel |  | Painted or None | Steel |  | 1901-01-01 | [15 empty] | UST Currently In Use: 0; UST Temp Close: 0; AST Currently In Use: 0; AST Temp Closed: 0 | 0 | 0 | 2 | 13754-097-007214 | OTIS EARL LEE-LEE CONSTRUCTION CO
24081 | Permanently Closed | 1901-01-01 | 1973-01-01 |  | Petroleum | Unleaded gasoline | Unleaded gasoline |  | Steel | Steel |  | Painted or None | Steel |  | 1901-01-01 | [15 empty] | UST Currently In Use: 0; UST Temp Close: 0; AST Currently In Use: 0; AST Temp Closed: 0 | 0 | 0 | 2 | 13755-111-002523 | CHARLES BOONE
24082 | Permanently Closed | 1901-01-01 | 1953-01-01 |  | Petroleum | Unleaded gasoline | Unleaded gasoline |  | Steel | Steel |  | Painted or None | Steel |  | 1901-01-01 | [15 empty] | UST Currently In Use: 0; UST Temp Close: 0; AST Currently In Use: 0; AST Temp Closed: 0 | 0 | 0 | 2 | 13755-111-002523 | CHARLES BOONE
24083 | Permanently Closed | 1996-01-01 | 1976-01-01 | 1999-07-13 | Petroleum | Unleaded gasoline | Unleaded gasoline | Retail | Steel | Steel | Field installed cathodic protection | Painted or None | Steel |  | 1901-01-01 |  | Catchment Basin, Single walled catchment basin | Automatic shutoff device At 95% full | Automatic shutoff device At 95% full |  |  | Statistical Inventory Reconciliation (SIR) | [5 empty] | Annual line testing, Statistical inventory reconciliation (SIR) | Statistical inventory reconciliation (SIR) |  | UST Currently In Use: 0; UST Temp Close: 0; AST Currently In Use: 0; AST Temp Closed: 0 | 0 | 0 | 3 | 19724-127-003072 | HOLCOMB GROCERIES
24084 | Permanently Closed | 1996-01-01 | 1976-01-01 | 1999-07-13 | Petroleum | Premium gasoline | Premium gasoline | Retail | Steel | Steel |  | Painted or None | Steel |  | 1901-01-01 |  | Catchment Basin, Single walled catchment basin | Automatic shutoff device At 95% full | Automatic shutoff device At 95% full |  |  | Statistical Inventory Reconciliation (SIR) | [5 empty] | Annual line testing, Statistical inventory reconciliation (SIR) | Statistical inventory reconciliation (SIR) |  | UST Currently In Use: 0; UST Temp Close: 0; AST Currently In Use: 0; AST Temp Closed: 0 | 0 | 0 | 3 | 19724-127-003072 | HOLCOMB GROCERIES
24085 | Permanently Closed | 1996-01-01 | 1976-01-01 | 1999-07-13 | Petroleum | Premium gasoline | Premium gasoline | Retail | Steel | Steel |  | Painted or None | Steel |  | 1901-01-01 |  | Catchment Basin, Single walled catchment basin | Automatic shutoff device At 95% full | Automatic shutoff device At 95% full |  |  | Statistical Inventory Reconciliation (SIR) | [5 empty] | Annual line testing, Statistical inventory reconciliation (SIR) | Statistical inventory reconciliation (SIR) |  | UST Currently In Use: 0; UST Temp Close: 0; AST Currently In Use: 0; AST Temp Closed: 0 | 0 | 0 | 3 | 19724-127-003072 | HOLCOMB GROCERIES
24086 | Permanently Closed | 1991-03-08 | 1973-01-01 | 1991-03-08 | Petroleum | On road diesel | On road diesel |  | Steel | Steel |  | Painted or None | Steel |  | 1901-01-01 | [15 empty] | UST Currently In Use: 0; UST Temp Close: 0; AST Currently In Use: 1; AST Temp Closed: 0 | 0 | 0 | 6 | 13758-073-005496 | UPS FREIGHT
24087 | Permanently Closed | 1991-03-08 | 1967-01-01 | 1991-03-08 | Petroleum | On road diesel | On road diesel |  | Steel | Steel |  | Painted or None | Steel |  | 1901-01-01 | [15 empty] | UST Currently In Use: 0; UST Temp Close: 0; AST Currently In Use: 1; AST Temp Closed: 0 | 0 | 0 | 6 | 13758-073-005496 | UPS FREIGHT
24088 | Permanently Closed | 1991-03-08 | 1967-01-01 | 1991-03-08 | Petroleum | Unleaded gasoline | Unleaded gasoline |  | Steel | Steel |  | Painted or None | Steel |  | 1901-01-01 | [15 empty] | UST Currently In Use: 0; UST Temp Close: 0; AST Currently In Use: 1; AST Temp Closed: 0 | 0 | 0 | 6 | 13758-073-005496 | UPS FREIGHT
24089 | Permanently Closed | 1991-03-08 | 1973-01-01 | 1991-03-08 | Petroleum | Used oil | Used oil |  | Steel | Steel |  | Painted or None | Steel |  | 1901-01-01 | [15 empty] | UST Currently In Use: 0; UST Temp Close: 0; AST Currently In Use: 1; AST Temp Closed: 0 | 0 | 0 | 6 | 13758-073-005496 | UPS FREIGHT
24090 | Permanently Closed | 1991-03-08 | 1973-01-01 | 1991-03-08 | Petroleum | Used oil | Used oil |  | Steel | Steel |  | Painted or None | Steel |  | 1901-01-01 | [15 empty] | UST Currently In Use: 0; UST Temp Close: 0; AST Currently In Use: 1; AST Temp Closed: 0 | 0 | 0 | 6 | 13758-073-005496 | UPS FREIGHT
24091 | Permanently Closed | 1991-05-02 | 1968-01-01 | 1992-05-01 | Petroleum | On road diesel | On road diesel |  | Steel | Steel |  | Painted or None | Steel |  | 1901-01-01 | [15 empty] | UST Currently In Use: 0; UST Temp Close: 0; AST Currently In Use: 0; AST Temp Closed: 0 | 0 | 0 | 3 | 13758-097-005498 | UPS FREIGHT
24092 | Permanently Closed | 1992-05-01 | 1968-01-01 | 1992-05-01 | Petroleum | On road diesel | On road diesel |  | Steel | Steel |  | Painted or None | Steel |  | 1901-01-01 | [15 empty] | UST Currently In Use: 0; UST Temp Close: 0; AST Currently In Use: 0; AST Temp Closed: 0 | 0 | 0 | 3 | 13758-097-005498 | UPS FREIGHT
24093 | Permanently Closed | 1992-05-01 | 1968-01-01 | 1992-05-01 | Petroleum | On road diesel | On road diesel |  | Steel | Steel |  | Painted or None | Steel |  | 1901-01-01 | [15 empty] | UST Currently In Use: 0; UST Temp Close: 0; AST Currently In Use: 0; AST Temp Closed: 0 | 0 | 0 | 3 | 13758-097-005498 | UPS FREIGHT
24094 | Permanently Closed | 1992-09-16 | 1970-01-01 | 1992-09-16 | Petroleum | On road diesel | On road diesel |  | Steel | Steel |  | Painted or None | Steel |  | 1901-01-01 | [15 empty] | UST Currently In Use: 0; UST Temp Close: 0; AST Currently In Use: 1; AST Temp Closed: 0 | 0 | 0 | 2 | 13758-101-005499 | UPS FREIGHT
24095 | Permanently Closed | 1992-09-16 | 1970-01-01 | 1992-09-16 | Petroleum | On road diesel | On road diesel |  | Steel | Steel |  | Painted or None | Steel |  | 1901-01-01 | [15 empty] | UST Currently In Use: 0; UST Temp Close: 0; AST Currently In Use: 1; AST Temp Closed: 0 | 0 | 0 | 2 | 13758-101-005499 | UPS FREIGHT
24096 | Permanently Closed | 2005-07-01 | 1983-01-01 | 2005-07-25 | Petroleum | On road diesel | On road diesel | Industrial | Steel | Steel | Field installed cathodic protection, IMPRESSED |  | Fiberglass reinforced plastic |  | 1901-01-01 |  | Catchment Basin, Single walled catchment basin | Automatic shutoff device At 95% full, Flow Rest 90% Full | Flow Rest 90% Full |  |  | Continuous Automatic Tank Gauge |  | Automatic shutoff device (AELLD) | Automatic shutoff device (AELLD) | Interstitial Monitoring within Secondary Containment |  |  |  |  | UST Currently In Use: 0; UST Temp Close: 0; AST Currently In Use: 0; AST Temp Closed: 0 | 0 | 0 | 1 | 13758-103-005497 | UPS FREIGHT
24097 | Permanently Closed |  | 1977-01-01 | 2023-04-11 | Petroleum | On road diesel | On road diesel | Industrial | Steel | Steel | Field installed cathodic protection |  | Fiberglass reinforced plastic |  |  |  | Catchment Basin, Single walled catchment basin | Automatic shutoff device At 95% full | Automatic shutoff device At 95% full |  |  | Continuous Automatic Tank Gauge | [8 empty] | UST Currently In Use: 0; UST Temp Close: 0; AST Currently In Use: 0; AST Temp Closed: 0 | 0 | 0 | 3 | 13758-113-005495 | UPS FREIGHT
24098 | Permanently Closed | 1980-01-01 | 1967-01-01 | 1989-10-27 | Petroleum | On road diesel | On road diesel |  | Steel | Steel |  | Painted or None | Steel |  | 1901-01-01 | [15 empty] | UST Currently In Use: 0; UST Temp Close: 0; AST Currently In Use: 0; AST Temp Closed: 0 | 0 | 0 | 3 | 13758-113-005495 | UPS FREIGHT
24099 | Permanently Closed | 1980-01-01 | 1967-01-01 | 1989-10-27 | Petroleum | Unleaded gasoline | Unleaded gasoline |  | Steel | Steel |  | Painted or None | Steel |  | 1901-01-01 | [15 empty] | UST Currently In Use: 0; UST Temp Close: 0; AST Currently In Use: 0; AST Temp Closed: 0 | 0 | 0 | 3 | 13758-113-005495 | UPS FREIGHT
24100 | Permanently Closed | 1991-10-10 | 1972-01-01 | 1991-10-10 | Petroleum | Unleaded gasoline | Unleaded gasoline |  | Steel | Steel | Coated & cathodic protection (sti-P3) |  | Steel |  | 1901-01-01 | [15 empty] | UST Currently In Use: 0; UST Temp Close: 0; AST Currently In Use: 0; AST Temp Closed: 0 | 0 | 0 | 5 | 13759-133-008648 | OVERTON'S SERVICE STATION
24101 | Permanently Closed | 1991-10-10 | 1974-01-01 | 1991-10-10 | Petroleum | Unleaded gasoline | Unleaded gasoline |  | Steel | Steel | Coated & cathodic protection (sti-P3) |  | Steel |  | 1901-01-01 | [15 empty] | UST Currently In Use: 0; UST Temp Close: 0; AST Currently In Use: 0; AST Temp Closed: 0 | 0 | 0 | 5 | 13759-133-008648 | OVERTON'S SERVICE STATION
24102 | Permanently Closed | 1991-10-10 | 1976-01-01 | 1991-10-10 | Petroleum | Unleaded gasoline | Unleaded gasoline |  | Steel | Steel | Coated & cathodic protection (sti-P3) |  | Steel |  | 1901-01-01 | [15 empty] | UST Currently In Use: 0; UST Temp Close: 0; AST Currently In Use: 0; AST Temp Closed: 0 | 0 | 0 | 5 | 13759-133-008648 | OVERTON'S SERVICE STATION
24103 | Permanently Closed | 1991-10-10 | 1976-01-01 | 1991-10-10 | Petroleum | Unleaded gasoline | Unleaded gasoline |  | Steel | Steel | Coated & cathodic protection (sti-P3) |  | Steel |  | 1901-01-01 | [15 empty] | UST Currently In Use: 0; UST Temp Close: 0; AST Currently In Use: 0; AST Temp Closed: 0 | 0 | 0 | 5 | 13759-133-008648 | OVERTON'S SERVICE STATION
24104 | Permanently Closed | 1991-10-10 | 1979-01-01 | 1991-10-10 | Petroleum | On road diesel | On road diesel |  | Steel | Steel | Coated & cathodic protection (sti-P3) |  | Steel |  | 1901-01-01 | [15 empty] | UST Currently In Use: 0; UST Temp Close: 0; AST Currently In Use: 0; AST Temp Closed: 0 | 0 | 0 | 5 | 13759-133-008648 | OVERTON'S SERVICE STATION
24105 | Permanently Closed | 1984-09-01 | 1944-01-01 01:00 | 1984-10-01 | Petroleum | Unleaded gasoline | Unleaded gasoline |  | Steel | Steel |  |  |  |  | 1901-01-01 | [15 empty] | UST Currently In Use: 0; UST Temp Close: 0; AST Currently In Use: 0; AST Temp Closed: 0 | 0 | 0 | 3 | 13760-109-005441 | OWEN FOLMAR
24106 | Permanently Closed | 1984-09-01 | 1944-01-01 01:00 |  | Petroleum | Unleaded gasoline | Unleaded gasoline |  | Steel | Steel |  |  |  |  | 1901-01-01 | [15 empty] | UST Currently In Use: 0; UST Temp Close: 0; AST Currently In Use: 0; AST Temp Closed: 0 | 0 | 0 | 3 | 13760-109-005441 | OWEN FOLMAR
24107 | Permanently Closed | 1984-09-01 | 1944-01-01 01:00 |  | Petroleum | Unleaded gasoline | Unleaded gasoline |  | Steel | Steel |  |  |  |  | 1901-01-01 | [15 empty] | UST Currently In Use: 0; UST Temp Close: 0; AST Currently In Use: 0; AST Temp Closed: 0 | 0 | 0 | 3 | 13760-109-005441 | OWEN FOLMAR
24108 | Permanently Closed | 1901-01-01 | 1963-01-01 | 1988-11-23 | Petroleum | Unleaded gasoline | Unleaded gasoline |  | Steel | Steel |  | Painted or None | Steel |  | 1901-01-01 | [15 empty] | UST Currently In Use: 0; UST Temp Close: 0; AST Currently In Use: 0; AST Temp Closed: 0 | 0 | 0 | 4 | 13761-125-000870 | OWEN MEREDITH AND SONS
24109 | Permanently Closed | 1901-01-01 | 1963-01-01 | 1988-11-23 | Petroleum | Unleaded gasoline | Unleaded gasoline |  | Steel | Steel |  | Painted or None | Steel |  | 1901-01-01 | [15 empty] | UST Currently In Use: 0; UST Temp Close: 0; AST Currently In Use: 0; AST Temp Closed: 0 | 0 | 0 | 4 | 13761-125-000870 | OWEN MEREDITH AND SONS
24110 | Permanently Closed | 1901-01-01 | 1963-01-01 | 1988-11-23 | Petroleum | Unleaded gasoline | Unleaded gasoline |  | Steel | Steel |  | Painted or None | Steel |  | 1901-01-01 | [15 empty] | UST Currently In Use: 0; UST Temp Close: 0; AST Currently In Use: 0; AST Temp Closed: 0 | 0 | 0 | 4 | 13761-125-000870 | OWEN MEREDITH AND SONS
24111 | Permanently Closed | 1901-01-01 | 1963-01-01 | 1988-11-23 | Petroleum | On road diesel | On road diesel |  | Steel | Steel |  | Painted or None | Steel |  | 1901-01-01 | [15 empty] | UST Currently In Use: 0; UST Temp Close: 0; AST Currently In Use: 0; AST Temp Closed: 0 | 0 | 0 | 4 | 13761-125-000870 | OWEN MEREDITH AND SONS
24112 | Permanently Closed | 1998-07-01 | 1980-01-01 | 1998-07-23 | Petroleum | On road diesel | On road diesel | Bulk facility | Steel | Steel |  |  | Steel |  | 1901-01-01 | [15 empty] | UST Currently In Use: 0; UST Temp Close: 0; AST Currently In Use: 0; AST Temp Closed: 0 | 0 | 0 | 2 | 13762-131-010364 | OWENS BROS PULPWOOD CO INC
24113 | Permanently Closed | 1995-10-05 | 1979-01-01 | 1998-10-05 | Petroleum | On road diesel | On road diesel | Bulk facility | Steel | Steel |  |  | Steel |  | 1901-01-01 | [15 empty] | UST Currently In Use: 0; UST Temp Close: 0; AST Currently In Use: 0; AST Temp Closed: 0 | 0 | 0 | 2 | 13762-131-010364 | OWENS BROS PULPWOOD CO INC
24114 | Permanently Closed | 1994-02-02 | 1981-12-01 | 1994-02-02 | Petroleum | Other, HYDRAL OIL | Other |  | Fiberglass reinforced plastic | Fiberglass reinforced plastic |  |  | Steel |  | 1901-01-01 | None | [5 empty] | Manual Tank Gauging (only tanks 1000 gal. or less and 48” or 64” in diameter) | [8 empty] | UST Currently In Use: 0; UST Temp Close: 0; AST Currently In Use: 0; AST Temp Closed: 0 | 0 | 0 | 1 | 13763-089-004955 | STERLING PLUMBING GROUP INC
24115 | Currently in Use |  | 1990-01-01 |  | Petroleum | Unleaded gasoline | Unleaded gasoline | Industrial | Single Wall, Steel | Steel | Coated & cathodic protection (sti-P3) |  | Fiberglass reinforced plastic, Single Wall |  |  |  | Catchment Basin, Single walled catchment basin | Automatic shutoff device At 95% full | Automatic shutoff device At 95% full |  |  | Statistical Inventory Reconciliation (SIR) | [8 empty] | UST Currently In Use: 3; UST Temp Close: 0; AST Currently In Use: 0; AST Temp Closed: 0 | 3 | 0 | 2 | 13764-071-008656 | OWENS COMPANY SOUTH INC
24116 | Permanently Closed | 1990-07-01 | 1964-01-01 | 1990-07-01 | Petroleum | On road diesel | On road diesel |  | Steel | Steel |  |  | Steel |  | 1901-01-01 | [15 empty] | UST Currently In Use: 3; UST Temp Close: 0; AST Currently In Use: 0; AST Temp Closed: 0 | 3 | 0 | 2 | 13764-071-008656 | OWENS COMPANY SOUTH INC
24117 | Permanently Closed | 1990-07-01 | 1964-01-01 | 1990-07-01 | Petroleum | On road diesel | On road diesel |  | Steel | Steel |  |  | Steel |  | 1901-01-01 | [15 empty] | UST Currently In Use: 3; UST Temp Close: 0; AST Currently In Use: 0; AST Temp Closed: 0 | 3 | 0 | 2 | 13764-071-008656 | OWENS COMPANY SOUTH INC
24118 | Currently in Use |  | 1990-01-01 |  | Petroleum | On road diesel | On road diesel | Industrial | Single Wall, Steel | Steel | Coated & cathodic protection (sti-P3) |  | Fiberglass reinforced plastic, Single Wall |  |  |  | Catchment Basin, Single walled catchment basin | Automatic shutoff device At 95% full | Automatic shutoff device At 95% full |  |  | Statistical Inventory Reconciliation (SIR) | [8 empty] | UST Currently In Use: 3; UST Temp Close: 0; AST Currently In Use: 0; AST Temp Closed: 0 | 3 | 0 | 2 | 13764-071-008656 | OWENS COMPANY SOUTH INC
24119 | Currently in Use |  | 1990-01-01 |  | Petroleum | On road diesel | On road diesel | Industrial | Single Wall, Steel | Steel | Coated & cathodic protection (sti-P3) |  | Fiberglass reinforced plastic, Single Wall |  |  |  | Catchment Basin, Single walled catchment basin | Automatic shutoff device At 95% full | Automatic shutoff device At 95% full |  |  | Statistical Inventory Reconciliation (SIR) | [8 empty] | UST Currently In Use: 3; UST Temp Close: 0; AST Currently In Use: 0; AST Temp Closed: 0 | 3 | 0 | 2 | 13764-071-008656 | OWENS COMPANY SOUTH INC
24120 | Permanently Closed | 1994-04-12 | 1901-01-01 | 1994-04-12 | Petroleum | Unleaded gasoline | Unleaded gasoline |  | Steel | Steel |  | Painted or None | Steel |  | 1901-01-01 | [15 empty] | UST Currently In Use: 0; UST Temp Close: 0; AST Currently In Use: 0; AST Temp Closed: 0 | 0 | 0 | 1 | 13765-055-004646 | OWENS PLATING CO
24121 | Permanently Closed | 1994-03-29 | 1979-01-01 | 1994-03-29 | Petroleum | Aviation fuel (JP-4; etc.) | Aviation fuel (JP-4; etc.) | Industrial | Steel | Steel |  |  | Fiberglass reinforced plastic, Steel |  | 1901-01-01 | [12 empty] | Annual line testing | Annual line testing |  | UST Currently In Use: 0; UST Temp Close: 0; AST Currently In Use: 1; AST Temp Closed: 0 | 0 | 0 | 2 | 13766-073-012495 | OWL GROUP HANGAR
24122 | Permanently Closed | 1994-03-29 | 1979-01-01 | 1994-03-29 | Petroleum | Aviation fuel (JP-4; etc.) | Aviation fuel (JP-4; etc.) | Industrial | Steel | Steel |  |  | Fiberglass reinforced plastic, Steel |  | 1901-01-01 | [15 empty] | UST Currently In Use: 0; UST Temp Close: 0; AST Currently In Use: 1; AST Temp Closed: 0 | 0 | 0 | 2 | 13766-073-012495 | OWL GROUP HANGAR
24123 | Permanently Closed | 1992-01-01 | 1970-01-01 | 1992-01-01 | Petroleum | Unleaded gasoline | Unleaded gasoline |  | Steel | Steel |  | Painted or None | Steel |  | 1901-01-01 | [15 empty] | UST Currently In Use: 0; UST Temp Close: 0; AST Currently In Use: 0; AST Temp Closed: 0 | 0 | 0 | 1 | 13767-015-004736 | OXFORD PLATING CO
24124 | Permanently Closed | 1991-09-16 | 1977-01-01 | 1991-09-16 | Petroleum | Unleaded gasoline | Unleaded gasoline |  | Steel | Steel |  | Painted or None | Steel |  | 1901-01-01 | [15 empty] | UST Currently In Use: 0; UST Temp Close: 0; AST Currently In Use: 0; AST Temp Closed: 0 | 0 | 0 | 1 | 13768-097-004157 | J O MILLER
24125 | Permanently Closed | 1993-05-16 | 1976-01-01 | 1993-05-16 | Petroleum | Unleaded gasoline | Unleaded gasoline |  | Steel | Steel | Interior lined (not allowed as a standalone method of corrosion protection) | Painted or None | Steel |  | 1901-01-01 | [15 empty] | UST Currently In Use: 0; UST Temp Close: 0; AST Currently In Use: 0; AST Temp Closed: 0 | 0 | 0 | 4 | 13769-003-008353 | P E GRIFFIN ESTATE
24126 | Permanently Closed | 1993-05-16 | 1976-01-01 | 1993-05-16 | Petroleum | Unleaded gasoline | Unleaded gasoline |  | Steel | Steel | Interior lined (not allowed as a standalone method of corrosion protection) | Painted or None | Steel |  | 1901-01-01 | [15 empty] | UST Currently In Use: 0; UST Temp Close: 0; AST Currently In Use: 0; AST Temp Closed: 0 | 0 | 0 | 4 | 13769-003-008353 | P E GRIFFIN ESTATE
24127 | Permanently Closed | 1993-05-16 | 1976-01-01 | 1993-05-16 | Petroleum | Unleaded gasoline | Unleaded gasoline |  | Steel | Steel | Interior lined (not allowed as a standalone method of corrosion protection) | Painted or None | Steel |  | 1901-01-01 | [15 empty] | UST Currently In Use: 0; UST Temp Close: 0; AST Currently In Use: 0; AST Temp Closed: 0 | 0 | 0 | 4 | 13769-003-008353 | P E GRIFFIN ESTATE
24128 | Permanently Closed | 1993-05-16 | 1972-01-01 | 1993-05-16 | Petroleum | Used oil | Used oil |  | Steel | Steel |  | Painted or None | Steel |  | 1901-01-01 | [15 empty] | UST Currently In Use: 0; UST Temp Close: 0; AST Currently In Use: 0; AST Temp Closed: 0 | 0 | 0 | 4 | 13769-003-008353 | P E GRIFFIN ESTATE
24129 | Permanently Closed | 1983-06-01 | 1963-01-01 | 1990-05-22 | Petroleum | Unleaded gasoline | Unleaded gasoline |  | Steel | Steel |  |  | Steel |  | 1901-01-01 | [15 empty] | UST Currently In Use: 0; UST Temp Close: 0; AST Currently In Use: 0; AST Temp Closed: 0 | 0 | 0 | 3 | 13771-009-006047 | P O PEARSON
24130 | Permanently Closed | 1983-06-01 | 1963-01-01 | 1990-05-22 | Petroleum | Unleaded gasoline | Unleaded gasoline |  | Steel | Steel |  |  | Steel |  | 1901-01-01 | [15 empty] | UST Currently In Use: 0; UST Temp Close: 0; AST Currently In Use: 0; AST Temp Closed: 0 | 0 | 0 | 3 | 13771-009-006047 | P O PEARSON
24131 | Permanently Closed | 1983-06-01 | 1963-01-01 | 1990-05-22 | Petroleum | Unleaded gasoline | Unleaded gasoline |  | Steel | Steel |  |  | Steel |  | 1901-01-01 | [15 empty] | UST Currently In Use: 0; UST Temp Close: 0; AST Currently In Use: 0; AST Temp Closed: 0 | 0 | 0 | 3 | 13771-009-006047 | P O PEARSON
24132 | Permanently Closed | 1901-01-01 | 1977-01-01 | 1988-11-01 | Petroleum | Unleaded gasoline | Unleaded gasoline |  | Steel | Steel |  | Painted or None | Steel |  | 1901-01-01 | [15 empty] | UST Currently In Use: 0; UST Temp Close: 0; AST Currently In Use: 0; AST Temp Closed: 0 | 0 | 0 | 1 | 13772-101-001916 | PACIFIC PLUMBING CO
24133 | Permanently Closed | 1990-08-06 | 1964-01-01 | 1990-08-06 | Petroleum | Unleaded gasoline | Unleaded gasoline |  | Steel | Steel |  | Painted or None | Steel |  | 1901-01-01 | [15 empty] | UST Currently In Use: 0; UST Temp Close: 3; AST Currently In Use: 0; AST Temp Closed: 0 | 0 | 3 | 6 | 22471-099-010225 | BRYANT'S ALIGNMENTS
24134 | Permanently Closed | 1990-08-06 | 1964-01-01 | 1990-08-06 | Petroleum | Unleaded gasoline | Unleaded gasoline |  | Steel | Steel |  | Painted or None | Steel |  | 1901-01-01 | [15 empty] | UST Currently In Use: 0; UST Temp Close: 3; AST Currently In Use: 0; AST Temp Closed: 0 | 0 | 3 | 6 | 22471-099-010225 | BRYANT'S ALIGNMENTS
24135 | Permanently Closed | 1990-08-06 | 1964-01-01 | 1990-08-06 | Petroleum | Unleaded gasoline | Unleaded gasoline |  | Steel | Steel |  | Painted or None | Steel |  | 1901-01-01 | [15 empty] | UST Currently In Use: 0; UST Temp Close: 3; AST Currently In Use: 0; AST Temp Closed: 0 | 0 | 3 | 6 | 22471-099-010225 | BRYANT'S ALIGNMENTS
24136 | Permanently Closed | 1990-08-06 | 1978-01-01 | 1990-08-06 | Petroleum | On road diesel | On road diesel |  | Steel | Steel |  | Painted or None | Steel |  | 1901-01-01 | [15 empty] | UST Currently In Use: 0; UST Temp Close: 3; AST Currently In Use: 0; AST Temp Closed: 0 | 0 | 3 | 6 | 22471-099-010225 | BRYANT'S ALIGNMENTS
24137 | Permanently Closed | 1990-08-06 | 1964-01-01 | 1990-08-06 | Petroleum | Unleaded gasoline | Unleaded gasoline |  | Steel | Steel |  | Painted or None | Steel |  | 1901-01-01 | [15 empty] | UST Currently In Use: 0; UST Temp Close: 3; AST Currently In Use: 0; AST Temp Closed: 0 | 0 | 3 | 6 | 22471-099-010225 | BRYANT'S ALIGNMENTS
24138 | Permanently Closed | 1971-07-01 | 1944-01-01 01:00 | 1990-08-06 | Petroleum | Other, OTHER | Other |  | Steel | Steel |  | Painted or None | Steel |  | 1901-01-01 | [15 empty] | UST Currently In Use: 0; UST Temp Close: 3; AST Currently In Use: 0; AST Temp Closed: 0 | 0 | 3 | 6 | 22471-099-010225 | BRYANT'S ALIGNMENTS
24139 | Cannot Locate or abandoned | 1996-08-24 | 1978-01-01 |  | Petroleum | Unleaded gasoline | Unleaded gasoline |  | Steel | Steel |  | Painted or None | Steel |  | 1901-01-01 | [15 empty] | UST Currently In Use: 0; UST Temp Close: 0; AST Currently In Use: 0; AST Temp Closed: 0 | 0 | 0 | 0 | 13774-119-009472 | PANOLA GROCERY
24140 | Cannot Locate or abandoned | 1996-08-24 | 1968-01-01 |  | Petroleum | Unleaded gasoline | Unleaded gasoline |  | Steel | Steel |  | Painted or None | Steel |  | 1901-01-01 | [15 empty] | UST Currently In Use: 0; UST Temp Close: 0; AST Currently In Use: 0; AST Temp Closed: 0 | 0 | 0 | 0 | 13774-119-009472 | PANOLA GROCERY
24141 | Cannot Locate or abandoned | 1996-08-24 | 1968-01-01 |  | Petroleum | Unleaded gasoline | Unleaded gasoline |  | Steel | Steel |  | Painted or None | Steel |  | 1901-01-01 | [15 empty] | UST Currently In Use: 0; UST Temp Close: 0; AST Currently In Use: 0; AST Temp Closed: 0 | 0 | 0 | 0 | 13774-119-009472 | PANOLA GROCERY
24142 | Permanently Closed | 1990-02-28 | 1964-01-01 | 1990-02-28 | Petroleum | Unleaded gasoline | Unleaded gasoline |  | Steel | Steel |  | Painted or None | Steel |  | 1901-01-01 | [15 empty] | UST Currently In Use: 0; UST Temp Close: 0; AST Currently In Use: 0; AST Temp Closed: 0 | 0 | 0 | 1 | 13775-033-001455 | PAPER AND CHEMICAL CO
24143 | Permanently Closed | 1992-01-30 | 1981-01-01 | 1992-01-30 | Petroleum | Other, MNRLSPIRIT | Other |  | Steel | Steel |  | Painted or None | Steel |  | 1901-01-01 | [15 empty] | UST Currently In Use: 0; UST Temp Close: 0; AST Currently In Use: 0; AST Temp Closed: 0 | 0 | 0 | 1 | 13776-097-001173 | PARAGON CLEANERS INC
24144 | Retired | 1988-08-08 | 1982-01-01 |  | Petroleum | Unleaded gasoline | Unleaded gasoline |  | Steel | Steel |  | Painted or None | Steel |  | 1901-01-01 | [15 empty] | UST Currently In Use: 0; UST Temp Close: 0; AST Currently In Use: 0; AST Temp Closed: 0 | 0 | 0 | 1 | 13777-073-012067 | PARIS L SMEDLEY
24145 | Permanently Closed | 1901-01-01 | 1982-01-01 | 1988-12-02 | Petroleum | Unleaded gasoline | Unleaded gasoline |  | Steel | Steel |  | Painted or None | Steel |  | 1901-01-01 | [15 empty] | UST Currently In Use: 0; UST Temp Close: 0; AST Currently In Use: 0; AST Temp Closed: 0 | 0 | 0 | 1 | 13777-073-012067 | PARIS L SMEDLEY
24146 | Permanently Closed | 1901-01-01 | 1979-01-01 | 1988-11-28 | Petroleum | Unleaded gasoline | Unleaded gasoline |  | Steel | Steel | Interior lined (not allowed as a standalone method of corrosion protection) | Painted or None | Steel |  | 1901-01-01 | [15 empty] | UST Currently In Use: 0; UST Temp Close: 0; AST Currently In Use: 0; AST Temp Closed: 0 | 0 | 0 | 1 | 13778-021-011886 | PARK SUPPLY CO INC
24147 | Permanently Closed | 1901-01-01 | 1969-01-01 | 1988-10-24 | Petroleum | Unleaded gasoline | Unleaded gasoline |  | Steel | Steel |  |  | Steel |  | 1901-01-01 | [15 empty] | UST Currently In Use: 0; UST Temp Close: 0; AST Currently In Use: 0; AST Temp Closed: 0 | 0 | 0 | 1 | 13779-089-000489 | PARK SUPPLY CO INC
24148 | Permanently Closed | 1979-12-01 | 1971-01-01 |  | Petroleum | Unleaded gasoline | Unleaded gasoline |  | Steel | Steel | Interior lined (not allowed as a standalone method of corrosion protection) | Painted or None | Steel |  | 1901-01-01 | [15 empty] | UST Currently In Use: 0; UST Temp Close: 0; AST Currently In Use: 0; AST Temp Closed: 0 | 0 | 0 | 2 | 13780-121-000055 | PURSELL INDUSTRIES, INC.
24149 | Permanently Closed | 1979-12-01 | 1971-01-01 |  | Petroleum | On road diesel | On road diesel |  | Steel | Steel | Interior lined (not allowed as a standalone method of corrosion protection) | Painted or None | Steel |  | 1901-01-01 | [15 empty] | UST Currently In Use: 0; UST Temp Close: 0; AST Currently In Use: 0; AST Temp Closed: 0 | 0 | 0 | 2 | 13780-121-000055 | PURSELL INDUSTRIES, INC.
24150 | Permanently Closed | 1992-07-13 | 1981-01-01 | 1992-07-13 | Petroleum | Unleaded gasoline | Unleaded gasoline |  | Steel | Steel | Other, PAINT |  | Steel |  | 1901-01-01 | [15 empty] | UST Currently In Use: 0; UST Temp Close: 0; AST Currently In Use: 4; AST Temp Closed: 0 | 0 | 0 | 2 | 21686-121-000056 | SPECTRUM BRANDS
24151 | Permanently Closed | 1992-07-13 | 1966-01-01 | 1992-07-13 | Petroleum | On road diesel | On road diesel |  | Steel | Steel |  | Painted or None | Steel |  | 1901-01-01 | [15 empty] | UST Currently In Use: 0; UST Temp Close: 0; AST Currently In Use: 4; AST Temp Closed: 0 | 0 | 0 | 2 | 21686-121-000056 | SPECTRUM BRANDS
24152 | Permanently Closed | 1992-04-20 | 1974-01-01 | 1992-04-20 | Petroleum | Unleaded gasoline | Unleaded gasoline |  | Steel | Steel |  | Painted or None | Steel |  | 1901-01-01 | [15 empty] | UST Currently In Use: 0; UST Temp Close: 0; AST Currently In Use: 0; AST Temp Closed: 0 | 0 | 0 | 4 | 13781-107-009471 | PARKER GRO AND SERV STATION INC
24153 | Permanently Closed | 1992-04-20 | 1974-01-01 | 1992-04-20 | Petroleum | Unleaded gasoline | Unleaded gasoline |  | Steel | Steel |  | Painted or None | Steel |  | 1901-01-01 | [15 empty] | UST Currently In Use: 0; UST Temp Close: 0; AST Currently In Use: 0; AST Temp Closed: 0 | 0 | 0 | 4 | 13781-107-009471 | PARKER GRO AND SERV STATION INC
24154 | Permanently Closed | 1901-01-01 | 1968-01-01 | 1988-01-01 | Petroleum | Kerosene | Kerosene |  | Steel | Steel |  |  |  |  | 1901-01-01 | [15 empty] | UST Currently In Use: 0; UST Temp Close: 0; AST Currently In Use: 0; AST Temp Closed: 0 | 0 | 0 | 5 | 13782-125-009658 | PARKER JOHNSON ELMORE PARTNERSHIP
24155 | Permanently Closed | 1901-01-01 | 1968-01-01 | 1988-01-01 | Petroleum | Unleaded gasoline | Unleaded gasoline |  | Steel | Steel |  |  |  |  | 1901-01-01 | [15 empty] | UST Currently In Use: 0; UST Temp Close: 0; AST Currently In Use: 0; AST Temp Closed: 0 | 0 | 0 | 5 | 13782-125-009658 | PARKER JOHNSON ELMORE PARTNERSHIP
24156 | Permanently Closed | 1901-01-01 | 1968-01-01 | 1988-01-01 | Petroleum | Unleaded gasoline | Unleaded gasoline |  | Steel | Steel |  |  |  |  | 1901-01-01 | [15 empty] | UST Currently In Use: 0; UST Temp Close: 0; AST Currently In Use: 0; AST Temp Closed: 0 | 0 | 0 | 5 | 13782-125-009658 | PARKER JOHNSON ELMORE PARTNERSHIP
24157 | Permanently Closed | 1901-01-01 | 1968-01-01 | 1988-01-01 | Petroleum | Unleaded gasoline | Unleaded gasoline |  | Steel | Steel |  |  |  |  | 1901-01-01 | [15 empty] | UST Currently In Use: 0; UST Temp Close: 0; AST Currently In Use: 0; AST Temp Closed: 0 | 0 | 0 | 5 | 13782-125-009658 | PARKER JOHNSON ELMORE PARTNERSHIP
24158 | Permanently Closed | 1901-01-01 | 1968-01-01 | 1988-01-01 | Petroleum | Unleaded gasoline | Unleaded gasoline |  | Steel | Steel |  |  |  |  | 1901-01-01 | [15 empty] | UST Currently In Use: 0; UST Temp Close: 0; AST Currently In Use: 0; AST Temp Closed: 0 | 0 | 0 | 5 | 13782-125-009658 | PARKER JOHNSON ELMORE PARTNERSHIP
24159 | Permanently Closed | 1998-11-30 | 1978-01-01 | 1999-11-03 | Petroleum | Unleaded gasoline | Unleaded gasoline |  | Steel | Steel |  | Painted or None | Steel |  | 1901-01-01 | [15 empty] | UST Currently In Use: 0; UST Temp Close: 0; AST Currently In Use: 0; AST Temp Closed: 0 | 0 | 0 | 1 | 13783-033-000366 | PARKES MECHANICAL AND METALS INC
24160 | Permanently Closed | 1901-01-01 | 1980-01-01 | 1989-07-05 | Petroleum | Unleaded gasoline | Unleaded gasoline |  | Steel | Steel |  | Painted or None | Steel |  | 1901-01-01 | [15 empty] | UST Currently In Use: 0; UST Temp Close: 0; AST Currently In Use: 0; AST Temp Closed: 0 | 0 | 0 | 4 | 13784-077-004402 | BARNETTS STORE
24161 | Permanently Closed | 1901-01-01 | 1977-01-01 | 1989-07-05 | Petroleum | Unleaded gasoline | Unleaded gasoline |  | Steel | Steel |  | Painted or None | Steel |  | 1901-01-01 | [15 empty] | UST Currently In Use: 0; UST Temp Close: 0; AST Currently In Use: 0; AST Temp Closed: 0 | 0 | 0 | 4 | 13784-077-004402 | BARNETTS STORE
24162 | Permanently Closed | 1901-01-01 | 1973-01-01 | 1989-07-05 | Petroleum | Unleaded gasoline | Unleaded gasoline |  | Steel | Steel |  | Painted or None | Steel |  | 1901-01-01 | [15 empty] | UST Currently In Use: 0; UST Temp Close: 0; AST Currently In Use: 0; AST Temp Closed: 0 | 0 | 0 | 4 | 13784-077-004402 | BARNETTS STORE
24163 | Permanently Closed | 1901-01-01 | 1973-01-01 |  | Petroleum | Unleaded gasoline | Unleaded gasoline |  | Steel | Steel |  | Painted or None | Steel |  | 1901-01-01 | [15 empty] | UST Currently In Use: 0; UST Temp Close: 0; AST Currently In Use: 0; AST Temp Closed: 0 | 0 | 0 | 4 | 13784-077-004402 | BARNETTS STORE
24164 | Permanently Closed | 1901-01-01 | 1985-01-01 | 1994-06-14 | Petroleum | Unleaded gasoline | Unleaded gasoline |  | Steel | Steel | Coated & cathodic protection (sti-P3) |  | Steel |  | 1901-01-01 | [15 empty] | UST Currently In Use: 0; UST Temp Close: 0; AST Currently In Use: 0; AST Temp Closed: 0 | 0 | 0 | 3 | 13786-023-004907 | PARRS, INC.
24165 | Permanently Closed | 1994-06-14 | 1976-01-01 | 1994-06-14 | Petroleum | Unleaded gasoline | Unleaded gasoline |  | Steel | Steel |  | Painted or None | Steel |  | 1901-01-01 | [15 empty] | UST Currently In Use: 0; UST Temp Close: 0; AST Currently In Use: 0; AST Temp Closed: 0 | 0 | 0 | 3 | 13786-023-004907 | PARRS, INC.
24166 | Permanently Closed | 1994-06-14 | 1976-01-01 | 1994-06-14 | Petroleum | Unleaded gasoline | Unleaded gasoline |  | Steel | Steel |  | Painted or None | Steel |  | 1901-01-01 | [15 empty] | UST Currently In Use: 0; UST Temp Close: 0; AST Currently In Use: 0; AST Temp Closed: 0 | 0 | 0 | 3 | 13786-023-004907 | PARRS, INC.
24167 | Permanently Closed | 1990-04-10 | 1972-01-01 | 1990-04-10 | Petroleum | Unleaded gasoline | Unleaded gasoline |  | Steel | Steel |  | Painted or None | Steel |  | 1901-01-01 | [15 empty] | UST Currently In Use: 0; UST Temp Close: 0; AST Currently In Use: 0; AST Temp Closed: 0 | 0 | 0 | 1 | 13786-025-004885 | PARRS, INC.
24168 | Permanently Closed | 2012-04-29 | 1983-05-01 | 2013-01-15 | Petroleum | Mid-grade gasoline | Mid-grade gasoline | Retail | Steel | Steel | Field installed cathodic protection |  | Steel |  | 1901-01-01 | Field installed cathodic protection | Catchment Basin, Single walled catchment basin | Flow Rest 90% Full | Flow Rest 90% Full | [8 empty] | Groundwater monitoring | Groundwater monitoring |  | UST Currently In Use: 0; UST Temp Close: 0; AST Currently In Use: 0; AST Temp Closed: 0 | 0 | 0 | 4 | 13786-025-004899 | PARRS, INC.
24169 | Permanently Closed | 2012-04-29 | 1983-05-01 | 2013-01-15 | Petroleum | On road diesel | On road diesel | Retail | Steel | Steel | Field installed cathodic protection |  | Steel |  | 1901-01-01 | Field installed cathodic protection | Catchment Basin, Single walled catchment basin | Flow Rest 90% Full | Flow Rest 90% Full | [8 empty] | Groundwater monitoring | Groundwater monitoring |  | UST Currently In Use: 0; UST Temp Close: 0; AST Currently In Use: 0; AST Temp Closed: 0 | 0 | 0 | 4 | 13786-025-004899 | PARRS, INC.
24170 | Permanently Closed | 2012-04-29 | 1983-05-01 | 2013-01-15 | Petroleum | Unleaded gasoline | Unleaded gasoline | Retail | Steel | Steel | Field installed cathodic protection |  | Steel |  | 1901-01-01 | Field installed cathodic protection | Catchment Basin, Single walled catchment basin | Flow Rest 90% Full | Flow Rest 90% Full | [8 empty] | Groundwater monitoring | Groundwater monitoring |  | UST Currently In Use: 0; UST Temp Close: 0; AST Currently In Use: 0; AST Temp Closed: 0 | 0 | 0 | 4 | 13786-025-004899 | PARRS, INC.
24171 | Permanently Closed | 2012-04-29 | 1983-05-01 | 2013-01-15 | Petroleum | Premium gasoline | Premium gasoline | Retail | Steel | Steel | Field installed cathodic protection |  | Steel |  | 1901-01-01 | Field installed cathodic protection | Catchment Basin, Single walled catchment basin | Flow Rest 90% Full | Flow Rest 90% Full | [8 empty] | Groundwater monitoring | Groundwater monitoring |  | UST Currently In Use: 0; UST Temp Close: 0; AST Currently In Use: 0; AST Temp Closed: 0 | 0 | 0 | 4 | 13786-025-004899 | PARRS, INC.
24172 | Permanently Closed | 1992-11-18 | 1968-01-01 | 1992-11-19 | Petroleum | Unleaded gasoline | Unleaded gasoline |  | Steel | Steel |  | Painted or None | Steel |  | 1901-01-01 | [15 empty] | UST Currently In Use: 0; UST Temp Close: 0; AST Currently In Use: 0; AST Temp Closed: 0 | 0 | 0 | 2 | 13786-047-004920 | PARRS, INC.
24173 | Permanently Closed | 1992-11-19 | 1968-01-01 | 1992-11-19 | Petroleum | Unleaded gasoline | Unleaded gasoline |  | Steel | Steel |  | Painted or None | Steel |  | 1901-01-01 | [15 empty] | UST Currently In Use: 0; UST Temp Close: 0; AST Currently In Use: 0; AST Temp Closed: 0 | 0 | 0 | 2 | 13786-047-004920 | PARRS, INC.
24174 | Permanently Closed | 1901-01-01 | 1968-01-01 | 1988-11-02 | Petroleum | Unleaded gasoline | Unleaded gasoline |  | Steel | Steel |  | Painted or None | Steel |  | 1901-01-01 | [15 empty] | UST Currently In Use: 0; UST Temp Close: 0; AST Currently In Use: 0; AST Temp Closed: 0 | 0 | 0 | 3 | 13786-063-004891 | PARRS, INC.
24175 | Permanently Closed | 1901-01-01 | 1968-01-01 | 1988-11-02 | Petroleum | Unleaded gasoline | Unleaded gasoline |  | Steel | Steel |  | Painted or None | Steel |  | 1901-01-01 | [15 empty] | UST Currently In Use: 0; UST Temp Close: 0; AST Currently In Use: 0; AST Temp Closed: 0 | 0 | 0 | 3 | 13786-063-004891 | PARRS, INC.
24176 | Permanently Closed | 1901-01-01 | 1968-01-01 | 1988-11-02 | Petroleum | Unleaded gasoline | Unleaded gasoline |  | Steel | Steel |  | Painted or None | Steel |  | 1901-01-01 | [15 empty] | UST Currently In Use: 0; UST Temp Close: 0; AST Currently In Use: 0; AST Temp Closed: 0 | 0 | 0 | 3 | 13786-063-004891 | PARRS, INC.
24177 | Permanently Closed | 1901-01-01 | 1966-01-01 | 2011-11-11 | Petroleum | Unleaded gasoline | Unleaded gasoline |  | Steel | Steel |  | Painted or None | Steel |  | 1901-01-01 | [15 empty] | UST Currently In Use: 0; UST Temp Close: 0; AST Currently In Use: 0; AST Temp Closed: 0 | 0 | 0 | 2 | 13786-063-004924 | PARRS, INC.
24178 | Permanently Closed | 1901-01-01 | 1966-01-01 | 2011-11-11 | Petroleum | Unleaded gasoline | Unleaded gasoline |  | Steel | Steel |  | Painted or None | Steel |  | 1901-01-01 | [15 empty] | UST Currently In Use: 0; UST Temp Close: 0; AST Currently In Use: 0; AST Temp Closed: 0 | 0 | 0 | 2 | 13786-063-004924 | PARRS, INC.
24179 | Permanently Closed | 1981-06-01 | 1968-01-01 |  | Petroleum | Unleaded gasoline | Unleaded gasoline |  | Steel | Steel |  | Painted or None |  |  | 1901-01-01 | [15 empty] | UST Currently In Use: 0; UST Temp Close: 0; AST Currently In Use: 0; AST Temp Closed: 0 | 0 | 0 | 2 | 13786-063-009008 | PARRS, INC.
24180 | Permanently Closed | 1981-06-01 | 1968-01-01 |  | Petroleum | Unleaded gasoline | Unleaded gasoline |  | Steel | Steel |  | Painted or None | Other, REMOVED |  | 1901-01-01 | [15 empty] | UST Currently In Use: 0; UST Temp Close: 0; AST Currently In Use: 0; AST Temp Closed: 0 | 0 | 0 | 2 | 13786-063-009008 | PARRS, INC.
24181 | Permanently Closed | 1901-01-01 | 1969-01-01 | 1988-11-07 | Petroleum | On road diesel | On road diesel |  | Steel | Steel |  | Painted or None | Steel |  | 1901-01-01 | [15 empty] | UST Currently In Use: 0; UST Temp Close: 0; AST Currently In Use: 0; AST Temp Closed: 0 | 0 | 0 | 2 | 13786-065-004881 | PARRS, INC.
24182 | Permanently Closed | 1901-01-01 | 1969-01-01 | 1988-11-07 | Petroleum | On road diesel | On road diesel |  | Steel | Steel |  | Painted or None | Steel |  | 1901-01-01 | [15 empty] | UST Currently In Use: 0; UST Temp Close: 0; AST Currently In Use: 0; AST Temp Closed: 0 | 0 | 0 | 2 | 13786-065-004881 | PARRS, INC.
24183 | Permanently Closed | 1901-01-01 | 1965-01-01 | 1988-11-07 | Petroleum | Unleaded gasoline | Unleaded gasoline |  | Steel | Steel |  | Painted or None | Steel |  | 1901-01-01 | [15 empty] | UST Currently In Use: 0; UST Temp Close: 0; AST Currently In Use: 0; AST Temp Closed: 0 | 0 | 0 | 2 | 13786-065-004888 | PARRS, INC.
24184 | Permanently Closed | 1901-01-01 | 1965-01-01 | 1988-11-07 | Petroleum | Unleaded gasoline | Unleaded gasoline |  | Steel | Steel |  | Painted or None | Steel |  | 1901-01-01 | [15 empty] | UST Currently In Use: 0; UST Temp Close: 0; AST Currently In Use: 0; AST Temp Closed: 0 | 0 | 0 | 2 | 13786-065-004888 | PARRS, INC.
24185 | Permanently Closed | 1901-01-01 | 1968-01-01 | 1988-11-08 | Petroleum | Unleaded gasoline | Unleaded gasoline |  | Steel | Steel |  | Painted or None | Steel |  | 1901-01-01 | [15 empty] | UST Currently In Use: 0; UST Temp Close: 0; AST Currently In Use: 0; AST Temp Closed: 0 | 0 | 0 | 2 | 13786-065-004889 | PARRS, INC.
24186 | Permanently Closed | 1901-01-01 | 1968-01-01 | 1988-11-08 | Petroleum | Unleaded gasoline | Unleaded gasoline |  | Steel | Steel |  | Painted or None | Steel |  | 1901-01-01 | [15 empty] | UST Currently In Use: 0; UST Temp Close: 0; AST Currently In Use: 0; AST Temp Closed: 0 | 0 | 0 | 2 | 13786-065-004889 | PARRS, INC.
24187 | Permanently Closed | 1990-03-01 | 1969-01-01 | 1990-03-08 | Petroleum | Unleaded gasoline | Unleaded gasoline |  | Steel | Steel |  | Painted or None | Steel |  | 1901-01-01 | [15 empty] | UST Currently In Use: 3; UST Temp Close: 0; AST Currently In Use: 1; AST Temp Closed: 0 | 3 | 0 | 5 | 13786-065-004892 | PARRS, INC.
24188 | Permanently Closed | 1990-03-01 | 1969-01-01 | 1990-03-08 | Petroleum | Unleaded gasoline | Unleaded gasoline |  | Steel | Steel |  | Painted or None | Steel |  | 1901-01-01 | [15 empty] | UST Currently In Use: 3; UST Temp Close: 0; AST Currently In Use: 1; AST Temp Closed: 0 | 3 | 0 | 5 | 13786-065-004892 | PARRS, INC.
24189 | Permanently Closed | 1990-03-01 | 1969-01-01 | 1990-03-08 | Petroleum | Unleaded gasoline | Unleaded gasoline |  | Steel | Steel |  | Painted or None | Steel |  | 1901-01-01 | [15 empty] | UST Currently In Use: 3; UST Temp Close: 0; AST Currently In Use: 1; AST Temp Closed: 0 | 3 | 0 | 5 | 13786-065-004892 | PARRS, INC.
24190 | Permanently Closed | 1990-03-01 | 1969-01-01 | 1990-03-08 | Petroleum | Unleaded gasoline | Unleaded gasoline |  | Steel | Steel |  | Painted or None | Steel |  | 1901-01-01 | [15 empty] | UST Currently In Use: 3; UST Temp Close: 0; AST Currently In Use: 1; AST Temp Closed: 0 | 3 | 0 | 5 | 13786-065-004892 | PARRS, INC.
24191 | Permanently Closed | 1990-03-01 | 1969-01-01 | 1990-03-08 | Petroleum | Unleaded gasoline | Unleaded gasoline |  | Steel | Steel |  | Painted or None | Steel |  | 1901-01-01 | [15 empty] | UST Currently In Use: 3; UST Temp Close: 0; AST Currently In Use: 1; AST Temp Closed: 0 | 3 | 0 | 5 | 13786-065-004892 | PARRS, INC.
24192 | Currently in Use |  | 1990-07-13 |  | Petroleum | Unleaded gasoline | Unleaded gasoline | Retail | Steel | Steel | Coated & cathodic protection (sti-P3) |  | Fiberglass reinforced plastic |  |  |  | Catchment Basin, Single walled catchment basin | Flow Rest 90% Full | Flow Rest 90% Full |  |  | Continuous Automatic Tank Gauge |  | Automatic flow restrictor (MLLD), Containment Sump | Containment Sump |  |  | Annual line testing | Annual line testing |  | UST Currently In Use: 3; UST Temp Close: 0; AST Currently In Use: 1; AST Temp Closed: 0 | 3 | 0 | 5 | 13786-065-004892 | PARRS, INC.
24193 | Currently in Use |  | 1990-07-13 |  | Petroleum | Premium gasoline | Premium gasoline | Retail | Steel | Steel | Coated & cathodic protection (sti-P3) |  | Fiberglass reinforced plastic |  |  |  | Catchment Basin, Single walled catchment basin | Flow Rest 90% Full | Flow Rest 90% Full |  |  | Continuous Automatic Tank Gauge |  | Automatic flow restrictor (MLLD), Containment Sump | Containment Sump |  |  | Annual line testing | Annual line testing |  | UST Currently In Use: 3; UST Temp Close: 0; AST Currently In Use: 1; AST Temp Closed: 0 | 3 | 0 | 5 | 13786-065-004892 | PARRS, INC.
24194 | Currently in Use |  | 1990-07-13 |  | Petroleum | On road diesel | On road diesel | Retail | Steel | Steel | Coated & cathodic protection (sti-P3) |  | Fiberglass reinforced plastic |  |  |  | Catchment Basin, Single walled catchment basin | Flow Rest 90% Full | Flow Rest 90% Full |  |  | Continuous Automatic Tank Gauge |  | Automatic flow restrictor (MLLD), Containment Sump | Containment Sump |  |  | Annual line testing | Annual line testing |  | UST Currently In Use: 3; UST Temp Close: 0; AST Currently In Use: 1; AST Temp Closed: 0 | 3 | 0 | 5 | 13786-065-004892 | PARRS, INC.
24195 | Permanently Closed | 1991-01-15 | 1969-01-01 | 1991-01-15 | Petroleum | Unleaded gasoline | Unleaded gasoline |  | Steel | Steel |  | Painted or None | Steel |  | 1901-01-01 | [15 empty] | UST Currently In Use: 0; UST Temp Close: 0; AST Currently In Use: 0; AST Temp Closed: 0 | 0 | 0 | 2 | 13786-065-004896 | PARRS, INC.
24196 | Permanently Closed | 1991-01-15 | 1969-01-01 | 1991-01-15 | Petroleum | Unleaded gasoline | Unleaded gasoline |  | Steel | Steel |  | Painted or None | Steel |  | 1901-01-01 | [15 empty] | UST Currently In Use: 0; UST Temp Close: 0; AST Currently In Use: 0; AST Temp Closed: 0 | 0 | 0 | 2 | 13786-065-004896 | PARRS, INC.
24197 | Permanently Closed | 1990-12-06 | 1969-01-01 | 1990-12-06 | Petroleum | Unleaded gasoline | Unleaded gasoline |  | Steel | Steel |  | Painted or None | Steel |  | 1901-01-01 | [15 empty] | UST Currently In Use: 0; UST Temp Close: 0; AST Currently In Use: 0; AST Temp Closed: 0 | 0 | 0 | 3 | 13786-065-004898 | PARRS, INC.
24198 | Permanently Closed | 1990-12-06 | 1969-01-01 | 1990-12-06 | Petroleum | Unleaded gasoline | Unleaded gasoline |  | Steel | Steel |  | Painted or None | Steel |  | 1901-01-01 | [15 empty] | UST Currently In Use: 0; UST Temp Close: 0; AST Currently In Use: 0; AST Temp Closed: 0 | 0 | 0 | 3 | 13786-065-004898 | PARRS, INC.
24199 | Permanently Closed | 1990-12-06 | 1969-01-01 | 1990-12-06 | Petroleum | Unleaded gasoline | Unleaded gasoline |  | Steel | Steel |  | Painted or None | Steel |  | 1901-01-01 | [15 empty] | UST Currently In Use: 0; UST Temp Close: 0; AST Currently In Use: 0; AST Temp Closed: 0 | 0 | 0 | 3 | 13786-065-004898 | PARRS, INC.
24200 | Permanently Closed | 1987-05-01 | 1979-01-01 | 1987-05-31 | Petroleum | On road diesel | On road diesel |  | Steel | Steel |  | Painted or None | Steel |  | 1901-01-01 | [15 empty] | UST Currently In Use: 0; UST Temp Close: 0; AST Currently In Use: 0; AST Temp Closed: 0 | 0 | 0 | 1 | 13786-065-004909 | PARRS, INC.
24201 | Permanently Closed | 1986-04-01 | 1969-01-01 | 1986-04-01 | Petroleum | Unleaded gasoline | Unleaded gasoline |  | Steel | Steel |  | Painted or None | Steel |  | 1901-01-01 | [15 empty] | UST Currently In Use: 0; UST Temp Close: 0; AST Currently In Use: 0; AST Temp Closed: 0 | 0 | 0 | 1 | 13786-065-004910 | PARRS, INC.
24202 | Permanently Closed | 1901-01-01 | 1974-01-01 | 1988-11-07 | Petroleum | Unleaded gasoline | Unleaded gasoline |  | Steel | Steel |  | Painted or None | Steel |  | 1901-01-01 | [15 empty] | UST Currently In Use: 0; UST Temp Close: 0; AST Currently In Use: 0; AST Temp Closed: 0 | 0 | 0 | 1 | 13786-065-004912 | PARRS, INC.
24203 | Permanently Closed | 1991-09-26 | 1972-01-01 | 1991-09-26 | Petroleum | Unleaded gasoline | Unleaded gasoline |  | Steel | Steel |  | Painted or None | Steel |  | 1901-01-01 | [15 empty] | UST Currently In Use: 0; UST Temp Close: 0; AST Currently In Use: 0; AST Temp Closed: 0 | 0 | 0 | 2 | 13786-065-004913 | PARRS, INC.
24204 | Permanently Closed | 1991-09-26 | 1972-01-01 | 1991-09-26 | Petroleum | Unleaded gasoline | Unleaded gasoline |  | Steel | Steel |  | Painted or None | Steel |  | 1901-01-01 | [15 empty] | UST Currently In Use: 0; UST Temp Close: 0; AST Currently In Use: 0; AST Temp Closed: 0 | 0 | 0 | 2 | 13786-065-004913 | PARRS, INC.
24205 | Permanently Closed | 1991-01-15 | 1980-01-01 | 1991-01-15 | Petroleum | Unleaded gasoline | Unleaded gasoline |  | Steel | Steel |  | Painted or None | Steel |  | 1901-01-01 | [15 empty] | UST Currently In Use: 0; UST Temp Close: 0; AST Currently In Use: 0; AST Temp Closed: 0 | 0 | 0 | 2 | 13786-065-004921 | PARRS, INC.
24206 | Permanently Closed | 1991-01-15 | 1980-01-01 | 1991-01-15 | Petroleum | Unleaded gasoline | Unleaded gasoline |  | Steel | Steel |  | Painted or None | Steel |  | 1901-01-01 | [15 empty] | UST Currently In Use: 0; UST Temp Close: 0; AST Currently In Use: 0; AST Temp Closed: 0 | 0 | 0 | 2 | 13786-065-004921 | PARRS, INC.
24207 | Permanently Closed | 1989-10-25 | 1969-01-01 | 1989-10-25 | Petroleum | Unleaded gasoline | Unleaded gasoline |  | Steel | Steel |  | Painted or None | Steel |  | 1901-01-01 | [15 empty] | UST Currently In Use: 0; UST Temp Close: 0; AST Currently In Use: 0; AST Temp Closed: 0 | 0 | 0 | 1 | 13786-091-004883 | PARRS, INC.
24208 | Permanently Closed | 1981-03-01 | 1969-01-01 | 1988-11-07 | Petroleum | On road diesel | On road diesel |  | Steel | Steel |  | Painted or None | Steel |  | 1901-01-01 | [15 empty] | UST Currently In Use: 0; UST Temp Close: 0; AST Currently In Use: 0; AST Temp Closed: 0 | 0 | 0 | 2 | 13786-091-004886 | PARRS, INC.
24209 | Permanently Closed | 1981-03-01 | 1969-01-01 | 1988-11-07 | Petroleum | Unleaded gasoline | Unleaded gasoline |  | Steel | Steel |  | Painted or None | Steel |  | 1901-01-01 | [15 empty] | UST Currently In Use: 0; UST Temp Close: 0; AST Currently In Use: 0; AST Temp Closed: 0 | 0 | 0 | 2 | 13786-091-004886 | PARRS, INC.
24210 | Permanently Closed | 1989-10-25 | 1978-01-01 | 1989-10-25 | Petroleum | Unleaded gasoline | Unleaded gasoline |  | Steel | Steel |  | Painted or None | Steel |  | 1901-01-01 | [15 empty] | UST Currently In Use: 0; UST Temp Close: 0; AST Currently In Use: 0; AST Temp Closed: 0 | 0 | 0 | 1 | 13786-091-004887 | PARRS, INC.
24211 | Permanently Closed | 2019-10-31 | 1991-04-16 | 2020-04-07 | Petroleum | On road diesel | On road diesel | Retail | Steel | Steel | Coated & cathodic protection (sti-P3) |  | Fiberglass reinforced plastic |  |  |  | Catchment Basin, Single walled catchment basin | Flow Rest 90% Full | Flow Rest 90% Full |  |  | Automatic Tank Gauge |  | Automatic flow restrictor (MLLD) | Automatic flow restrictor (MLLD) |  |  | Annual line testing | Annual line testing |  | UST Currently In Use: 0; UST Temp Close: 0; AST Currently In Use: 0; AST Temp Closed: 0 | 0 | 0 | 6 | 17328-091-004897 | A W COMPTON AND SON
24212 | Permanently Closed | 2019-10-31 | 1991-04-16 | 2020-04-07 | Petroleum | Unleaded gasoline | Unleaded gasoline | Retail | Steel | Steel | Coated & cathodic protection (sti-P3) |  | Fiberglass reinforced plastic |  |  |  | Catchment Basin, Single walled catchment basin | Flow Rest 90% Full | Flow Rest 90% Full |  |  | Automatic Tank Gauge |  | Automatic flow restrictor (MLLD) | Automatic flow restrictor (MLLD) |  |  | Annual line testing | Annual line testing |  | UST Currently In Use: 0; UST Temp Close: 0; AST Currently In Use: 0; AST Temp Closed: 0 | 0 | 0 | 6 | 17328-091-004897 | A W COMPTON AND SON
24213 | Permanently Closed | 1988-06-29 | 1969-01-01 | 1988-06-29 | Petroleum | On road diesel | On road diesel |  | Steel | Steel |  |  | Steel |  | 1901-01-01 | [15 empty] | UST Currently In Use: 0; UST Temp Close: 0; AST Currently In Use: 0; AST Temp Closed: 0 | 0 | 0 | 6 | 17328-091-004897 | A W COMPTON AND SON
24214 | Retired | 1988-06-29 | 1969-01-01 |  | Petroleum | On road diesel | On road diesel |  | Steel | Steel |  |  | Steel |  | 1901-01-01 | [15 empty] | UST Currently In Use: 0; UST Temp Close: 0; AST Currently In Use: 0; AST Temp Closed: 0 | 0 | 0 | 6 | 17328-091-004897 | A W COMPTON AND SON
24215 | Permanently Closed | 2019-10-01 | 1991-04-16 | 2020-04-07 | Petroleum | Mid-grade gasoline | Mid-grade gasoline | Retail | Steel | Steel | Coated & cathodic protection (sti-P3) |  | Fiberglass reinforced plastic |  |  |  | Catchment Basin, Single walled catchment basin | Flow Rest 90% Full | Flow Rest 90% Full |  |  | Automatic Tank Gauge |  | Automatic flow restrictor (MLLD) | Automatic flow restrictor (MLLD) |  |  | Annual line testing | Annual line testing |  | UST Currently In Use: 0; UST Temp Close: 0; AST Currently In Use: 0; AST Temp Closed: 0 | 0 | 0 | 6 | 17328-091-004897 | A W COMPTON AND SON
24216 | Permanently Closed | 2019-10-31 | 1986-01-01 | 2020-04-07 | Petroleum | Premium gasoline | Premium gasoline | Retail | Steel | Steel | Coated & cathodic protection (sti-P3) |  | Fiberglass reinforced plastic |  |  |  | Catchment Basin, Single walled catchment basin | Flow Rest 90% Full | Flow Rest 90% Full |  |  | Automatic Tank Gauge |  | Automatic flow restrictor (MLLD) | Automatic flow restrictor (MLLD) |  |  | Annual line testing | Annual line testing |  | UST Currently In Use: 0; UST Temp Close: 0; AST Currently In Use: 0; AST Temp Closed: 0 | 0 | 0 | 6 | 17328-091-004897 | A W COMPTON AND SON
24217 | Permanently Closed | 1995-05-16 | 1983-01-01 | 1995-05-16 | Petroleum | On road diesel | On road diesel | State/federal government | Steel | Steel | Coated & cathodic protection (sti-P3) |  | Fiberglass reinforced plastic |  | 1901-01-01 | [15 empty] | UST Currently In Use: 0; UST Temp Close: 0; AST Currently In Use: 0; AST Temp Closed: 0 | 0 | 0 | 4 | 14645-091-004908 | DEPT OF TRANSPORT HWY EQUIPMENT SCT
24218 | Permanently Closed | 1995-05-16 | 1983-01-01 | 1995-05-16 | Petroleum | Unleaded gasoline | Unleaded gasoline | State/federal government | Steel | Steel | Coated & cathodic protection (sti-P3) |  | Fiberglass reinforced plastic |  | 1901-01-01 | [15 empty] | UST Currently In Use: 0; UST Temp Close: 0; AST Currently In Use: 0; AST Temp Closed: 0 | 0 | 0 | 4 | 14645-091-004908 | DEPT OF TRANSPORT HWY EQUIPMENT SCT
24219 | Permanently Closed | 1995-05-16 | 1983-01-01 | 1995-05-16 | Petroleum | Unleaded gasoline | Unleaded gasoline | State/federal government | Steel | Steel | Coated & cathodic protection (sti-P3) |  | Fiberglass reinforced plastic |  | 1901-01-01 | [15 empty] | UST Currently In Use: 0; UST Temp Close: 0; AST Currently In Use: 0; AST Temp Closed: 0 | 0 | 0 | 4 | 14645-091-004908 | DEPT OF TRANSPORT HWY EQUIPMENT SCT
24220 | Permanently Closed | 1995-05-16 | 1983-01-01 | 1995-05-16 | Petroleum | Unleaded gasoline | Unleaded gasoline | State/federal government | Steel | Steel | Coated & cathodic protection (sti-P3) |  | Fiberglass reinforced plastic |  | 1901-01-01 | [15 empty] | UST Currently In Use: 0; UST Temp Close: 0; AST Currently In Use: 0; AST Temp Closed: 0 | 0 | 0 | 4 | 14645-091-004908 | DEPT OF TRANSPORT HWY EQUIPMENT SCT
24221 | Permanently Closed | 1988-11-01 | 1974-01-01 | 1988-11-01 | Petroleum | Unleaded gasoline | Unleaded gasoline |  | Steel | Steel |  | Painted or None | Steel |  | 1901-01-01 | [15 empty] | UST Currently In Use: 0; UST Temp Close: 0; AST Currently In Use: 0; AST Temp Closed: 0 | 0 | 0 | 1 | 13786-091-004911 | PARRS, INC.
24222 | Permanently Closed | 1991-09-26 | 1966-01-01 | 1991-09-26 | Petroleum | Unleaded gasoline | Unleaded gasoline |  | Steel | Steel |  | Painted or None | Steel |  | 1901-01-01 | [15 empty] | UST Currently In Use: 0; UST Temp Close: 0; AST Currently In Use: 0; AST Temp Closed: 0 | 0 | 0 | 4 | 13786-091-004914 | PARRS, INC.
24223 | Permanently Closed | 1991-09-26 | 1966-01-01 | 1991-09-26 | Petroleum | Unleaded gasoline | Unleaded gasoline |  | Steel | Steel |  | Painted or None | Steel |  | 1901-01-01 | [15 empty] | UST Currently In Use: 0; UST Temp Close: 0; AST Currently In Use: 0; AST Temp Closed: 0 | 0 | 0 | 4 | 13786-091-004914 | PARRS, INC.
24224 | Permanently Closed | 1991-09-26 | 1966-01-01 | 1991-09-26 | Petroleum | Unleaded gasoline | Unleaded gasoline |  | Steel | Steel |  | Painted or None | Steel |  | 1901-01-01 | [15 empty] | UST Currently In Use: 0; UST Temp Close: 0; AST Currently In Use: 0; AST Temp Closed: 0 | 0 | 0 | 4 | 13786-091-004914 | PARRS, INC.
24225 | Permanently Closed | 1991-09-26 | 1966-01-01 | 1991-09-26 | Petroleum | Used oil | Used oil |  | Steel | Steel |  | Painted or None | Steel |  | 1901-01-01 | [15 empty] | UST Currently In Use: 0; UST Temp Close: 0; AST Currently In Use: 0; AST Temp Closed: 0 | 0 | 0 | 4 | 13786-091-004914 | PARRS, INC.
24226 | Permanently Closed | 1990-03-23 | 1972-01-01 | 1990-03-23 | Petroleum | Unleaded gasoline | Unleaded gasoline |  | Steel | Steel |  | Painted or None | Steel |  | 1901-01-01 | [15 empty] | UST Currently In Use: 0; UST Temp Close: 0; AST Currently In Use: 0; AST Temp Closed: 0 | 0 | 0 | 3 | 13786-091-004915 | PARRS, INC.
24227 | Permanently Closed | 1990-03-23 | 1972-01-01 | 1990-03-23 | Petroleum | Unleaded gasoline | Unleaded gasoline |  | Steel | Steel |  | Painted or None | Steel |  | 1901-01-01 | [15 empty] | UST Currently In Use: 0; UST Temp Close: 0; AST Currently In Use: 0; AST Temp Closed: 0 | 0 | 0 | 3 | 13786-091-004915 | PARRS, INC.
24228 | Permanently Closed | 1990-03-23 | 1976-01-01 | 1990-03-23 | Petroleum | Unleaded gasoline | Unleaded gasoline |  | Steel | Steel |  | Painted or None | Steel |  | 1901-01-01 | [15 empty] | UST Currently In Use: 0; UST Temp Close: 0; AST Currently In Use: 0; AST Temp Closed: 0 | 0 | 0 | 3 | 13786-091-004915 | PARRS, INC.
24229 | Permanently Closed | 1992-03-01 | 1976-01-01 | 1992-03-01 | Petroleum | Used oil | Used oil |  | Steel | Steel |  | Painted or None | Steel |  | 1901-01-01 | [15 empty] | UST Currently In Use: 4; UST Temp Close: 0; AST Currently In Use: 3; AST Temp Closed: 0 | 4 | 0 | 8 | 13786-091-004923 | PARRS, INC.
24230 | Permanently Closed | 1901-01-01 | 1976-01-01 | 1986-10-30 | Petroleum | On road diesel | On road diesel |  | Steel | Steel |  | Painted or None | Steel |  | 1901-01-01 | [15 empty] | UST Currently In Use: 4; UST Temp Close: 0; AST Currently In Use: 3; AST Temp Closed: 0 | 4 | 0 | 8 | 13786-091-004923 | PARRS, INC.
24231 | Permanently Closed | 1901-01-01 | 1976-01-01 | 1986-10-30 | Petroleum | On road diesel | On road diesel |  | Steel | Steel |  | Painted or None | Steel |  | 1901-01-01 | [15 empty] | UST Currently In Use: 4; UST Temp Close: 0; AST Currently In Use: 3; AST Temp Closed: 0 | 4 | 0 | 8 | 13786-091-004923 | PARRS, INC.
24232 | Permanently Closed | 1901-01-01 | 1976-01-01 | 1986-10-01 | Petroleum | On road diesel | On road diesel |  | Steel | Steel |  | Painted or None | Steel |  | 1901-01-01 | [15 empty] | UST Currently In Use: 4; UST Temp Close: 0; AST Currently In Use: 3; AST Temp Closed: 0 | 4 | 0 | 8 | 13786-091-004923 | PARRS, INC.
24233 | Permanently Closed | 1992-03-01 | 1976-01-01 | 1992-03-01 | Petroleum | Unleaded gasoline | Unleaded gasoline |  | Steel | Steel |  | Painted or None | Steel |  | 1901-01-01 | [15 empty] | UST Currently In Use: 4; UST Temp Close: 0; AST Currently In Use: 3; AST Temp Closed: 0 | 4 | 0 | 8 | 13786-091-004923 | PARRS, INC.
24234 | Permanently Closed | 1992-03-01 | 1976-01-01 | 1992-03-01 | Petroleum | Unleaded gasoline | Unleaded gasoline |  | Steel | Steel |  | Painted or None | Steel |  | 1901-01-01 | [15 empty] | UST Currently In Use: 4; UST Temp Close: 0; AST Currently In Use: 3; AST Temp Closed: 0 | 4 | 0 | 8 | 13786-091-004923 | PARRS, INC.
24235 | Permanently Closed | 1992-03-01 | 1976-01-01 | 1992-03-01 | Petroleum | Unleaded gasoline | Unleaded gasoline |  | Steel | Steel |  | Painted or None | Steel |  | 1901-01-01 | [15 empty] | UST Currently In Use: 4; UST Temp Close: 0; AST Currently In Use: 3; AST Temp Closed: 0 | 4 | 0 | 8 | 13786-091-004923 | PARRS, INC.
24236 | Currently in Use |  | 1983-01-01 |  | Petroleum | On road diesel | On road diesel | Retail | Fiberglass reinforced plastic | Fiberglass reinforced plastic |  |  | Flexible, ENVIROFLEX |  |  |  | Catchment Basin, Single walled catchment basin | Flow Rest 90% Full | Flow Rest 90% Full |  |  | Automatic Tank Gauge |  | Automatic shutoff device (AELLD), Containment Sump | Containment Sump | [5 empty] | UST Currently In Use: 4; UST Temp Close: 0; AST Currently In Use: 3; AST Temp Closed: 0 | 4 | 0 | 8 | 13786-091-004923 | PARRS, INC.
24237 | Permanently Closed | 1992-03-01 | 1983-01-01 | 1992-03-01 | Petroleum | Kerosene | Kerosene |  | Steel | Steel |  | Painted or None | Steel |  | 1901-01-01 | [15 empty] | UST Currently In Use: 4; UST Temp Close: 0; AST Currently In Use: 3; AST Temp Closed: 0 | 4 | 0 | 8 | 13786-091-004923 | PARRS, INC.
24238 | Permanently Closed | 1977-04-01 | 1968-01-01 |  | Petroleum | Unleaded gasoline | Unleaded gasoline |  | Steel | Steel |  | Painted or None | Steel |  | 1901-01-01 | [15 empty] | UST Currently In Use: 0; UST Temp Close: 0; AST Currently In Use: 0; AST Temp Closed: 0 | 0 | 0 | 1 | 13786-091-009007 | PARRS, INC.
24239 | Permanently Closed | 1996-01-01 | 1971-01-01 | 1996-01-29 | Petroleum | Used oil | Used oil |  | Steel | Steel |  | Painted or None | Steel |  | 1901-01-01 | [15 empty] | UST Currently In Use: 0; UST Temp Close: 0; AST Currently In Use: 5; AST Temp Closed: 0 | 0 | 0 | 3 | 25058-091-009009 | PUMPELLY OIL AQUISITION, LLC
24240 | Permanently Closed | 1996-01-01 | 1980-01-01 | 1996-01-29 | Petroleum | Unleaded gasoline | Unleaded gasoline |  | Steel | Steel |  | Painted or None | Steel |  | 1901-01-01 | [15 empty] | UST Currently In Use: 0; UST Temp Close: 0; AST Currently In Use: 5; AST Temp Closed: 0 | 0 | 0 | 3 | 25058-091-009009 | PUMPELLY OIL AQUISITION, LLC
24241 | Permanently Closed | 1996-01-01 | 1971-01-01 | 1996-01-29 | Petroleum | Other, MNRLSPIRIT | Other |  | Steel | Steel |  | Painted or None | Steel |  | 1901-01-01 | [15 empty] | UST Currently In Use: 0; UST Temp Close: 0; AST Currently In Use: 5; AST Temp Closed: 0 | 0 | 0 | 3 | 25058-091-009009 | PUMPELLY OIL AQUISITION, LLC
24242 | Permanently Closed | 1901-01-01 | 1972-01-01 | 1988-11-07 | Petroleum | Unleaded gasoline | Unleaded gasoline |  | Steel | Steel |  | Painted or None | Steel |  | 1901-01-01 | [15 empty] | UST Currently In Use: 0; UST Temp Close: 0; AST Currently In Use: 0; AST Temp Closed: 0 | 0 | 0 | 1 | 13786-105-004882 | PARRS, INC.
24245 | Permanently Closed | 2005-10-01 | 1971-01-01 |  | Petroleum | Mid-grade gasoline | Mid-grade gasoline | Retail | Steel | Steel | Field installed cathodic protection |  | Steel |  |  | Field installed cathodic protection | Catchment Basin, Single walled catchment basin | Automatic shutoff device At 95% full | Automatic shutoff device At 95% full |  |  | Statistical Inventory Reconciliation (SIR) | [8 empty] | UST Currently In Use: 0; UST Temp Close: 0; AST Currently In Use: 0; AST Temp Closed: 0 | 0 | 0 | 3 | 20566-105-004904 | BRETT HARRISON
24246 | Permanently Closed | 2011-12-31 | 1971-01-01 |  | Petroleum | Unleaded gasoline | Unleaded gasoline | Retail | Steel | Steel | Field installed cathodic protection |  | Steel |  |  | Field installed cathodic protection | Catchment Basin, Single walled catchment basin | Automatic shutoff device At 95% full | Automatic shutoff device At 95% full |  |  | Statistical Inventory Reconciliation (SIR) | [8 empty] | UST Currently In Use: 0; UST Temp Close: 0; AST Currently In Use: 0; AST Temp Closed: 0 | 0 | 0 | 3 | 20566-105-004904 | BRETT HARRISON
24247 | Permanently Closed | 2007-01-01 | 1971-01-01 |  | Petroleum | Premium gasoline | Premium gasoline | Retail | Steel | Steel | Field installed cathodic protection |  | Steel |  |  | Field installed cathodic protection | Catchment Basin, Single walled catchment basin | Automatic shutoff device At 95% full | Automatic shutoff device At 95% full |  |  | Statistical Inventory Reconciliation (SIR) | [8 empty] | UST Currently In Use: 0; UST Temp Close: 0; AST Currently In Use: 0; AST Temp Closed: 0 | 0 | 0 | 3 | 20566-105-004904 | BRETT HARRISON
24248 | Permanently Closed | 1992-11-18 | 1969-01-01 | 1992-11-18 | Petroleum | Unleaded gasoline | Unleaded gasoline |  | Steel | Steel |  | Painted or None | Steel |  | 1901-01-01 | [15 empty] | UST Currently In Use: 0; UST Temp Close: 0; AST Currently In Use: 0; AST Temp Closed: 0 | 0 | 0 | 4 | 13786-105-004918 | PARRS, INC.
24249 | Permanently Closed | 1992-11-18 | 1969-01-01 | 1992-11-18 | Petroleum | Unleaded gasoline | Unleaded gasoline |  | Steel | Steel |  | Painted or None | Steel |  | 1901-01-01 | [15 empty] | UST Currently In Use: 0; UST Temp Close: 0; AST Currently In Use: 0; AST Temp Closed: 0 | 0 | 0 | 4 | 13786-105-004918 | PARRS, INC.
24250 | Permanently Closed | 1992-11-18 | 1969-01-01 | 1992-11-18 | Petroleum | Unleaded gasoline | Unleaded gasoline |  | Steel | Steel |  | Painted or None | Steel |  | 1901-01-01 | [15 empty] | UST Currently In Use: 0; UST Temp Close: 0; AST Currently In Use: 0; AST Temp Closed: 0 | 0 | 0 | 4 | 13786-105-004918 | PARRS, INC.
24251 | Permanently Closed | 1992-11-18 | 1969-01-01 | 1992-11-18 | Petroleum | Unleaded gasoline | Unleaded gasoline |  | Steel | Steel |  | Painted or None | Steel |  | 1901-01-01 | [15 empty] | UST Currently In Use: 0; UST Temp Close: 0; AST Currently In Use: 0; AST Temp Closed: 0 | 0 | 0 | 4 | 13786-105-004918 | PARRS, INC.
24252 | Currently in Use |  | 1989-06-01 |  | Petroleum | Mid-grade gasoline | Mid-grade gasoline | Retail | Fiberglass reinforced plastic | Fiberglass reinforced plastic |  |  | Flexible, OPW PISCES |  | 1901-01-01 |  | Catchment Basin, Single walled catchment basin | Flow Rest 90% Full | Flow Rest 90% Full |  |  | Continuous Automatic Tank Gauge |  | Automatic flow restrictor (MLLD) | Automatic flow restrictor (MLLD) |  |  | Annual line testing | Annual line testing |  | UST Currently In Use: 3; UST Temp Close: 1; AST Currently In Use: 1; AST Temp Closed: 0 | 3 | 1 | 0 | 13786-105-005339 | PARRS, INC.
24253 | Currently in Use |  | 1989-06-01 |  | Petroleum | Premium gasoline | Premium gasoline | Retail | Fiberglass reinforced plastic | Fiberglass reinforced plastic |  |  | Flexible, OPW PISCES |  | 1901-01-01 |  | Catchment Basin, Single walled catchment basin | Flow Rest 90% Full | Flow Rest 90% Full | Interstitial Monitoring within Secondary Containment |  | Continuous Automatic Tank Gauge |  | Automatic flow restrictor (MLLD) | Automatic flow restrictor (MLLD) |  |  | Annual line testing | Annual line testing |  | UST Currently In Use: 3; UST Temp Close: 1; AST Currently In Use: 1; AST Temp Closed: 0 | 3 | 1 | 0 | 13786-105-005339 | PARRS, INC.
24254 | Currently in Use |  | 1989-06-01 |  | Petroleum | Unleaded gasoline | Unleaded gasoline | Retail | Fiberglass reinforced plastic | Fiberglass reinforced plastic |  |  | Flexible, OPW PISCES |  | 1901-01-01 |  | Catchment Basin, Single walled catchment basin | Flow Rest 90% Full | Flow Rest 90% Full | Interstitial Monitoring within Secondary Containment |  | Continuous Automatic Tank Gauge |  | Automatic flow restrictor (MLLD) | Automatic flow restrictor (MLLD) |  |  | Annual line testing | Annual line testing |  | UST Currently In Use: 3; UST Temp Close: 1; AST Currently In Use: 1; AST Temp Closed: 0 | 3 | 1 | 0 | 13786-105-005339 | PARRS, INC.
24255 | Temporary Closed | 2020-06-30 | 1989-06-01 |  | Petroleum | On road diesel | On road diesel | Retail | Fiberglass reinforced plastic | Fiberglass reinforced plastic |  |  | Fiberglass reinforced plastic |  | 1901-01-01 |  | Catchment Basin, Single walled catchment basin | Flow Rest 90% Full | Flow Rest 90% Full | Interstitial Monitoring within Secondary Containment |  | Continuous Automatic Tank Gauge | [8 empty] | UST Currently In Use: 3; UST Temp Close: 1; AST Currently In Use: 1; AST Temp Closed: 0 | 3 | 1 | 0 | 13786-105-005339 | PARRS, INC.
24256 | Currently in Use |  | 1987-02-18 |  | Petroleum | Unleaded gasoline | Unleaded gasoline | Retail | Fiberglass reinforced plastic | Fiberglass reinforced plastic |  |  | Fiberglass reinforced plastic |  | 1901-01-01 | None | Catchment Basin, Single walled catchment basin | Flow Rest 90% Full | Flow Rest 90% Full |  |  | Continuous Automatic Tank Gauge |  | Automatic shutoff device (AELLD) | Automatic shutoff device (AELLD) | [5 empty] | UST Currently In Use: 3; UST Temp Close: 0; AST Currently In Use: 0; AST Temp Closed: 0 | 3 | 0 | 0 | 24658-105-012593 | JUDSON COLLEGE FOUNDATION
24257 | Currently in Use |  | 1987-02-18 |  | Petroleum | Mid-grade gasoline | Mid-grade gasoline | Retail | Fiberglass reinforced plastic | Fiberglass reinforced plastic |  |  | Fiberglass reinforced plastic |  | 1901-01-01 | None | Catchment Basin, Single walled catchment basin | Flow Rest 90% Full | Flow Rest 90% Full |  |  | Continuous Automatic Tank Gauge |  | Automatic shutoff device (AELLD) | Automatic shutoff device (AELLD) | [5 empty] | UST Currently In Use: 3; UST Temp Close: 0; AST Currently In Use: 0; AST Temp Closed: 0 | 3 | 0 | 0 | 24658-105-012593 | JUDSON COLLEGE FOUNDATION
24258 | Currently in Use |  | 1985-01-01 |  | Petroleum | Premium gasoline | Premium gasoline | Retail | Fiberglass reinforced plastic | Fiberglass reinforced plastic |  |  | Fiberglass reinforced plastic |  | 1901-01-01 | None | Catchment Basin, Single walled catchment basin | Flow Rest 90% Full | Flow Rest 90% Full |  |  | Continuous Automatic Tank Gauge |  | Automatic shutoff device (AELLD) | Automatic shutoff device (AELLD) | [5 empty] | UST Currently In Use: 3; UST Temp Close: 0; AST Currently In Use: 0; AST Temp Closed: 0 | 3 | 0 | 0 | 24658-105-012593 | JUDSON COLLEGE FOUNDATION
24259 | Temporary Closed | 2015-12-04 | 1987-10-06 |  | Petroleum | Unleaded gasoline | Unleaded gasoline | Retail | Steel | Steel | Coated & cathodic protection (sti-P3) |  | Fiberglass reinforced plastic |  |  |  | Catchment Basin, Single walled catchment basin | Flow Rest 90% Full | Flow Rest 90% Full |  |  | Continuous Automatic Tank Gauge |  | Automatic shutoff device (AELLD) | Automatic shutoff device (AELLD) | [5 empty] | UST Currently In Use: 0; UST Temp Close: 3; AST Currently In Use: 0; AST Temp Closed: 0 | 0 | 3 | 0 | 24721-119-001468 | MOHAMED SEFYAN
24260 | Temporary Closed | 2015-12-01 | 1987-10-06 |  | Petroleum | Premium gasoline | Premium gasoline | Retail | Steel | Steel | Coated & cathodic protection (sti-P3) |  | Fiberglass reinforced plastic |  |  |  | Catchment Basin, Single walled catchment basin | Flow Rest 90% Full | Flow Rest 90% Full |  |  | Continuous Automatic Tank Gauge |  | Automatic shutoff device (AELLD) | Automatic shutoff device (AELLD) | [5 empty] | UST Currently In Use: 0; UST Temp Close: 3; AST Currently In Use: 0; AST Temp Closed: 0 | 0 | 3 | 0 | 24721-119-001468 | MOHAMED SEFYAN
24261 | Temporary Closed | 2015-12-01 | 1987-10-06 |  | Petroleum | On road diesel | On road diesel | Retail | Steel | Steel | Coated & cathodic protection (sti-P3) |  | Fiberglass reinforced plastic |  |  |  | Catchment Basin, Single walled catchment basin | Flow Rest 90% Full | Flow Rest 90% Full |  |  | Continuous Automatic Tank Gauge |  | Automatic shutoff device (AELLD) | Automatic shutoff device (AELLD) | [5 empty] | UST Currently In Use: 0; UST Temp Close: 3; AST Currently In Use: 0; AST Temp Closed: 0 | 0 | 3 | 0 | 24721-119-001468 | MOHAMED SEFYAN
24262 | Permanently Closed | 1989-11-20 | 1972-01-01 | 1989-11-20 | Petroleum | Unleaded gasoline | Unleaded gasoline |  | Steel | Steel |  | Painted or None | Steel |  | 1901-01-01 | [15 empty] | UST Currently In Use: 0; UST Temp Close: 0; AST Currently In Use: 0; AST Temp Closed: 0 | 0 | 0 | 2 | 13786-119-004894 | PARRS, INC.
24263 | Permanently Closed | 1989-11-20 | 1972-01-01 | 1989-11-20 | Petroleum | Unleaded gasoline | Unleaded gasoline |  | Steel | Steel |  | Painted or None | Steel |  | 1901-01-01 | [15 empty] | UST Currently In Use: 0; UST Temp Close: 0; AST Currently In Use: 0; AST Temp Closed: 0 | 0 | 0 | 2 | 13786-119-004894 | PARRS, INC.
24264 | Permanently Closed | 1991-09-30 | 1972-01-01 | 1991-09-30 | Petroleum | Unleaded gasoline | Unleaded gasoline |  | Steel | Steel |  | Painted or None | Steel |  | 1901-01-01 | [15 empty] | UST Currently In Use: 0; UST Temp Close: 0; AST Currently In Use: 0; AST Temp Closed: 0 | 0 | 0 | 4 | 13786-119-004903 | PARRS, INC.
24265 | Permanently Closed | 1991-09-30 | 1972-01-01 | 1991-09-30 | Petroleum | Unleaded gasoline | Unleaded gasoline |  | Steel | Steel |  | Painted or None | Steel |  | 1901-01-01 | [15 empty] | UST Currently In Use: 0; UST Temp Close: 0; AST Currently In Use: 0; AST Temp Closed: 0 | 0 | 0 | 4 | 13786-119-004903 | PARRS, INC.
24266 | Permanently Closed | 1991-09-30 | 1972-01-01 | 1991-09-30 | Petroleum | Unleaded gasoline | Unleaded gasoline |  | Steel | Steel |  | Painted or None | Steel |  | 1901-01-01 | [15 empty] | UST Currently In Use: 0; UST Temp Close: 0; AST Currently In Use: 0; AST Temp Closed: 0 | 0 | 0 | 4 | 13786-119-004903 | PARRS, INC.
24267 | Permanently Closed | 1991-09-30 | 1972-01-01 | 1991-09-30 | Petroleum | Used oil | Used oil |  | Steel | Steel |  | Painted or None | Steel |  | 1901-01-01 | [15 empty] | UST Currently In Use: 0; UST Temp Close: 0; AST Currently In Use: 0; AST Temp Closed: 0 | 0 | 0 | 4 | 13786-119-004903 | PARRS, INC.
24268 | Permanently Closed | 1991-09-07 | 1968-01-01 | 1991-09-07 | Petroleum | Unleaded gasoline | Unleaded gasoline | State/federal government | Steel | Steel |  | Painted or None | Steel |  | 1901-01-01 | [15 empty] | UST Currently In Use: 0; UST Temp Close: 0; AST Currently In Use: 0; AST Temp Closed: 0 | 0 | 0 | 4 | 13788-125-000649 | PARTLOW STATE SCHOOL AND HOSPITAL
24269 | Permanently Closed | 1991-09-07 | 1966-01-01 | 1991-09-07 | Petroleum | Unleaded gasoline | Unleaded gasoline | State/federal government | Steel | Steel |  | Painted or None | Steel |  | 1901-01-01 | [15 empty] | UST Currently In Use: 0; UST Temp Close: 0; AST Currently In Use: 0; AST Temp Closed: 0 | 0 | 0 | 4 | 13788-125-000649 | PARTLOW STATE SCHOOL AND HOSPITAL
24270 | Retired | 1969-01-01 | 1953-01-01 |  | Petroleum | Unleaded gasoline | Unleaded gasoline | State/federal government | Steel | Steel |  |  |  |  | 1901-01-01 | [15 empty] | UST Currently In Use: 0; UST Temp Close: 0; AST Currently In Use: 0; AST Temp Closed: 0 | 0 | 0 | 4 | 13788-125-000649 | PARTLOW STATE SCHOOL AND HOSPITAL
24271 | Permanently Closed | 1991-07-23 | 1963-01-01 | 1991-07-23 | Petroleum | On road diesel | On road diesel | State/federal government | Steel | Steel |  |  | Steel |  | 1901-01-01 | [15 empty] | UST Currently In Use: 0; UST Temp Close: 0; AST Currently In Use: 0; AST Temp Closed: 0 | 0 | 0 | 4 | 13788-125-000649 | PARTLOW STATE SCHOOL AND HOSPITAL
24272 | Permanently Closed | 1991-09-07 | 1989-01-01 | 1991-09-07 | Petroleum | On road diesel | On road diesel | State/federal government | Steel | Steel |  | Painted or None | Steel |  | 1901-01-01 | [15 empty] | UST Currently In Use: 0; UST Temp Close: 0; AST Currently In Use: 0; AST Temp Closed: 0 | 0 | 0 | 4 | 13788-125-000649 | PARTLOW STATE SCHOOL AND HOSPITAL
24273 | Permanently Closed | 1993-10-31 | 1980-01-01 | 1997-04-11 | Petroleum | On road diesel | On road diesel |  | Steel | Steel | Coated & cathodic protection (sti-P3) |  |  |  | 1901-01-01 | [15 empty] | UST Currently In Use: 0; UST Temp Close: 0; AST Currently In Use: 0; AST Temp Closed: 0 | 0 | 0 | 1 | 13790-097-007252 | PAT MCALEER
24274 | Retired | 1988-12-22 | 1969-01-01 |  | Petroleum | On road diesel | On road diesel |  | Steel | Steel |  |  | Steel |  | 1901-01-01 | [15 empty] | UST Currently In Use: 0; UST Temp Close: 0; AST Currently In Use: 0; AST Temp Closed: 0 | 0 | 0 | 0 | 13791-097-000650 | PATE STEVEDORE CO
24275 | Retired | 1988-12-22 | 1969-01-01 |  | Petroleum | Unleaded gasoline | Unleaded gasoline |  | Steel | Steel |  |  | Steel |  | 1901-01-01 | [15 empty] | UST Currently In Use: 0; UST Temp Close: 0; AST Currently In Use: 0; AST Temp Closed: 0 | 0 | 0 | 0 | 13791-097-000650 | PATE STEVEDORE CO
24276 | Permanently Closed | 1901-01-01 | 1968-01-01 | 1988-01-01 | Petroleum | Unleaded gasoline | Unleaded gasoline |  | Steel | Steel |  | Painted or None | Steel |  | 1901-01-01 | [15 empty] | UST Currently In Use: 0; UST Temp Close: 3; AST Currently In Use: 0; AST Temp Closed: 0 | 0 | 3 | 1 | 25131-027-006088 | PATRIOT FUELING CENTERS, LLC
24277 | Temporary Closed | 2009-12-01 | 1985-01-01 |  | Petroleum | Unleaded gasoline | Unleaded gasoline | Retail | Steel | Steel | Coated & cathodic protection (sti-P3) |  | Steel |  |  | Galvanic Cathodic | Catchment Basin, Single walled catchment basin | Automatic shutoff device At 95% full | Automatic shutoff device At 95% full |  |  | Statistical Inventory Reconciliation (SIR) | [8 empty] | UST Currently In Use: 0; UST Temp Close: 3; AST Currently In Use: 0; AST Temp Closed: 0 | 0 | 3 | 1 | 25131-027-006088 | PATRIOT FUELING CENTERS, LLC
24278 | Temporary Closed | 2004-04-30 | 1985-01-01 |  | Petroleum | On road diesel | On road diesel | Retail | Steel | Steel | Coated & cathodic protection (sti-P3) |  | Steel |  |  | Galvanic Cathodic | Catchment Basin, Single walled catchment basin | Automatic shutoff device At 95% full | Automatic shutoff device At 95% full |  |  | Statistical Inventory Reconciliation (SIR) | [8 empty] | UST Currently In Use: 0; UST Temp Close: 3; AST Currently In Use: 0; AST Temp Closed: 0 | 0 | 3 | 1 | 25131-027-006088 | PATRIOT FUELING CENTERS, LLC
24279 | Temporary Closed | 2009-12-01 | 1985-01-01 |  | Petroleum | Premium gasoline | Premium gasoline | Retail | Steel | Steel | Coated & cathodic protection (sti-P3) |  | Steel |  |  | Galvanic Cathodic | Catchment Basin, Single walled catchment basin | Automatic shutoff device At 95% full | Automatic shutoff device At 95% full |  |  | Statistical Inventory Reconciliation (SIR) | [8 empty] | UST Currently In Use: 0; UST Temp Close: 3; AST Currently In Use: 0; AST Temp Closed: 0 | 0 | 3 | 1 | 25131-027-006088 | PATRIOT FUELING CENTERS, LLC
24280 | Permanently Closed | 1986-11-01 | 1983-01-01 | 1988-09-03 | Petroleum | Unleaded gasoline | Unleaded gasoline |  | Steel | Steel |  | Painted or None | Steel |  | 1901-01-01 | [15 empty] | UST Currently In Use: 0; UST Temp Close: 0; AST Currently In Use: 0; AST Temp Closed: 0 | 0 | 0 | 2 | 13793-121-003633 | PATRICIA HELEN HILL
24281 | Permanently Closed | 1986-11-01 | 1983-01-01 | 1988-09-03 | Petroleum | Unleaded gasoline | Unleaded gasoline |  | Steel | Steel |  | Painted or None | Steel |  | 1901-01-01 | [15 empty] | UST Currently In Use: 0; UST Temp Close: 0; AST Currently In Use: 0; AST Temp Closed: 0 | 0 | 0 | 2 | 13793-121-003633 | PATRICIA HELEN HILL
24282 | Permanently Closed | 1990-01-22 | 1967-01-01 | 1990-01-22 | Petroleum | Unleaded gasoline | Unleaded gasoline |  | Steel | Steel | Other, RUST PREVE |  | Other, RUST PREVE |  | 1901-01-01 | [15 empty] | UST Currently In Use: 0; UST Temp Close: 0; AST Currently In Use: 1; AST Temp Closed: 0 | 0 | 0 | 4 | 22843-115-002059 | KRYSTAL WADE
24283 | Permanently Closed | 1990-01-22 | 1967-01-01 | 1990-01-22 | Petroleum | Unleaded gasoline | Unleaded gasoline |  | Steel | Steel | Other, RUST PREVE |  | Other, RUST PREVE |  | 1901-01-01 | [15 empty] | UST Currently In Use: 0; UST Temp Close: 0; AST Currently In Use: 1; AST Temp Closed: 0 | 0 | 0 | 4 | 22843-115-002059 | KRYSTAL WADE
24284 | Permanently Closed | 2001-09-12 | 1990-01-18 | 2023-02-07 | Petroleum | Unleaded gasoline | Unleaded gasoline | Retail | Steel | Steel | Coated & cathodic protection (sti-P3) |  | Fiberglass reinforced plastic |  |  |  | Catchment Basin, Single walled catchment basin | Automatic shutoff device At 95% full, Flow Rest 90% Full | Flow Rest 90% Full | [11 empty] | UST Currently In Use: 0; UST Temp Close: 0; AST Currently In Use: 1; AST Temp Closed: 0 | 0 | 0 | 4 | 22843-115-002059 | KRYSTAL WADE
24285 | Permanently Closed | 2001-09-12 | 1990-01-18 | 2023-02-07 | Petroleum | Unleaded gasoline | Unleaded gasoline | Retail | Steel | Steel | Coated & cathodic protection (sti-P3) |  | Fiberglass reinforced plastic |  |  |  | Catchment Basin, Single walled catchment basin | Automatic shutoff device At 95% full, Flow Rest 90% Full | Flow Rest 90% Full | [11 empty] | UST Currently In Use: 0; UST Temp Close: 0; AST Currently In Use: 1; AST Temp Closed: 0 | 0 | 0 | 4 | 22843-115-002059 | KRYSTAL WADE
24286 | Permanently Closed | 1987-12-23 | 1978-01-01 | 1991-06-13 | Petroleum | On road diesel | On road diesel |  | Steel | Steel |  |  |  |  | 1901-01-01 | [15 empty] | UST Currently In Use: 0; UST Temp Close: 0; AST Currently In Use: 0; AST Temp Closed: 0 | 0 | 0 | 2 | 13795-097-009108 | PATRICK & CATHERINE MCALEER
24287 | Permanently Closed | 1987-12-23 | 1978-01-01 | 1991-06-13 | Petroleum | Unleaded gasoline | Unleaded gasoline |  | Steel | Steel |  |  |  |  | 1901-01-01 | [15 empty] | UST Currently In Use: 0; UST Temp Close: 0; AST Currently In Use: 0; AST Temp Closed: 0 | 0 | 0 | 2 | 13795-097-009108 | PATRICK & CATHERINE MCALEER
24288 | Permanently Closed | 1994-05-18 | 1982-01-01 | 1994-05-18 | Petroleum | Unleaded gasoline | Unleaded gasoline | State/federal government | Steel | Steel |  | Painted or None | Steel |  | 1901-01-01 | [15 empty] | UST Currently In Use: 0; UST Temp Close: 0; AST Currently In Use: 0; AST Temp Closed: 0 | 0 | 0 | 1 | 13796-099-000483 | PATRICK HENRY STATE JR COLLEGE
24289 | Permanently Closed | 1991-12-31 | 1973-01-01 | 1991-12-31 | Petroleum | Unleaded gasoline | Unleaded gasoline |  | Steel | Steel |  |  | Steel |  | 1901-01-01 | [15 empty] | UST Currently In Use: 0; UST Temp Close: 0; AST Currently In Use: 0; AST Temp Closed: 0 | 0 | 0 | 1 | 13797-071-011245 | PATRICK LUMBER CO INC
24290 | Currently in Use |  | 1987-01-01 |  | Petroleum | Unleaded gasoline | Unleaded gasoline | Retail | Single Wall, Steel | Steel | Coated & cathodic protection (sti-P3), Field installed cathodic protection |  | Double Wall, Flexible |  |  |  | Catchment Basin, Single walled catchment basin | Automatic shutoff device At 95% full | Automatic shutoff device At 95% full |  |  | Automatic Tank Gauge |  | Automatic flow restrictor (MLLD), Containment Sump | Containment Sump |  |  | Annual line testing | Annual line testing |  | UST Currently In Use: 4; UST Temp Close: 0; AST Currently In Use: 0; AST Temp Closed: 0 | 4 | 0 | 0 | 24489-051-000182 | DHYAN LLC
24292 | Currently in Use |  | 1987-01-01 |  | Petroleum | Premium gasoline | Premium gasoline | Retail | Single Wall, Steel | Steel | Coated & cathodic protection (sti-P3), Field installed cathodic protection |  | Double Wall, Fiberglass reinforced plastic, Flexible |  |  |  | Catchment Basin, Single walled catchment basin | Automatic shutoff device At 95% full | Automatic shutoff device At 95% full |  |  | Automatic Tank Gauge |  | Automatic flow restrictor (MLLD), Containment Sump | Containment Sump |  |  | Annual line testing | Annual line testing |  | UST Currently In Use: 4; UST Temp Close: 0; AST Currently In Use: 0; AST Temp Closed: 0 | 4 | 0 | 0 | 24489-051-000182 | DHYAN LLC
24293 | Currently in Use |  | 1987-01-01 |  | Petroleum | On road diesel | On road diesel | Retail | Single Wall, Steel | Steel | Coated & cathodic protection (sti-P3), Field installed cathodic protection |  | Single Wall, Steel |  |  | Field installed cathodic protection | Catchment Basin, Single walled catchment basin | Automatic shutoff device At 95% full | Automatic shutoff device At 95% full |  |  | Automatic Tank Gauge | [8 empty] | UST Currently In Use: 4; UST Temp Close: 0; AST Currently In Use: 0; AST Temp Closed: 0 | 4 | 0 | 0 | 24489-051-000182 | DHYAN LLC
24294 | Currently in Use |  | 1987-01-01 |  | Petroleum | Other, CONV | Other | Retail | Single Wall, Steel | Steel | Coated & cathodic protection (sti-P3), Field installed cathodic protection |  | Single Wall, Steel |  |  | Field installed cathodic protection | Catchment Basin, Single walled catchment basin | Automatic shutoff device At 95% full | Automatic shutoff device At 95% full | [11 empty] | UST Currently In Use: 4; UST Temp Close: 0; AST Currently In Use: 0; AST Temp Closed: 0 | 4 | 0 | 0 | 24489-051-000182 | DHYAN LLC
24295 | Permanently Closed | 1986-02-01 | 1969-01-01 | 1990-10-16 | Petroleum | Unleaded gasoline | Unleaded gasoline |  | Steel | Steel |  |  | Steel |  | 1901-01-01 | [15 empty] | UST Currently In Use: 0; UST Temp Close: 0; AST Currently In Use: 0; AST Temp Closed: 0 | 0 | 0 | 2 | 13799-117-006727 | PATTERSON & WILDER
24296 | Permanently Closed | 1986-02-01 | 1969-01-01 | 1990-10-16 | Petroleum | On road diesel | On road diesel |  | Steel | Steel |  |  | Steel |  | 1901-01-01 | [15 empty] | UST Currently In Use: 0; UST Temp Close: 0; AST Currently In Use: 0; AST Temp Closed: 0 | 0 | 0 | 2 | 13799-117-006727 | PATTERSON & WILDER
24297 | Permanently Closed | 1994-03-10 | 1981-01-01 | 1994-03-10 | Petroleum | On road diesel | On road diesel |  | Steel | Steel |  |  | Steel |  | 1901-01-01 | [15 empty] | UST Currently In Use: 0; UST Temp Close: 0; AST Currently In Use: 0; AST Temp Closed: 0 | 0 | 0 | 1 | 13800-073-001670 | SOUTHLAND INTERNATIONAL INC
24298 | Permanently Closed | 1998-01-01 | 1983-01-01 | 1998-09-30 | Petroleum | Unleaded gasoline | Unleaded gasoline |  | Fiberglass coated steel | Fiberglass coated steel |  |  | Steel |  | 1901-01-01 | [15 empty] | UST Currently In Use: 0; UST Temp Close: 0; AST Currently In Use: 0; AST Temp Closed: 0 | 0 | 0 | 2 | 13801-003-001133 | MUELLER PROPERTIES
24299 | Permanently Closed | 1998-01-01 | 1983-01-01 | 1998-09-30 | Petroleum | Unleaded gasoline | Unleaded gasoline |  | Fiberglass coated steel | Fiberglass coated steel |  |  | Steel |  | 1901-01-01 | [15 empty] | UST Currently In Use: 0; UST Temp Close: 0; AST Currently In Use: 0; AST Temp Closed: 0 | 0 | 0 | 2 | 13801-003-001133 | MUELLER PROPERTIES
24300 | Permanently Closed | 1990-03-12 | 1972-01-01 | 1990-03-12 | Petroleum | Unleaded gasoline | Unleaded gasoline |  | Steel | Steel |  |  |  |  | 1901-01-01 | [15 empty] | UST Currently In Use: 0; UST Temp Close: 0; AST Currently In Use: 0; AST Temp Closed: 0 | 0 | 0 | 1 | 13802-003-003542 | PAUL F RIDER CONS'T CO INC
24301 | Permanently Closed | 1999-10-21 | 1953-01-01 | 1999-11-10 | Petroleum | On road diesel | On road diesel |  | Steel | Steel |  | Painted or None | Steel |  | 1901-01-01 | [15 empty] | UST Currently In Use: 0; UST Temp Close: 0; AST Currently In Use: 0; AST Temp Closed: 0 | 0 | 0 | 5 | 13803-113-009805 | SAMUEL P MATHEWS
24302 | Permanently Closed | 1999-10-21 | 1953-01-01 | 1999-11-10 | Petroleum | On road diesel | On road diesel |  | Steel | Steel |  | Painted or None | Steel |  | 1901-01-01 | [15 empty] | UST Currently In Use: 0; UST Temp Close: 0; AST Currently In Use: 0; AST Temp Closed: 0 | 0 | 0 | 5 | 13803-113-009805 | SAMUEL P MATHEWS
24303 | Permanently Closed | 1999-10-21 | 1963-01-01 | 1999-11-10 | Petroleum | On road diesel | On road diesel |  | Steel | Steel |  | Painted or None | Steel |  | 1901-01-01 | [15 empty] | UST Currently In Use: 0; UST Temp Close: 0; AST Currently In Use: 0; AST Temp Closed: 0 | 0 | 0 | 5 | 13803-113-009805 | SAMUEL P MATHEWS
24304 | Permanently Closed | 1999-10-21 | 1969-01-01 | 1999-11-10 | Petroleum | On road diesel | On road diesel |  | Steel | Steel |  | Painted or None | Steel |  | 1901-01-01 | [15 empty] | UST Currently In Use: 0; UST Temp Close: 0; AST Currently In Use: 0; AST Temp Closed: 0 | 0 | 0 | 5 | 13803-113-009805 | SAMUEL P MATHEWS
24305 | Permanently Closed | 1999-10-21 | 1990-05-01 | 1999-11-10 | Petroleum | Unleaded gasoline | Unleaded gasoline |  | Steel | Steel | Coated & cathodic protection (sti-P3) |  | Steel |  | 1901-01-01 | [15 empty] | UST Currently In Use: 0; UST Temp Close: 0; AST Currently In Use: 0; AST Temp Closed: 0 | 0 | 0 | 5 | 13803-113-009805 | SAMUEL P MATHEWS
24306 | Permanently Closed | 1901-01-01 | 1981-01-01 | 1988-11-08 | Petroleum | Unleaded gasoline | Unleaded gasoline |  | Steel | Steel |  | Painted or None | Steel |  | 1901-01-01 | [15 empty] | UST Currently In Use: 0; UST Temp Close: 0; AST Currently In Use: 0; AST Temp Closed: 0 | 0 | 0 | 1 | 13804-031-006738 | PAUL L LASSETER
24307 | Permanently Closed | 1990-09-21 | 1976-01-01 | 1990-09-21 | Petroleum | Unleaded gasoline | Unleaded gasoline |  | Steel | Steel |  | Painted or None | Steel |  | 1901-01-01 | [15 empty] | UST Currently In Use: 0; UST Temp Close: 0; AST Currently In Use: 0; AST Temp Closed: 0 | 0 | 0 | 4 | 13805-061-001909 | PAUL PEEL
24308 | Permanently Closed | 1990-09-21 | 1978-01-01 | 1990-09-21 | Petroleum | Unleaded gasoline | Unleaded gasoline |  | Steel | Steel |  |  | Steel |  | 1901-01-01 | [15 empty] | UST Currently In Use: 0; UST Temp Close: 0; AST Currently In Use: 0; AST Temp Closed: 0 | 0 | 0 | 4 | 13805-061-001909 | PAUL PEEL
24309 | Permanently Closed | 1978-01-01 | 1954-01-01 |  | Petroleum | Other, X | Other |  | Steel | Steel |  | Painted or None | Steel |  | 1901-01-01 | [15 empty] | UST Currently In Use: 0; UST Temp Close: 0; AST Currently In Use: 0; AST Temp Closed: 0 | 0 | 0 | 4 | 13805-061-001909 | PAUL PEEL
24310 | Permanently Closed | 1978-01-01 | 1954-01-01 |  | Petroleum | Other, X | Other |  | Steel | Steel |  | Painted or None | Steel |  | 1901-01-01 | [15 empty] | UST Currently In Use: 0; UST Temp Close: 0; AST Currently In Use: 0; AST Temp Closed: 0 | 0 | 0 | 4 | 13805-061-001909 | PAUL PEEL
24311 | Cannot Locate or abandoned | 2002-05-07 | 1979-01-01 |  | Petroleum | Unleaded gasoline | Unleaded gasoline | Retail | Steel | Steel | Field installed cathodic protection |  | Steel |  | 1901-01-01 | Field installed cathodic protection | Catchment Basin, Single walled catchment basin | Automatic shutoff device At 95% full | Automatic shutoff device At 95% full |  |  | Statistical Inventory Reconciliation (SIR) | [8 empty] | UST Currently In Use: 0; UST Temp Close: 0; AST Currently In Use: 0; AST Temp Closed: 0 | 0 | 0 | 0 | 17881-045-003149 | BENJAMIN E MEREDITH
24312 | Cannot Locate or abandoned | 2002-05-07 | 1979-01-01 |  | Petroleum | Premium gasoline | Premium gasoline | Retail | Steel | Steel | Field installed cathodic protection |  | Steel |  | 1901-01-01 | Field installed cathodic protection | Catchment Basin, Single walled catchment basin | Automatic shutoff device At 95% full | Automatic shutoff device At 95% full |  |  | Statistical Inventory Reconciliation (SIR) | [8 empty] | UST Currently In Use: 0; UST Temp Close: 0; AST Currently In Use: 0; AST Temp Closed: 0 | 0 | 0 | 0 | 17881-045-003149 | BENJAMIN E MEREDITH
24313 | Permanently Closed | 2000-01-26 | 1966-01-01 | 2000-05-05 | Petroleum | Unleaded gasoline | Unleaded gasoline |  | Steel | Steel |  | Painted or None | Steel |  | 1901-01-01 | [15 empty] | UST Currently In Use: 0; UST Temp Close: 0; AST Currently In Use: 0; AST Temp Closed: 0 | 0 | 0 | 3 | 20297-017-004233 | MRS M C FOSTER
24314 | Permanently Closed | 2000-01-26 | 1966-01-01 | 2000-05-05 | Petroleum | Unleaded gasoline | Unleaded gasoline |  | Steel | Steel |  | Painted or None | Steel |  | 1901-01-01 | [15 empty] | UST Currently In Use: 0; UST Temp Close: 0; AST Currently In Use: 0; AST Temp Closed: 0 | 0 | 0 | 3 | 20297-017-004233 | MRS M C FOSTER
24315 | Permanently Closed | 2000-01-26 | 1966-01-01 | 2000-05-05 | Petroleum | Unleaded gasoline | Unleaded gasoline |  | Steel | Steel |  | Painted or None | Steel |  | 1901-01-01 | [15 empty] | UST Currently In Use: 0; UST Temp Close: 0; AST Currently In Use: 0; AST Temp Closed: 0 | 0 | 0 | 3 | 20297-017-004233 | MRS M C FOSTER
24316 | Permanently Closed | 1993-02-25 | 1980-01-01 | 1993-02-25 | Petroleum | Unleaded gasoline | Unleaded gasoline |  | Steel | Steel |  | Painted or None | Steel |  | 1901-01-01 | [15 empty] | UST Currently In Use: 0; UST Temp Close: 0; AST Currently In Use: 0; AST Temp Closed: 0 | 0 | 0 | 2 | 13808-023-012935 | PAULA FAIRCLOTH
24317 | Permanently Closed | 1993-02-25 | 1968-01-01 | 1993-02-25 | Petroleum | Unleaded gasoline | Unleaded gasoline |  | Steel | Steel |  | Painted or None | Steel |  | 1901-01-01 | [15 empty] | UST Currently In Use: 0; UST Temp Close: 0; AST Currently In Use: 0; AST Temp Closed: 0 | 0 | 0 | 2 | 13808-023-012935 | PAULA FAIRCLOTH
24318 | Permanently Closed | 1998-03-25 | 1977-01-01 | 1998-03-25 | Petroleum | Used oil | Used oil | Retail | Fiberglass coated steel | Fiberglass coated steel | Interior lined (not allowed as a standalone method of corrosion protection) |  | Fiberglass reinforced plastic |  | 1901-01-01 |  | Other, EXEMPT | Other, EXEMPT | Other |  |  | Manual Tank Gauging (only tanks 1000 gal. or less and 48” or 64” in diameter) | [8 empty] | UST Currently In Use: 0; UST Temp Close: 0; AST Currently In Use: 0; AST Temp Closed: 0 | 0 | 0 | 1 | 13809-101-000612 | PAULK TRANSMISSION SERVICE
24319 | Permanently Closed | 1992-06-26 | 1975-01-01 | 1992-06-26 | Petroleum | On road diesel | On road diesel |  | Steel | Steel |  | Painted or None | Steel |  | 1901-01-01 | [15 empty] | UST Currently In Use: 0; UST Temp Close: 0; AST Currently In Use: 0; AST Temp Closed: 0 | 0 | 0 | 3 | 13810-045-000018 | PEA RIVER ELECT COOPERATIVE
24320 | Permanently Closed | 1992-06-26 | 1977-01-01 | 1992-06-26 | Petroleum | Unleaded gasoline | Unleaded gasoline |  | Steel | Steel |  | Painted or None | Steel |  | 1901-01-01 | [15 empty] | UST Currently In Use: 0; UST Temp Close: 0; AST Currently In Use: 0; AST Temp Closed: 0 | 0 | 0 | 3 | 13810-045-000018 | PEA RIVER ELECT COOPERATIVE
24321 | Permanently Closed | 1990-05-15 | 1978-01-01 | 1990-05-16 | Petroleum | On road diesel | On road diesel |  | Steel | Steel |  | Painted or None | Steel |  | 1901-01-01 | [15 empty] | UST Currently In Use: 0; UST Temp Close: 0; AST Currently In Use: 0; AST Temp Closed: 0 | 0 | 0 | 3 | 13810-045-000018 | PEA RIVER ELECT COOPERATIVE
24322 | Permanently Closed | 1990-03-01 | 1953-01-01 | 1992-03-01 | Petroleum | On road diesel | On road diesel |  | Steel | Steel |  | Painted or None | Steel |  | 1901-01-01 | [15 empty] | UST Currently In Use: 0; UST Temp Close: 0; AST Currently In Use: 0; AST Temp Closed: 0 | 0 | 0 | 2 | 13811-125-010111 | PEARSON LUMBER CO
24323 | Permanently Closed | 1990-03-01 | 1953-01-01 | 1992-03-01 | Petroleum | On road diesel | On road diesel |  | Steel | Steel |  | Painted or None | Steel |  | 1901-01-01 | [15 empty] | UST Currently In Use: 0; UST Temp Close: 0; AST Currently In Use: 0; AST Temp Closed: 0 | 0 | 0 | 2 | 13811-125-010111 | PEARSON LUMBER CO
24324 | Retired | 1979-12-01 | 1943-01-01 01:00 |  | Petroleum | Other, X | Other |  | Steel | Steel |  |  |  |  | 1901-01-01 | [15 empty] | UST Currently In Use: 0; UST Temp Close: 0; AST Currently In Use: 0; AST Temp Closed: 0 | 0 | 0 | 2 | 13811-125-010111 | PEARSON LUMBER CO
24325 | Retired | 1979-06-01 | 1943-01-01 01:00 |  | Petroleum | Other, X | Other |  | Steel | Steel |  |  |  |  | 1901-01-01 | [15 empty] | UST Currently In Use: 0; UST Temp Close: 0; AST Currently In Use: 0; AST Temp Closed: 0 | 0 | 0 | 2 | 13811-125-010111 | PEARSON LUMBER CO
24326 | Currently in Use |  | 1973-01-01 |  | Petroleum | On road diesel | On road diesel | Retail | Single Wall, Steel | Steel | Field installed cathodic protection |  | Double Wall, Flexible |  |  | Other, FLXS ISOLA | Catchment Basin, Single walled catchment basin | Automatic shutoff device At 95% full | Automatic shutoff device At 95% full |  |  | Continuous Automatic Tank Gauge |  | Automatic flow restrictor (MLLD), Containment Sump | Containment Sump |  |  | Annual line testing | Annual line testing |  | UST Currently In Use: 3; UST Temp Close: 0; AST Currently In Use: 0; AST Temp Closed: 0 | 3 | 0 | 0 | 22176-097-009154 | Circle K Stores, Inc.
24327 | Currently in Use |  | 1973-01-01 |  | Petroleum | Premium gasoline | Premium gasoline | Retail | Single Wall, Steel | Steel | Field installed cathodic protection |  | Double Wall, Flexible |  |  | Other, FLXS ISOLA | Catchment Basin, Single walled catchment basin | Automatic shutoff device At 95% full | Automatic shutoff device At 95% full |  |  | Continuous Automatic Tank Gauge |  | Automatic flow restrictor (MLLD), Containment Sump | Containment Sump |  |  | Annual line testing | Annual line testing |  | UST Currently In Use: 3; UST Temp Close: 0; AST Currently In Use: 0; AST Temp Closed: 0 | 3 | 0 | 0 | 22176-097-009154 | Circle K Stores, Inc.
24328 | Currently in Use |  | 1973-01-01 |  | Petroleum | Unleaded gasoline | Unleaded gasoline | Retail | Single Wall, Steel | Steel | Field installed cathodic protection |  | Double Wall, Flexible |  |  | Other, FLXS ISOLA | Catchment Basin, Single walled catchment basin | Automatic shutoff device At 95% full | Automatic shutoff device At 95% full |  |  | Continuous Automatic Tank Gauge |  | Automatic flow restrictor (MLLD), Containment Sump | Containment Sump |  |  | Annual line testing | Annual line testing |  | UST Currently In Use: 3; UST Temp Close: 0; AST Currently In Use: 0; AST Temp Closed: 0 | 3 | 0 | 0 | 22176-097-009154 | Circle K Stores, Inc.
24329 | Permanently Closed | 1989-10-28 | 1968-01-01 | 1989-10-28 | Petroleum | Unleaded gasoline | Unleaded gasoline |  | Steel | Steel |  |  |  |  | 1901-01-01 | [15 empty] | UST Currently In Use: 0; UST Temp Close: 0; AST Currently In Use: 0; AST Temp Closed: 0 | 0 | 0 | 4 | 13813-125-002819 | PECO FOOD'S INC
24330 | Permanently Closed | 1999-10-28 | 1969-01-01 | 1989-10-28 | Petroleum | On road diesel | On road diesel |  | Steel | Steel |  |  |  |  | 1901-01-01 | [15 empty] | UST Currently In Use: 0; UST Temp Close: 0; AST Currently In Use: 0; AST Temp Closed: 0 | 0 | 0 | 4 | 13813-125-002819 | PECO FOOD'S INC
24331 | Permanently Closed | 1989-10-28 | 1969-01-01 | 1989-10-28 | Petroleum | On road diesel | On road diesel |  | Steel | Steel |  |  |  |  | 1901-01-01 | [15 empty] | UST Currently In Use: 0; UST Temp Close: 0; AST Currently In Use: 0; AST Temp Closed: 0 | 0 | 0 | 4 | 13813-125-002819 | PECO FOOD'S INC
24332 | Permanently Closed | 1989-10-28 | 1968-01-01 | 1989-10-28 | Petroleum | On road diesel | On road diesel |  | Steel | Steel |  |  |  |  | 1901-01-01 | [15 empty] | UST Currently In Use: 0; UST Temp Close: 0; AST Currently In Use: 0; AST Temp Closed: 0 | 0 | 0 | 4 | 13813-125-002819 | PECO FOOD'S INC
24333 | Cannot Locate or abandoned |  | 1969-01-01 |  | Petroleum | Unleaded gasoline | Unleaded gasoline |  | Steel | Steel |  |  | Steel |  | 1901-01-01 | [15 empty] | UST Currently In Use: 0; UST Temp Close: 0; AST Currently In Use: 0; AST Temp Closed: 0 | 0 | 0 | 0 | 13814-071-009355 | JOHNNIE PEDIGO
24334 | Cannot Locate or abandoned |  | 1969-01-01 |  | Petroleum | Unleaded gasoline | Unleaded gasoline |  | Steel | Steel |  |  | Steel |  | 1901-01-01 | [15 empty] | UST Currently In Use: 0; UST Temp Close: 0; AST Currently In Use: 0; AST Temp Closed: 0 | 0 | 0 | 0 | 13814-071-009355 | JOHNNIE PEDIGO
24335 | Permanently Closed | 1992-01-01 | 1974-01-01 | 1996-05-01 | Petroleum | Unleaded gasoline | Unleaded gasoline |  | Steel | Steel |  | Painted or None | Steel |  | 1901-01-01 | [15 empty] | UST Currently In Use: 0; UST Temp Close: 0; AST Currently In Use: 0; AST Temp Closed: 0 | 0 | 0 | 3 | 13816-079-006798 | PEEBLES OIL C/O EVANS & ASSOCIATES
24336 | Permanently Closed | 1992-01-01 | 1974-01-01 | 1996-05-01 | Petroleum | Unleaded gasoline | Unleaded gasoline |  | Steel | Steel |  | Painted or None | Steel |  | 1901-01-01 | [15 empty] | UST Currently In Use: 0; UST Temp Close: 0; AST Currently In Use: 0; AST Temp Closed: 0 | 0 | 0 | 3 | 13816-079-006798 | PEEBLES OIL C/O EVANS & ASSOCIATES
24337 | Permanently Closed | 1992-01-01 | 1974-01-01 | 1996-05-01 | Petroleum | Unleaded gasoline | Unleaded gasoline |  | Steel | Steel |  | Painted or None | Steel |  | 1901-01-01 | [15 empty] | UST Currently In Use: 0; UST Temp Close: 0; AST Currently In Use: 0; AST Temp Closed: 0 | 0 | 0 | 3 | 13816-079-006798 | PEEBLES OIL C/O EVANS & ASSOCIATES
24338 | Permanently Closed | 1992-02-09 | 1979-01-01 | 1992-02-09 | Petroleum | On road diesel | On road diesel |  | Steel | Steel |  | Painted or None | Steel |  | 1901-01-01 | [15 empty] | UST Currently In Use: 0; UST Temp Close: 0; AST Currently In Use: 0; AST Temp Closed: 0 | 0 | 0 | 4 | 13816-083-006802 | PEEBLES OIL C/O EVANS & ASSOCIATES
24339 | Permanently Closed | 1992-02-09 | 1954-01-01 | 1992-02-09 | Petroleum | Unleaded gasoline | Unleaded gasoline |  | Steel | Steel |  | Painted or None | Steel |  | 1901-01-01 | [15 empty] | UST Currently In Use: 0; UST Temp Close: 0; AST Currently In Use: 0; AST Temp Closed: 0 | 0 | 0 | 4 | 13816-083-006802 | PEEBLES OIL C/O EVANS & ASSOCIATES
24340 | Permanently Closed | 1992-02-09 | 1954-01-01 | 1992-02-09 | Petroleum | Unleaded gasoline | Unleaded gasoline |  | Steel | Steel |  | Painted or None | Steel |  | 1901-01-01 | [15 empty] | UST Currently In Use: 0; UST Temp Close: 0; AST Currently In Use: 0; AST Temp Closed: 0 | 0 | 0 | 4 | 13816-083-006802 | PEEBLES OIL C/O EVANS & ASSOCIATES
24341 | Permanently Closed | 1992-02-09 | 1954-01-01 | 1992-02-09 | Petroleum | Unleaded gasoline | Unleaded gasoline |  | Steel | Steel |  | Painted or None | Steel |  | 1901-01-01 | [15 empty] | UST Currently In Use: 0; UST Temp Close: 0; AST Currently In Use: 0; AST Temp Closed: 0 | 0 | 0 | 4 | 13816-083-006802 | PEEBLES OIL C/O EVANS & ASSOCIATES
24342 | Temporary Closed | 2019-12-01 | 1977-06-10 |  | Petroleum | Unleaded gasoline | Unleaded gasoline | Retail | Single Wall, Steel | Steel | Field installed cathodic protection |  | Single Wall, Steel |  |  | Field installed cathodic protection | Catchment Basin, Single walled catchment basin | Automatic shutoff device At 95% full | Automatic shutoff device At 95% full |  |  | Statistical Inventory Reconciliation (SIR) | Direct Bury submersible pump | [7 empty] | UST Currently In Use: 0; UST Temp Close: 2; AST Currently In Use: 0; AST Temp Closed: 0 | 0 | 2 | 0 | 21645-103-006246 | MAHAMMAD TULFAL ABBASI
24343 | Temporary Closed | 2017-11-01 | 1977-06-10 |  | Petroleum | Premium gasoline | Premium gasoline | Retail | Single Wall, Steel | Steel | Field installed cathodic protection |  | Single Wall, Steel |  |  | Field installed cathodic protection | Catchment Basin, Single walled catchment basin | Automatic shutoff device At 95% full | Automatic shutoff device At 95% full |  |  | Statistical Inventory Reconciliation (SIR) | Direct Bury submersible pump | [7 empty] | UST Currently In Use: 0; UST Temp Close: 2; AST Currently In Use: 0; AST Temp Closed: 0 | 0 | 2 | 0 | 21645-103-006246 | MAHAMMAD TULFAL ABBASI
24344 | Permanently Closed | 1998-08-11 | 1986-06-02 | 1998-08-11 | Petroleum | Unleaded gasoline | Unleaded gasoline | Retail | Steel | Steel | Coated & cathodic protection (sti-P3) |  | Steel |  | 1901-01-01 | None | Catchment Basin, Single walled catchment basin | Automatic shutoff device At 95% full | Automatic shutoff device At 95% full | [11 empty] | UST Currently In Use: 0; UST Temp Close: 0; AST Currently In Use: 0; AST Temp Closed: 0 | 0 | 0 | 6 | 13816-103-006795 | PEEBLES OIL C/O EVANS & ASSOCIATES
24345 | Permanently Closed | 1998-08-11 | 1986-06-02 | 1998-08-11 | Petroleum | Unleaded gasoline | Unleaded gasoline | Retail | Steel | Steel | Coated & cathodic protection (sti-P3) |  | Steel |  | 1901-01-01 | None | Catchment Basin, Single walled catchment basin | Automatic shutoff device At 95% full | Automatic shutoff device At 95% full | [11 empty] | UST Currently In Use: 0; UST Temp Close: 0; AST Currently In Use: 0; AST Temp Closed: 0 | 0 | 0 | 6 | 13816-103-006795 | PEEBLES OIL C/O EVANS & ASSOCIATES
24346 | Permanently Closed | 1998-08-11 | 1986-06-02 | 1998-08-11 | Petroleum | Unleaded gasoline | Unleaded gasoline |  | Steel | Steel | Coated & cathodic protection (sti-P3) |  | Steel |  | 1901-01-01 | None | Catchment Basin, Single walled catchment basin | Automatic shutoff device At 95% full | Automatic shutoff device At 95% full | [11 empty] | UST Currently In Use: 0; UST Temp Close: 0; AST Currently In Use: 0; AST Temp Closed: 0 | 0 | 0 | 6 | 13816-103-006795 | PEEBLES OIL C/O EVANS & ASSOCIATES
24347 | Permanently Closed | 1994-01-14 | 1958-01-01 | 1994-01-14 | Petroleum | On road diesel | On road diesel |  | Steel | Steel |  | Painted or None | Steel |  | 1901-01-01 | [15 empty] | UST Currently In Use: 0; UST Temp Close: 0; AST Currently In Use: 0; AST Temp Closed: 0 | 0 | 0 | 6 | 13816-103-006795 | PEEBLES OIL C/O EVANS & ASSOCIATES
24348 | Permanently Closed | 1994-01-14 | 1958-01-01 | 1994-01-14 | Petroleum | On road diesel | On road diesel |  | Steel | Steel |  | Painted or None | Steel |  | 1901-01-01 | [15 empty] | UST Currently In Use: 0; UST Temp Close: 0; AST Currently In Use: 0; AST Temp Closed: 0 | 0 | 0 | 6 | 13816-103-006795 | PEEBLES OIL C/O EVANS & ASSOCIATES
24349 | Permanently Closed | 1994-01-14 | 1982-01-01 | 1994-01-14 | Petroleum | Kerosene | Kerosene |  | Steel | Steel |  | Painted or None | Steel |  | 1901-01-01 | [15 empty] | UST Currently In Use: 0; UST Temp Close: 0; AST Currently In Use: 0; AST Temp Closed: 0 | 0 | 0 | 6 | 13816-103-006795 | PEEBLES OIL C/O EVANS & ASSOCIATES
24350 | Permanently Closed | 1994-02-01 | 1959-01-01 | 1994-02-24 | Petroleum | Unleaded gasoline | Unleaded gasoline |  | Steel | Steel |  | Painted or None | Steel |  | 1901-01-01 | [15 empty] | UST Currently In Use: 0; UST Temp Close: 0; AST Currently In Use: 0; AST Temp Closed: 0 | 0 | 0 | 3 | 13816-103-006799 | PEEBLES OIL C/O EVANS & ASSOCIATES
24351 | Permanently Closed | 1994-02-01 | 1959-01-01 | 1994-02-24 | Petroleum | Unleaded gasoline | Unleaded gasoline |  | Steel | Steel |  | Painted or None | Steel |  | 1901-01-01 | [15 empty] | UST Currently In Use: 0; UST Temp Close: 0; AST Currently In Use: 0; AST Temp Closed: 0 | 0 | 0 | 3 | 13816-103-006799 | PEEBLES OIL C/O EVANS & ASSOCIATES
24352 | Permanently Closed | 1994-02-01 | 1959-01-01 | 1994-02-24 | Petroleum | Unleaded gasoline | Unleaded gasoline |  | Steel | Steel |  | Painted or None | Steel |  | 1901-01-01 | [15 empty] | UST Currently In Use: 0; UST Temp Close: 0; AST Currently In Use: 0; AST Temp Closed: 0 | 0 | 0 | 3 | 13816-103-006799 | PEEBLES OIL C/O EVANS & ASSOCIATES
24353 | Permanently Closed | 1996-12-01 | 1963-03-03 | 1997-02-12 | Petroleum | Unleaded gasoline | Unleaded gasoline | Retail | Steel | Steel |  | Painted or None | Steel |  | 1901-01-01 | None | Catchment Basin, Single walled catchment basin | Automatic shutoff device At 95% full | Automatic shutoff device At 95% full | [11 empty] | UST Currently In Use: 0; UST Temp Close: 0; AST Currently In Use: 0; AST Temp Closed: 0 | 0 | 0 | 6 | 13816-103-006800 | PEEBLES OIL C/O EVANS & ASSOCIATES
24354 | Permanently Closed | 1996-12-01 | 1963-03-03 | 1997-02-12 | Petroleum | Unleaded gasoline | Unleaded gasoline | Retail | Steel | Steel |  | Painted or None | Steel |  | 1901-01-01 | None | Catchment Basin, Single walled catchment basin | Automatic shutoff device At 95% full | Automatic shutoff device At 95% full | [11 empty] | UST Currently In Use: 0; UST Temp Close: 0; AST Currently In Use: 0; AST Temp Closed: 0 | 0 | 0 | 6 | 13816-103-006800 | PEEBLES OIL C/O EVANS & ASSOCIATES
24355 | Permanently Closed | 1996-12-01 | 1963-03-03 | 1997-02-12 | Petroleum | Unleaded gasoline | Unleaded gasoline | Retail | Steel | Steel |  | Painted or None | Steel |  | 1901-01-01 | None | Catchment Basin, Single walled catchment basin | Automatic shutoff device At 95% full | Automatic shutoff device At 95% full | [11 empty] | UST Currently In Use: 0; UST Temp Close: 0; AST Currently In Use: 0; AST Temp Closed: 0 | 0 | 0 | 6 | 13816-103-006800 | PEEBLES OIL C/O EVANS & ASSOCIATES
24356 | Permanently Closed | 1998-09-29 | 1958-03-01 | 1998-09-29 | Petroleum | Unleaded gasoline | Unleaded gasoline | Retail | Steel | Steel |  | Painted or None | Steel |  | 1901-01-01 | None | [11 empty] | Annual line testing | Annual line testing |  | UST Currently In Use: 0; UST Temp Close: 0; AST Currently In Use: 0; AST Temp Closed: 0 | 0 | 0 | 2 | 13816-103-006801 | PEEBLES OIL C/O EVANS & ASSOCIATES
24357 | Permanently Closed | 1998-09-29 | 1958-06-01 | 1998-09-29 | Petroleum | Unleaded gasoline | Unleaded gasoline | Retail | Steel | Steel |  | Painted or None | Steel |  | 1901-01-01 | [12 empty] | Annual line testing | Annual line testing |  | UST Currently In Use: 0; UST Temp Close: 0; AST Currently In Use: 0; AST Temp Closed: 0 | 0 | 0 | 2 | 13816-103-006801 | PEEBLES OIL C/O EVANS & ASSOCIATES
24358 | Currently in Use |  | 1985-01-01 |  | Petroleum | Unleaded gasoline | Unleaded gasoline | Retail | Single Wall, Steel | Steel | Field installed cathodic protection, painted with impressed current system | Painted or None | Double Wall, Flexible |  |  | Other, FLXS ISOLA | Catchment Basin, Single walled catchment basin | Flow Rest 90% Full | Flow Rest 90% Full |  |  | Continuous Automatic Tank Gauge | Single walled submersible pump containment sump | Automatic flow restrictor (MLLD), Containment Sump | Containment Sump |  | SENSOR TO ATG | Annual line testing | Annual line testing |  | UST Currently In Use: 2; UST Temp Close: 0; AST Currently In Use: 0; AST Temp Closed: 0 | 2 | 0 | 3 | 24390-103-006803 | MURALIDHAR REDDY BIJJULA
24359 | Currently in Use |  | 1985-01-01 |  | Petroleum | Premium gasoline | Premium gasoline | Retail | Single Wall, Steel | Steel | Field installed cathodic protection, painted with impressed current system | Painted or None | Double Wall, Flexible |  |  | Other, FLXS ISOLA | Catchment Basin, Single walled catchment basin | Flow Rest 90% Full | Flow Rest 90% Full |  |  | Continuous Automatic Tank Gauge | Single walled submersible pump containment sump | Automatic flow restrictor (MLLD), Containment Sump | Containment Sump |  | SENSOR TO ATG | Annual line testing | Annual line testing |  | UST Currently In Use: 2; UST Temp Close: 0; AST Currently In Use: 0; AST Temp Closed: 0 | 2 | 0 | 3 | 24390-103-006803 | MURALIDHAR REDDY BIJJULA
24360 | Permanently Closed | 1996-10-01 | 1963-01-01 | 1996-10-22 | Petroleum | Unleaded gasoline | Unleaded gasoline | Retail | Steel | Steel | Coated & cathodic protection (sti-P3) |  | Fiberglass reinforced plastic, Steel |  | 1901-01-01 |  | Catchment Basin, Single walled catchment basin | Flow Rest 90% Full | Flow Rest 90% Full | [8 empty] | Annual line testing | Annual line testing |  | UST Currently In Use: 2; UST Temp Close: 0; AST Currently In Use: 0; AST Temp Closed: 0 | 2 | 0 | 3 | 24390-103-006803 | MURALIDHAR REDDY BIJJULA
24361 | Permanently Closed | 1996-10-01 | 1963-01-01 | 1996-10-22 | Petroleum | Unleaded gasoline | Unleaded gasoline | Retail | Steel | Steel | Coated & cathodic protection (sti-P3) |  | Fiberglass reinforced plastic, Steel |  | 1901-01-01 |  | Catchment Basin, Single walled catchment basin | Flow Rest 90% Full | Flow Rest 90% Full | [8 empty] | Annual line testing | Annual line testing |  | UST Currently In Use: 2; UST Temp Close: 0; AST Currently In Use: 0; AST Temp Closed: 0 | 2 | 0 | 3 | 24390-103-006803 | MURALIDHAR REDDY BIJJULA
24362 | Permanently Closed | 1996-10-01 | 1963-01-01 | 1996-10-22 | Petroleum | Unleaded gasoline | Unleaded gasoline | Retail | Steel | Steel | Coated & cathodic protection (sti-P3) |  | Fiberglass reinforced plastic, Steel |  | 1901-01-01 |  | Catchment Basin, Single walled catchment basin | Flow Rest 90% Full | Flow Rest 90% Full | [8 empty] | Annual line testing | Annual line testing |  | UST Currently In Use: 2; UST Temp Close: 0; AST Currently In Use: 0; AST Temp Closed: 0 | 2 | 0 | 3 | 24390-103-006803 | MURALIDHAR REDDY BIJJULA
24363 | Permanently Closed | 1994-09-30 | 1978-01-01 | 1994-09-30 | Petroleum | On road diesel | On road diesel |  | Steel | Steel |  | Painted or None | Steel |  | 1901-01-01 | [15 empty] | UST Currently In Use: 0; UST Temp Close: 0; AST Currently In Use: 0; AST Temp Closed: 0 | 0 | 0 | 4 | 13816-103-006804 | PEEBLES OIL C/O EVANS & ASSOCIATES
24364 | Permanently Closed | 1994-09-30 | 1959-01-01 | 1994-09-30 | Petroleum | Unleaded gasoline | Unleaded gasoline |  | Steel | Steel |  | Painted or None | Steel |  | 1901-01-01 | [15 empty] | UST Currently In Use: 0; UST Temp Close: 0; AST Currently In Use: 0; AST Temp Closed: 0 | 0 | 0 | 4 | 13816-103-006804 | PEEBLES OIL C/O EVANS & ASSOCIATES
24365 | Permanently Closed | 1994-09-30 | 1959-01-01 | 1994-09-30 | Petroleum | Unleaded gasoline | Unleaded gasoline |  | Steel | Steel |  | Painted or None | Steel |  | 1901-01-01 | [15 empty] | UST Currently In Use: 0; UST Temp Close: 0; AST Currently In Use: 0; AST Temp Closed: 0 | 0 | 0 | 4 | 13816-103-006804 | PEEBLES OIL C/O EVANS & ASSOCIATES
24366 | Permanently Closed | 1994-09-30 | 1959-01-01 | 1994-09-30 | Petroleum | Unleaded gasoline | Unleaded gasoline |  | Steel | Steel |  | Painted or None | Steel |  | 1901-01-01 | [15 empty] | UST Currently In Use: 0; UST Temp Close: 0; AST Currently In Use: 0; AST Temp Closed: 0 | 0 | 0 | 4 | 13816-103-006804 | PEEBLES OIL C/O EVANS & ASSOCIATES
24367 | Permanently Closed | 1993-11-11 | 1954-01-01 | 1993-10-11 | Petroleum | Unleaded gasoline | Unleaded gasoline |  | Steel | Steel |  | Painted or None | Steel |  | 1901-01-01 | [15 empty] | UST Currently In Use: 0; UST Temp Close: 0; AST Currently In Use: 0; AST Temp Closed: 0 | 0 | 0 | 3 | 13816-103-006805 | PEEBLES OIL C/O EVANS & ASSOCIATES
24368 | Permanently Closed | 1993-10-11 | 1954-01-01 | 1993-10-11 | Petroleum | Unleaded gasoline | Unleaded gasoline |  | Steel | Steel |  | Painted or None | Steel |  | 1901-01-01 | [15 empty] | UST Currently In Use: 0; UST Temp Close: 0; AST Currently In Use: 0; AST Temp Closed: 0 | 0 | 0 | 3 | 13816-103-006805 | PEEBLES OIL C/O EVANS & ASSOCIATES
24369 | Permanently Closed | 1993-10-11 | 1954-01-01 | 1993-10-11 | Petroleum | Unleaded gasoline | Unleaded gasoline |  | Steel | Steel |  | Painted or None | Steel |  | 1901-01-01 | [15 empty] | UST Currently In Use: 0; UST Temp Close: 0; AST Currently In Use: 0; AST Temp Closed: 0 | 0 | 0 | 3 | 13816-103-006805 | PEEBLES OIL C/O EVANS & ASSOCIATES
24370 | Permanently Closed | 1992-05-27 | 1974-01-01 | 1992-05-27 | Petroleum | Unleaded gasoline | Unleaded gasoline |  | Steel | Steel |  | Painted or None | Steel |  | 1901-01-01 | [15 empty] | UST Currently In Use: 0; UST Temp Close: 0; AST Currently In Use: 0; AST Temp Closed: 0 | 0 | 0 | 3 | 13816-103-006806 | PEEBLES OIL C/O EVANS & ASSOCIATES
24371 | Permanently Closed | 1992-05-27 | 1954-01-01 | 1992-05-27 | Petroleum | Unleaded gasoline | Unleaded gasoline |  | Steel | Steel |  | Painted or None | Steel |  | 1901-01-01 | [15 empty] | UST Currently In Use: 0; UST Temp Close: 0; AST Currently In Use: 0; AST Temp Closed: 0 | 0 | 0 | 3 | 13816-103-006806 | PEEBLES OIL C/O EVANS & ASSOCIATES
24372 | Permanently Closed | 1992-05-27 | 1954-01-01 | 1992-05-27 | Petroleum | Unleaded gasoline | Unleaded gasoline |  | Steel | Steel |  | Painted or None | Steel |  | 1901-01-01 | [15 empty] | UST Currently In Use: 0; UST Temp Close: 0; AST Currently In Use: 0; AST Temp Closed: 0 | 0 | 0 | 3 | 13816-103-006806 | PEEBLES OIL C/O EVANS & ASSOCIATES
24373 | Permanently Closed | 1997-02-06 | 1978-03-02 | 1997-02-06 | Petroleum | Unleaded gasoline | Unleaded gasoline | Retail | Steel | Steel |  | Painted or None | Steel |  | 1901-01-01 |  | Catchment Basin, Single walled catchment basin | Automatic shutoff device At 95% full | Automatic shutoff device At 95% full | [11 empty] | UST Currently In Use: 2; UST Temp Close: 0; AST Currently In Use: 0; AST Temp Closed: 0 | 2 | 0 | 1 | 15201-103-006807 | VULCAN OIL COMPANY INC.
24374 | Currently in Use |  | 1987-06-01 |  | Petroleum | Premium gasoline | Premium gasoline | Retail | Single Wall, Steel, MANIFOLDED | Steel | Coated & cathodic protection (sti-P3) |  | Double Wall, Flexible, OPW |  |  |  | Catchment Basin, Single walled catchment basin | Flow Rest 90% Full | Flow Rest 90% Full |  |  | Continuous Automatic Tank Gauge | Single walled submersible pump containment sump | Automatic flow restrictor (MLLD), MANIFOLDED | Automatic flow restrictor (MLLD) |  |  | Annual line testing, Other, MANIFOLDED | Other |  | UST Currently In Use: 2; UST Temp Close: 0; AST Currently In Use: 0; AST Temp Closed: 0 | 2 | 0 | 1 | 15201-103-006807 | VULCAN OIL COMPANY INC.
24376 | Currently in Use |  | 1974-02-10 01:00 |  | Petroleum | Unleaded gasoline | Unleaded gasoline | Retail | Single Wall, Steel | Steel | Field installed cathodic protection |  | Single Wall, Steel |  |  | Field installed cathodic protection | Catchment Basin, Single walled catchment basin | Automatic shutoff device At 95% full, Flow Rest 90% Full | Flow Rest 90% Full |  |  | Automatic Tank Gauge | Direct Bury submersible pump | Automatic flow restrictor (MLLD) | Automatic flow restrictor (MLLD) |  |  | Annual line testing | Annual line testing |  | UST Currently In Use: 3; UST Temp Close: 0; AST Currently In Use: 0; AST Temp Closed: 0 | 3 | 0 | 1 | 24444-103-006808 | LEWIS & RAULERSON, INC.
24377 | Currently in Use |  | 1974-02-10 01:00 |  | Petroleum | Unleaded gasoline | Unleaded gasoline | Retail | Single Wall, Steel | Steel | Field installed cathodic protection |  | Single Wall, Steel |  |  | Field installed cathodic protection | Catchment Basin, Single walled catchment basin | Automatic shutoff device At 95% full, Flow Rest 90% Full | Flow Rest 90% Full |  |  | Automatic Tank Gauge | Direct Bury submersible pump | Automatic flow restrictor (MLLD) | Automatic flow restrictor (MLLD) |  |  | Annual line testing | Annual line testing |  | UST Currently In Use: 3; UST Temp Close: 0; AST Currently In Use: 0; AST Temp Closed: 0 | 3 | 0 | 1 | 24444-103-006808 | LEWIS & RAULERSON, INC.
24378 | Currently in Use |  | 1974-02-10 01:00 |  | Petroleum | Premium gasoline | Premium gasoline | Retail | Single Wall, Steel | Steel | Field installed cathodic protection |  | Single Wall, Steel |  |  | Field installed cathodic protection | Catchment Basin, Single walled catchment basin | Automatic shutoff device At 95% full, Flow Rest 90% Full | Flow Rest 90% Full |  |  | Automatic Tank Gauge | Direct Bury submersible pump | Automatic flow restrictor (MLLD) | Automatic flow restrictor (MLLD) |  |  | Annual line testing | Annual line testing |  | UST Currently In Use: 3; UST Temp Close: 0; AST Currently In Use: 0; AST Temp Closed: 0 | 3 | 0 | 1 | 24444-103-006808 | LEWIS & RAULERSON, INC.
24379 | Permanently Closed | 1985-01-01 | 1968-01-01 | 1998-02-09 | Petroleum | Other, EMPTY | Other |  | Steel | Steel |  | Painted or None | Steel |  | 1901-01-01 | [12 empty] | Annual line testing | Annual line testing |  | UST Currently In Use: 3; UST Temp Close: 0; AST Currently In Use: 0; AST Temp Closed: 0 | 3 | 0 | 1 | 24444-103-006808 | LEWIS & RAULERSON, INC.
24380 | Permanently Closed | 1992-11-04 | 1978-01-01 | 1992-11-04 | Petroleum | Used oil | Used oil |  | Steel | Steel |  | Painted or None | Steel |  | 1901-01-01 | [15 empty] | UST Currently In Use: 0; UST Temp Close: 0; AST Currently In Use: 0; AST Temp Closed: 0 | 0 | 0 | 1 | 17851-103-004682 | B LYNN LAYTON
24381 | Permanently Closed | 2011-09-20 | 1983-01-01 | 2012-05-17 | Petroleum | Unleaded gasoline | Unleaded gasoline | Retail | Single Wall, Steel | Steel | Field installed cathodic protection |  | Single Wall, Steel |  |  | Field installed cathodic protection | Catchment Basin, Single walled catchment basin | Automatic shutoff device At 95% full | Automatic shutoff device At 95% full |  |  | Statistical Inventory Reconciliation (SIR) | [8 empty] | UST Currently In Use: 0; UST Temp Close: 0; AST Currently In Use: 0; AST Temp Closed: 0 | 0 | 0 | 2 | 22455-019-002710 | SANDRA JOHNSON
24382 | Permanently Closed | 2011-09-20 | 1974-01-01 | 2012-05-17 | Petroleum | Premium gasoline | Premium gasoline | Retail | Single Wall, Steel | Steel | Field installed cathodic protection |  | Single Wall, Steel |  |  | Field installed cathodic protection | Catchment Basin, Single walled catchment basin | Automatic shutoff device At 95% full | Automatic shutoff device At 95% full |  |  | Statistical Inventory Reconciliation (SIR) | [8 empty] | UST Currently In Use: 0; UST Temp Close: 0; AST Currently In Use: 0; AST Temp Closed: 0 | 0 | 0 | 2 | 22455-019-002710 | SANDRA JOHNSON
24385 | Permanently Closed | 1990-10-16 | 1979-01-01 | 1990-10-16 | Petroleum | On road diesel | On road diesel |  | Steel | Steel |  | Painted or None | Steel |  | 1901-01-01 | [15 empty] | UST Currently In Use: 0; UST Temp Close: 0; AST Currently In Use: 0; AST Temp Closed: 0 | 0 | 0 | 2 | 13820-043-005931 | PEERLESS CHEMICAL COATINGS INC
24386 | Permanently Closed | 1990-10-16 | 1979-01-01 | 1990-10-16 | Petroleum | On road diesel | On road diesel |  | Steel | Steel |  | Painted or None | Steel |  | 1901-01-01 | [15 empty] | UST Currently In Use: 0; UST Temp Close: 0; AST Currently In Use: 0; AST Temp Closed: 0 | 0 | 0 | 2 | 13820-043-005931 | PEERLESS CHEMICAL COATINGS INC
24387 | Permanently Closed | 1996-01-01 | 1901-01-01 | 1999-01-13 | Petroleum | Unleaded gasoline | Unleaded gasoline | Retail | Steel | Steel |  |  |  |  | 1901-01-01 | [15 empty] | UST Currently In Use: 0; UST Temp Close: 0; AST Currently In Use: 0; AST Temp Closed: 0 | 0 | 0 | 3 | 13822-073-009175 | PEGGY P DEAN
24388 | Permanently Closed | 1996-01-01 | 1901-01-01 | 1999-01-13 | Petroleum | Unleaded gasoline | Unleaded gasoline | Retail | Steel | Steel |  |  |  |  | 1901-01-01 | [15 empty] | UST Currently In Use: 0; UST Temp Close: 0; AST Currently In Use: 0; AST Temp Closed: 0 | 0 | 0 | 3 | 13822-073-009175 | PEGGY P DEAN
24389 | Permanently Closed | 1996-01-01 | 1901-01-01 | 1999-01-13 | Petroleum | Unleaded gasoline | Unleaded gasoline | Retail | Steel | Steel |  |  |  |  | 1901-01-01 | [15 empty] | UST Currently In Use: 0; UST Temp Close: 0; AST Currently In Use: 0; AST Temp Closed: 0 | 0 | 0 | 3 | 13822-073-009175 | PEGGY P DEAN
24390 | Temporary Closed | 2013-01-01 | 1984-10-01 |  | Petroleum | On road diesel | On road diesel | Industrial | Single Wall, Steel | Steel | Field installed cathodic protection |  | Single Wall, Steel |  | 1901-01-01 | Field installed cathodic protection | Catchment Basin, Single walled catchment basin | Audible high level alarm At 90% full | Audible high level alarm At 90% full |  |  | Automatic Tank Gauge | Direct Bury submersible pump | [7 empty] | UST Currently In Use: 0; UST Temp Close: 1; AST Currently In Use: 0; AST Temp Closed: 0 | 0 | 1 | 1 | 13823-043-001107 | PENNINGTON SEED INC OF CULLMAN
24391 | Permanently Closed | 1995-09-01 | 1983-01-01 | 1995-09-01 | Petroleum | Unleaded gasoline | Unleaded gasoline |  | Steel | Steel |  | Painted or None | Steel |  | 1901-01-01 | [15 empty] | UST Currently In Use: 0; UST Temp Close: 1; AST Currently In Use: 0; AST Temp Closed: 0 | 0 | 1 | 1 | 13823-043-001107 | PENNINGTON SEED INC OF CULLMAN
24392 | Permanently Closed | 1998-02-01 | 1978-01-01 | 1998-02-13 | Petroleum | On road diesel | On road diesel |  | Steel | Steel |  | Painted or None | Steel |  | 1901-01-01 | [15 empty] | UST Currently In Use: 0; UST Temp Close: 0; AST Currently In Use: 0; AST Temp Closed: 0 | 0 | 0 | 1 | 13824-097-000792 | PENRY FARMS
24393 | Permanently Closed | 1991-07-02 | 1964-01-01 | 1991-07-02 | Petroleum | On road diesel | On road diesel |  | Steel | Steel |  | Painted or None | Steel |  | 1901-01-01 | [15 empty] | UST Currently In Use: 0; UST Temp Close: 0; AST Currently In Use: 1; AST Temp Closed: 0 | 0 | 0 | 1 | 13825-019-000755 | PEOPLES TELEPHONE CO TDS
24394 | Permanently Closed | 1991-07-02 | 1980-01-01 | 1991-07-02 | Petroleum | On road diesel | On road diesel |  | Steel | Steel |  | Painted or None | Steel |  | 1901-01-01 | [15 empty] | UST Currently In Use: 0; UST Temp Close: 0; AST Currently In Use: 1; AST Temp Closed: 0 | 0 | 0 | 1 | 13825-019-000756 | PEOPLES TELEPHONE CO TDS
24395 | Permanently Closed | 1991-07-02 | 1970-01-01 | 1991-07-02 | Petroleum | On road diesel | On road diesel |  | Steel | Steel |  | Painted or None | Steel |  | 1901-01-01 | [15 empty] | UST Currently In Use: 0; UST Temp Close: 0; AST Currently In Use: 2; AST Temp Closed: 0 | 0 | 0 | 1 | 13825-019-000757 | PEOPLES TELEPHONE CO TDS
24396 | Permanently Closed | 1991-07-02 | 1964-01-01 | 1991-07-02 | Petroleum | On road diesel | On road diesel |  | Steel | Steel |  | Painted or None | Steel |  | 1901-01-01 | [15 empty] | UST Currently In Use: 0; UST Temp Close: 0; AST Currently In Use: 0; AST Temp Closed: 0 | 0 | 0 | 1 | 13825-049-000754 | PEOPLES TELEPHONE CO TDS
24397 | Permanently Closed | 1991-07-02 | 1982-01-01 | 1991-07-02 | Petroleum | On road diesel | On road diesel |  | Steel | Steel |  | Painted or None | Steel |  | 1901-01-01 | [15 empty] | UST Currently In Use: 0; UST Temp Close: 0; AST Currently In Use: 1; AST Temp Closed: 0 | 0 | 0 | 1 | 13825-049-000758 | PEOPLES TELEPHONE CO TDS
24398 | Permanently Closed | 1901-01-01 | 1958-01-01 | 1987-03-01 | Petroleum | Unleaded gasoline | Unleaded gasoline |  | Steel | Steel |  | Painted or None |  |  | 1901-01-01 | [15 empty] | UST Currently In Use: 0; UST Temp Close: 0; AST Currently In Use: 0; AST Temp Closed: 0 | 0 | 0 | 3 | 13826-003-005850 | PEPCO DIVISION OF MIDSTREAM FUEL SCV
24399 | Permanently Closed | 1901-01-01 | 1958-01-01 | 1987-03-01 | Petroleum | Kerosene | Kerosene |  | Steel | Steel |  | Painted or None |  |  | 1901-01-01 | [15 empty] | UST Currently In Use: 0; UST Temp Close: 0; AST Currently In Use: 0; AST Temp Closed: 0 | 0 | 0 | 3 | 13826-003-005850 | PEPCO DIVISION OF MIDSTREAM FUEL SCV
24400 | Permanently Closed | 1901-01-01 | 1958-01-01 | 1987-03-01 | Petroleum | Other, MNRLSPIRIT | Other |  | Steel | Steel |  | Painted or None |  |  | 1901-01-01 | [15 empty] | UST Currently In Use: 0; UST Temp Close: 0; AST Currently In Use: 0; AST Temp Closed: 0 | 0 | 0 | 3 | 13826-003-005850 | PEPCO DIVISION OF MIDSTREAM FUEL SCV
24401 | Permanently Closed | 1901-01-01 | 1963-01-01 | 1987-02-01 | Petroleum | Unleaded gasoline | Unleaded gasoline |  | Steel | Steel |  | Painted or None |  |  | 1901-01-01 | [15 empty] | UST Currently In Use: 0; UST Temp Close: 0; AST Currently In Use: 0; AST Temp Closed: 0 | 0 | 0 | 4 | 13826-003-005852 | PEPCO DIVISION OF MIDSTREAM FUEL SCV
24402 | Permanently Closed | 1901-01-01 | 1963-01-01 | 1987-02-01 | Petroleum | Unleaded gasoline | Unleaded gasoline |  | Steel | Steel |  | Painted or None |  |  | 1901-01-01 | [15 empty] | UST Currently In Use: 0; UST Temp Close: 0; AST Currently In Use: 0; AST Temp Closed: 0 | 0 | 0 | 4 | 13826-003-005852 | PEPCO DIVISION OF MIDSTREAM FUEL SCV
24403 | Permanently Closed | 1901-01-01 | 1963-01-01 | 1987-02-01 | Petroleum | Unleaded gasoline | Unleaded gasoline |  | Steel | Steel |  | Painted or None |  |  | 1901-01-01 | [15 empty] | UST Currently In Use: 0; UST Temp Close: 0; AST Currently In Use: 0; AST Temp Closed: 0 | 0 | 0 | 4 | 13826-003-005852 | PEPCO DIVISION OF MIDSTREAM FUEL SCV
24404 | Permanently Closed | 1901-01-01 | 1968-01-01 | 1987-02-01 | Petroleum | Unleaded gasoline | Unleaded gasoline |  | Steel | Steel |  | Painted or None |  |  | 1901-01-01 | [15 empty] | UST Currently In Use: 0; UST Temp Close: 0; AST Currently In Use: 0; AST Temp Closed: 0 | 0 | 0 | 4 | 13826-003-005852 | PEPCO DIVISION OF MIDSTREAM FUEL SCV
24405 | Permanently Closed | 1901-01-01 | 1958-01-01 | 1988-10-01 | Petroleum | Unleaded gasoline | Unleaded gasoline |  | Steel | Steel |  | Painted or None |  |  | 1901-01-01 | [15 empty] | UST Currently In Use: 0; UST Temp Close: 0; AST Currently In Use: 0; AST Temp Closed: 0 | 0 | 0 | 2 | 13826-003-005853 | PEPCO DIVISION OF MIDSTREAM FUEL SCV
24406 | Permanently Closed | 1901-01-01 | 1958-01-01 | 1988-10-01 | Petroleum | Unleaded gasoline | Unleaded gasoline |  | Steel | Steel |  | Painted or None |  |  | 1901-01-01 | [15 empty] | UST Currently In Use: 0; UST Temp Close: 0; AST Currently In Use: 0; AST Temp Closed: 0 | 0 | 0 | 2 | 13826-003-005853 | PEPCO DIVISION OF MIDSTREAM FUEL SCV
24407 | Permanently Closed | 1992-05-27 | 1973-01-01 | 1992-05-27 | Petroleum | On road diesel | On road diesel |  | Steel | Steel |  | Painted or None |  |  | 1901-01-01 | [15 empty] | UST Currently In Use: 0; UST Temp Close: 0; AST Currently In Use: 0; AST Temp Closed: 0 | 0 | 0 | 4 | 13826-003-005854 | PEPCO DIVISION OF MIDSTREAM FUEL SCV
24408 | Permanently Closed | 1992-05-27 | 1953-01-01 | 1992-05-27 | Petroleum | Unleaded gasoline | Unleaded gasoline |  | Steel | Steel |  | Painted or None | Steel |  | 1901-01-01 | [15 empty] | UST Currently In Use: 0; UST Temp Close: 0; AST Currently In Use: 0; AST Temp Closed: 0 | 0 | 0 | 4 | 13826-003-005854 | PEPCO DIVISION OF MIDSTREAM FUEL SCV
24409 | Permanently Closed | 1992-05-27 | 1953-01-01 | 1992-05-27 | Petroleum | Unleaded gasoline | Unleaded gasoline |  | Steel | Steel |  | Painted or None |  |  | 1901-01-01 | [15 empty] | UST Currently In Use: 0; UST Temp Close: 0; AST Currently In Use: 0; AST Temp Closed: 0 | 0 | 0 | 4 | 13826-003-005854 | PEPCO DIVISION OF MIDSTREAM FUEL SCV
24410 | Permanently Closed | 1992-05-27 | 1953-01-01 | 1992-05-27 | Petroleum | Unleaded gasoline | Unleaded gasoline |  | Steel | Steel |  | Painted or None |  |  | 1901-01-01 | [15 empty] | UST Currently In Use: 0; UST Temp Close: 0; AST Currently In Use: 0; AST Temp Closed: 0 | 0 | 0 | 4 | 13826-003-005854 | PEPCO DIVISION OF MIDSTREAM FUEL SCV
24411 | Permanently Closed | 1991-11-01 | 1968-01-01 | 1992-02-18 | Petroleum | Unleaded gasoline | Unleaded gasoline |  | Steel | Steel |  | Painted or None |  |  | 1901-01-01 | [15 empty] | UST Currently In Use: 0; UST Temp Close: 0; AST Currently In Use: 0; AST Temp Closed: 0 | 0 | 0 | 2 | 13826-003-005855 | PEPCO DIVISION OF MIDSTREAM FUEL SCV
24412 | Permanently Closed | 1991-11-01 | 1968-01-01 | 1992-02-18 | Petroleum | Unleaded gasoline | Unleaded gasoline |  | Steel | Steel |  | Painted or None |  |  | 1901-01-01 | [15 empty] | UST Currently In Use: 0; UST Temp Close: 0; AST Currently In Use: 0; AST Temp Closed: 0 | 0 | 0 | 2 | 13826-003-005855 | PEPCO DIVISION OF MIDSTREAM FUEL SCV
24413 | Permanently Closed | 1997-05-01 | 1963-01-01 | 1998-03-18 | Petroleum | Unleaded gasoline | Unleaded gasoline |  | Steel | Steel |  | Painted or None |  |  | 1901-01-01 | [15 empty] | UST Currently In Use: 0; UST Temp Close: 0; AST Currently In Use: 0; AST Temp Closed: 0 | 0 | 0 | 2 | 13826-003-005856 | PEPCO DIVISION OF MIDSTREAM FUEL SCV
24414 | Permanently Closed | 1997-05-01 | 1963-01-01 | 1998-03-18 | Petroleum | On road diesel | On road diesel |  | Steel | Steel |  | Painted or None |  |  | 1901-01-01 | [15 empty] | UST Currently In Use: 0; UST Temp Close: 0; AST Currently In Use: 0; AST Temp Closed: 0 | 0 | 0 | 2 | 13826-003-005856 | PEPCO DIVISION OF MIDSTREAM FUEL SCV
24415 | Permanently Closed | 1901-01-01 | 1963-01-01 | 1988-11-01 | Petroleum | Unleaded gasoline | Unleaded gasoline |  | Steel | Steel |  | Painted or None |  |  | 1901-01-01 | [15 empty] | UST Currently In Use: 0; UST Temp Close: 0; AST Currently In Use: 0; AST Temp Closed: 0 | 0 | 0 | 2 | 13826-003-005857 | PEPCO DIVISION OF MIDSTREAM FUEL SCV
24416 | Permanently Closed | 1901-01-01 | 1963-01-01 | 1988-11-01 | Petroleum | On road diesel | On road diesel |  | Steel | Steel |  | Painted or None |  |  | 1901-01-01 | [15 empty] | UST Currently In Use: 0; UST Temp Close: 0; AST Currently In Use: 0; AST Temp Closed: 0 | 0 | 0 | 2 | 13826-003-005857 | PEPCO DIVISION OF MIDSTREAM FUEL SCV
24417 | Currently in Use |  | 1990-05-07 |  | Petroleum | Unleaded gasoline | Unleaded gasoline | Retail | Steel | Steel | Coated & cathodic protection (sti-P3) |  | Fiberglass reinforced plastic |  |  |  | Catchment Basin, Single walled catchment basin | Automatic shutoff device At 95% full | Automatic shutoff device At 95% full |  |  | Continuous Automatic Tank Gauge |  | Automatic flow restrictor (MLLD) | Automatic flow restrictor (MLLD) |  |  | Annual line testing | Annual line testing | Pressurized Piping | UST Currently In Use: 4; UST Temp Close: 0; AST Currently In Use: 0; AST Temp Closed: 0 | 4 | 0 | 0 | 21386-003-014983 | LADAS LAND AND DEVELOPMENT, INC.
24418 | Currently in Use |  | 1990-05-07 |  | Petroleum | On road diesel | On road diesel | Retail | Steel | Steel | Coated & cathodic protection (sti-P3) |  | Fiberglass reinforced plastic |  |  |  | Catchment Basin, Single walled catchment basin | Automatic shutoff device At 95% full | Automatic shutoff device At 95% full |  |  | Continuous Automatic Tank Gauge |  | Automatic flow restrictor (MLLD) | Automatic flow restrictor (MLLD) |  |  | Annual line testing | Annual line testing | Pressurized Piping | UST Currently In Use: 4; UST Temp Close: 0; AST Currently In Use: 0; AST Temp Closed: 0 | 4 | 0 | 0 | 21386-003-014983 | LADAS LAND AND DEVELOPMENT, INC.
24419 | Currently in Use |  | 1990-05-07 |  | Petroleum | Unleaded gasoline | Unleaded gasoline | Retail | Steel | Steel | Coated & cathodic protection (sti-P3) |  | Fiberglass reinforced plastic |  |  |  | Catchment Basin, Single walled catchment basin | Automatic shutoff device At 95% full | Automatic shutoff device At 95% full |  |  | Continuous Automatic Tank Gauge |  | Automatic flow restrictor (MLLD) | Automatic flow restrictor (MLLD) |  |  | Annual line testing | Annual line testing | Pressurized Piping | UST Currently In Use: 4; UST Temp Close: 0; AST Currently In Use: 0; AST Temp Closed: 0 | 4 | 0 | 0 | 21386-003-014983 | LADAS LAND AND DEVELOPMENT, INC.
24420 | Currently in Use |  | 1990-05-07 |  | Petroleum | Premium gasoline | Premium gasoline | Retail | Steel | Steel | Coated & cathodic protection (sti-P3) |  | Fiberglass reinforced plastic |  |  |  | Catchment Basin, Single walled catchment basin | Automatic shutoff device At 95% full | Automatic shutoff device At 95% full |  |  | Continuous Automatic Tank Gauge |  | Automatic flow restrictor (MLLD) | Automatic flow restrictor (MLLD) |  |  | Annual line testing | Annual line testing | Pressurized Piping | UST Currently In Use: 4; UST Temp Close: 0; AST Currently In Use: 0; AST Temp Closed: 0 | 4 | 0 | 0 | 21386-003-014983 | LADAS LAND AND DEVELOPMENT, INC.
24421 | Permanently Closed | 1990-11-01 | 1963-01-01 | 1991-08-08 | Petroleum | Unleaded gasoline | Unleaded gasoline |  | Steel | Steel |  | Painted or None |  |  | 1901-01-01 | [15 empty] | UST Currently In Use: 0; UST Temp Close: 0; AST Currently In Use: 0; AST Temp Closed: 0 | 0 | 0 | 1 | 13826-097-005234 | PEPCO DIVISION OF MIDSTREAM FUEL SCV
24422 | Permanently Closed | 1990-11-01 | 1966-01-01 |  | Petroleum | Kerosene | Kerosene |  | Steel | Steel |  | Painted or None |  |  | 1901-01-01 | [15 empty] | UST Currently In Use: 0; UST Temp Close: 0; AST Currently In Use: 0; AST Temp Closed: 0 | 0 | 0 | 1 | 13826-097-005849 | PEPCO DIVISION OF MIDSTREAM FUEL SCV
24423 | Permanently Closed | 1993-04-01 | 1973-01-01 | 1993-04-01 | Petroleum | Unleaded gasoline | Unleaded gasoline |  | Steel | Steel |  | Painted or None |  |  | 1901-01-01 | [15 empty] | UST Currently In Use: 0; UST Temp Close: 0; AST Currently In Use: 0; AST Temp Closed: 0 | 0 | 0 | 2 | 13826-097-005851 | PEPCO DIVISION OF MIDSTREAM FUEL SCV
24424 | Permanently Closed | 1993-04-01 | 1973-01-01 | 1993-04-01 | Petroleum | Used oil | Used oil |  | Steel | Steel |  | Painted or None |  |  | 1901-01-01 | [15 empty] | UST Currently In Use: 0; UST Temp Close: 0; AST Currently In Use: 0; AST Temp Closed: 0 | 0 | 0 | 2 | 13826-097-005851 | PEPCO DIVISION OF MIDSTREAM FUEL SCV
24425 | Permanently Closed | 1992-07-27 | 1969-01-01 | 1992-07-27 | Petroleum | Unleaded gasoline | Unleaded gasoline |  | Steel | Steel |  | Painted or None |  |  | 1901-01-01 | [15 empty] | UST Currently In Use: 0; UST Temp Close: 0; AST Currently In Use: 0; AST Temp Closed: 0 | 0 | 0 | 2 | 13826-097-005858 | PEPCO DIVISION OF MIDSTREAM FUEL SCV
24426 | Permanently Closed | 1992-07-27 | 1969-01-01 | 1992-07-27 | Petroleum | On road diesel | On road diesel |  | Steel | Steel |  | Painted or None |  |  | 1901-01-01 | [15 empty] | UST Currently In Use: 0; UST Temp Close: 0; AST Currently In Use: 0; AST Temp Closed: 0 | 0 | 0 | 2 | 13826-097-005858 | PEPCO DIVISION OF MIDSTREAM FUEL SCV
24427 | Permanently Closed | 1989-04-01 | 1968-01-01 | 1989-04-01 | Petroleum | Unleaded gasoline | Unleaded gasoline |  | Steel | Steel |  | Painted or None |  |  | 1901-01-01 | [15 empty] | UST Currently In Use: 0; UST Temp Close: 0; AST Currently In Use: 0; AST Temp Closed: 0 | 0 | 0 | 1 | 13826-097-005859 | PEPCO DIVISION OF MIDSTREAM FUEL SCV
24428 | Permanently Closed | 1901-01-01 | 1968-01-01 | 1987-12-01 | Petroleum | On road diesel | On road diesel |  | Steel | Steel |  | Painted or None |  |  | 1901-01-01 | [15 empty] | UST Currently In Use: 0; UST Temp Close: 0; AST Currently In Use: 0; AST Temp Closed: 0 | 0 | 0 | 3 | 13826-097-005861 | PEPCO DIVISION OF MIDSTREAM FUEL SCV
24429 | Permanently Closed | 1901-01-01 | 1963-01-01 | 1987-12-01 | Petroleum | Unleaded gasoline | Unleaded gasoline |  | Steel | Steel |  | Painted or None |  |  | 1901-01-01 | [15 empty] | UST Currently In Use: 0; UST Temp Close: 0; AST Currently In Use: 0; AST Temp Closed: 0 | 0 | 0 | 3 | 13826-097-005861 | PEPCO DIVISION OF MIDSTREAM FUEL SCV
24430 | Permanently Closed | 1984-08-01 | 1963-01-01 | 1987-02-01 | Petroleum | Unleaded gasoline | Unleaded gasoline |  | Steel | Steel |  | Painted or None |  |  | 1901-01-01 | [15 empty] | UST Currently In Use: 0; UST Temp Close: 0; AST Currently In Use: 0; AST Temp Closed: 0 | 0 | 0 | 3 | 13826-097-005861 | PEPCO DIVISION OF MIDSTREAM FUEL SCV
24431 | Permanently Closed | 1991-08-28 | 1968-01-01 | 1991-08-28 | Petroleum | Unleaded gasoline | Unleaded gasoline |  | Steel | Steel |  | Painted or None |  |  | 1901-01-01 | [15 empty] | UST Currently In Use: 0; UST Temp Close: 0; AST Currently In Use: 0; AST Temp Closed: 0 | 0 | 0 | 1 | 13826-097-005862 | PEPCO DIVISION OF MIDSTREAM FUEL SCV
24432 | Permanently Closed | 1990-01-01 | 1968-01-01 | 1990-01-01 | Petroleum | Unleaded gasoline | Unleaded gasoline |  | Steel | Steel |  | Painted or None |  |  | 1901-01-01 | [15 empty] | UST Currently In Use: 0; UST Temp Close: 0; AST Currently In Use: 0; AST Temp Closed: 0 | 0 | 0 | 2 | 13826-097-005863 | PEPCO DIVISION OF MIDSTREAM FUEL SCV
24433 | Permanently Closed | 1990-01-01 | 1968-01-01 | 1990-01-01 | Petroleum | On road diesel | On road diesel |  | Steel | Steel |  | Painted or None |  |  | 1901-01-01 | [15 empty] | UST Currently In Use: 0; UST Temp Close: 0; AST Currently In Use: 0; AST Temp Closed: 0 | 0 | 0 | 2 | 13826-097-005863 | PEPCO DIVISION OF MIDSTREAM FUEL SCV
24434 | Permanently Closed | 1990-11-01 | 1963-01-01 | 1991-06-10 | Petroleum | Unleaded gasoline | Unleaded gasoline |  | Steel | Steel |  | Painted or None |  |  | 1901-01-01 | [15 empty] | UST Currently In Use: 0; UST Temp Close: 0; AST Currently In Use: 0; AST Temp Closed: 0 | 0 | 0 | 1 | 13826-097-005864 | PEPCO DIVISION OF MIDSTREAM FUEL SCV
24435 | Permanently Closed | 1990-11-01 | 1963-01-01 | 1991-03-20 | Petroleum | Unleaded gasoline | Unleaded gasoline |  | Steel | Steel |  | Painted or None |  |  | 1901-01-01 | [15 empty] | UST Currently In Use: 0; UST Temp Close: 0; AST Currently In Use: 0; AST Temp Closed: 0 | 0 | 0 | 1 | 13826-097-005865 | PEPCO DIVISION OF MIDSTREAM FUEL SCV
24436 | Permanently Closed | 1990-08-15 | 1963-01-01 | 1990-08-15 | Petroleum | Unleaded gasoline | Unleaded gasoline |  | Steel | Steel |  | Painted or None |  |  | 1901-01-01 | [15 empty] | UST Currently In Use: 0; UST Temp Close: 0; AST Currently In Use: 0; AST Temp Closed: 0 | 0 | 0 | 2 | 13826-097-005869 | PEPCO DIVISION OF MIDSTREAM FUEL SCV
24437 | Permanently Closed | 1990-08-15 | 1963-01-01 | 1990-08-15 | Petroleum | On road diesel | On road diesel |  | Steel | Steel |  | Painted or None |  |  | 1901-01-01 | [15 empty] | UST Currently In Use: 0; UST Temp Close: 0; AST Currently In Use: 0; AST Temp Closed: 0 | 0 | 0 | 2 | 13826-097-005869 | PEPCO DIVISION OF MIDSTREAM FUEL SCV
24438 | Permanently Closed | 1993-01-01 | 1974-01-01 | 1993-02-19 | Petroleum | On road diesel | On road diesel |  | Steel | Steel |  | Painted or None | Steel |  | 1901-01-01 | [15 empty] | UST Currently In Use: 0; UST Temp Close: 0; AST Currently In Use: 0; AST Temp Closed: 0 | 0 | 0 | 4 | 13829-125-001982 | PEPSI COLA BOTTLING CO INC
24439 | Permanently Closed | 1993-01-01 | 1978-01-01 | 1993-02-19 | Petroleum | On road diesel | On road diesel |  | Steel | Steel |  | Painted or None | Steel |  | 1901-01-01 | [15 empty] | UST Currently In Use: 0; UST Temp Close: 0; AST Currently In Use: 0; AST Temp Closed: 0 | 0 | 0 | 4 | 13829-125-001982 | PEPSI COLA BOTTLING CO INC
24440 | Permanently Closed | 1991-09-18 | 1978-01-01 | 1991-09-18 | Petroleum | Unleaded gasoline | Unleaded gasoline |  | Steel | Steel |  | Painted or None | Steel |  | 1901-01-01 | [15 empty] | UST Currently In Use: 0; UST Temp Close: 0; AST Currently In Use: 0; AST Temp Closed: 0 | 0 | 0 | 4 | 13829-125-001982 | PEPSI COLA BOTTLING CO INC
24441 | Permanently Closed | 1993-01-01 | 1980-01-01 | 1993-02-19 | Petroleum | Unleaded gasoline | Unleaded gasoline |  | Steel | Steel |  | Painted or None | Steel |  | 1901-01-01 | [15 empty] | UST Currently In Use: 0; UST Temp Close: 0; AST Currently In Use: 0; AST Temp Closed: 0 | 0 | 0 | 4 | 13829-125-001982 | PEPSI COLA BOTTLING CO INC
24442 | Permanently Closed | 1992-04-30 | 1975-01-01 | 1992-04-30 | Petroleum | Unleaded gasoline | Unleaded gasoline |  | Steel | Steel |  | Painted or None | Steel |  | 1901-01-01 | [15 empty] | UST Currently In Use: 0; UST Temp Close: 0; AST Currently In Use: 0; AST Temp Closed: 0 | 0 | 0 | 2 | 13830-127-009437 | PEPSI COLA DR PEPPER DISTRIBUTING CO
24443 | Permanently Closed | 1990-11-26 | 1975-01-01 | 1990-11-26 | Petroleum | On road diesel | On road diesel |  | Steel | Steel |  | Painted or None | Steel |  | 1901-01-01 | [15 empty] | UST Currently In Use: 0; UST Temp Close: 0; AST Currently In Use: 0; AST Temp Closed: 0 | 0 | 0 | 2 | 13830-127-009437 | PEPSI COLA DR PEPPER DISTRIBUTING CO
24444 | Permanently Closed | 1998-01-01 | 1963-01-01 | 1998-07-02 | Petroleum | Unleaded gasoline | Unleaded gasoline |  | Steel | Steel |  | Painted or None | Steel |  | 1901-01-01 | [15 empty] | UST Currently In Use: 0; UST Temp Close: 0; AST Currently In Use: 0; AST Temp Closed: 0 | 0 | 0 | 2 | 13831-103-011919 | PEPSI COLA OF DECATUR INC
24445 | Permanently Closed | 1998-01-01 | 1975-01-01 | 1998-07-02 | Petroleum | On road diesel | On road diesel |  | Steel | Steel |  | Painted or None | Steel |  | 1901-01-01 | [15 empty] | UST Currently In Use: 0; UST Temp Close: 0; AST Currently In Use: 0; AST Temp Closed: 0 | 0 | 0 | 2 | 13831-103-011919 | PEPSI COLA OF DECATUR INC
24446 | Permanently Closed | 2001-12-03 | 1983-01-01 | 2003-02-12 | Petroleum | On road diesel | On road diesel |  | Steel | Steel | Coated & cathodic protection (sti-P3) |  | Steel |  | 1901-01-01 | Field installed cathodic protection | [11 empty] | Annual line testing | Annual line testing |  | UST Currently In Use: 0; UST Temp Close: 0; AST Currently In Use: 0; AST Temp Closed: 0 | 0 | 0 | 5 | 20275-089-003910 | MEHRY ABIDI
24447 | Permanently Closed | 2001-12-03 | 1983-01-01 | 2003-02-12 | Petroleum | Unleaded gasoline | Unleaded gasoline |  | Steel | Steel | Coated & cathodic protection (sti-P3) |  | Steel |  | 1901-01-01 | Field installed cathodic protection | [11 empty] | Annual line testing | Annual line testing |  | UST Currently In Use: 0; UST Temp Close: 0; AST Currently In Use: 0; AST Temp Closed: 0 | 0 | 0 | 5 | 20275-089-003910 | MEHRY ABIDI
24448 | Permanently Closed | 2001-12-03 | 1983-01-01 | 2003-02-12 | Petroleum | Unleaded gasoline | Unleaded gasoline |  | Steel | Steel | Coated & cathodic protection (sti-P3) |  | Steel |  | 1901-01-01 | Field installed cathodic protection | [11 empty] | Annual line testing | Annual line testing |  | UST Currently In Use: 0; UST Temp Close: 0; AST Currently In Use: 0; AST Temp Closed: 0 | 0 | 0 | 5 | 20275-089-003910 | MEHRY ABIDI
24449 | Permanently Closed | 1998-12-03 | 1983-01-01 | 2003-02-12 | Petroleum | Kerosene | Kerosene |  | Steel | Steel |  | Painted or None | Steel |  | 1901-01-01 | [12 empty] | Annual line testing | Annual line testing |  | UST Currently In Use: 0; UST Temp Close: 0; AST Currently In Use: 0; AST Temp Closed: 0 | 0 | 0 | 5 | 20275-089-003910 | MEHRY ABIDI
24450 | Permanently Closed | 2001-12-03 | 1985-01-01 | 2003-02-12 | Petroleum | Unleaded gasoline | Unleaded gasoline |  | Steel | Steel | Coated & cathodic protection (sti-P3) |  | Steel |  | 1901-01-01 | Field installed cathodic protection | [11 empty] | Annual line testing | Annual line testing |  | UST Currently In Use: 0; UST Temp Close: 0; AST Currently In Use: 0; AST Temp Closed: 0 | 0 | 0 | 5 | 20275-089-003910 | MEHRY ABIDI
24451 | Permanently Closed | 1976-12-01 | 1957-01-01 | 1989-02-09 | Petroleum | Unleaded gasoline | Unleaded gasoline |  | Steel | Steel |  |  |  |  | 1901-01-01 | [15 empty] | UST Currently In Use: 0; UST Temp Close: 0; AST Currently In Use: 0; AST Temp Closed: 0 | 0 | 0 | 3 | 13833-097-008871 | PERCY F MARTIN
24452 | Permanently Closed | 1976-12-01 | 1957-01-01 | 1989-02-09 | Petroleum | Unleaded gasoline | Unleaded gasoline |  | Steel | Steel |  |  |  |  | 1901-01-01 | [15 empty] | UST Currently In Use: 0; UST Temp Close: 0; AST Currently In Use: 0; AST Temp Closed: 0 | 0 | 0 | 3 | 13833-097-008871 | PERCY F MARTIN
24453 | Permanently Closed | 1976-12-01 | 1957-01-01 | 1989-02-09 | Petroleum | Unleaded gasoline | Unleaded gasoline |  | Steel | Steel |  |  |  |  | 1901-01-01 | [15 empty] | UST Currently In Use: 0; UST Temp Close: 0; AST Currently In Use: 0; AST Temp Closed: 0 | 0 | 0 | 3 | 13833-097-008871 | PERCY F MARTIN
24454 | Currently in Use |  | 1972-01-01 |  | Petroleum | On road diesel | On road diesel | Retail | Steel | Steel | Field installed cathodic protection |  | Other, SEE COMENT |  |  |  | Catchment Basin, Single walled catchment basin | Automatic shutoff device At 95% full, Flow Rest 90% Full | Flow Rest 90% Full |  |  | Continuous Automatic Tank Gauge |  | Containment Sump, STORAGE | Containment Sump | [5 empty] | UST Currently In Use: 7; UST Temp Close: 1; AST Currently In Use: 0; AST Temp Closed: 0 | 7 | 1 | 0 | 25885-017-003930 | ANJALI SONIMINDE
24455 | Currently in Use |  | 1972-01-01 |  | Petroleum | On road diesel | On road diesel | Retail | Steel | Steel | Field installed cathodic protection |  | Other, SEE COMENT |  |  |  | Catchment Basin, Single walled catchment basin | Automatic shutoff device At 95% full, Flow Rest 90% Full | Flow Rest 90% Full |  |  | Continuous Automatic Tank Gauge |  | Containment Sump, STORAGE | Containment Sump | [5 empty] | UST Currently In Use: 7; UST Temp Close: 1; AST Currently In Use: 0; AST Temp Closed: 0 | 7 | 1 | 0 | 25885-017-003930 | ANJALI SONIMINDE
24456 | Currently in Use |  | 1974-01-01 |  | Petroleum | On road diesel | On road diesel | Retail | Steel | Steel | Field installed cathodic protection |  | Double Wall, Fiberglass reinforced plastic |  | 2015-08-01 |  | Catchment Basin, Single walled catchment basin | Audible high level alarm At 90% full | Audible high level alarm At 90% full |  |  | Continuous Automatic Tank Gauge |  | Automatic flow restrictor (MLLD), Containment Sump, Sump sensor relayed to automatically shut off submersible pump | Sump sensor relayed to automatically shut off submersible pump | Interstitial Monitoring within Secondary Containment | SENSOR TO ATG | Annual line testing, Continuous alarm system | Continuous alarm system |  | UST Currently In Use: 7; UST Temp Close: 1; AST Currently In Use: 0; AST Temp Closed: 0 | 7 | 1 | 0 | 25885-017-003930 | ANJALI SONIMINDE
24457 | Currently in Use |  | 1974-01-01 |  | Petroleum | On road diesel | On road diesel | Retail | Steel | Steel | Field installed cathodic protection |  | Double Wall, Fiberglass reinforced plastic |  | 2015-08-01 |  | Catchment Basin, Single walled catchment basin | Audible high level alarm At 90% full | Audible high level alarm At 90% full |  |  | Continuous Automatic Tank Gauge |  | Automatic flow restrictor (MLLD), Containment Sump, Sump sensor relayed to automatically shut off submersible pump | Sump sensor relayed to automatically shut off submersible pump | Interstitial Monitoring within Secondary Containment | SENSOR TO ATG | Annual line testing, Continuous alarm system | Continuous alarm system |  | UST Currently In Use: 7; UST Temp Close: 1; AST Currently In Use: 0; AST Temp Closed: 0 | 7 | 1 | 0 | 25885-017-003930 | ANJALI SONIMINDE
24458 | Temporary Closed | 2016-01-04 | 1977-01-01 |  | Petroleum | On road diesel | On road diesel | Retail | Steel | Steel | Field installed cathodic protection |  | Other, SEE COMENT |  |  |  | Catchment Basin, Single walled catchment basin | Automatic shutoff device At 95% full, Flow Rest 90% Full | Flow Rest 90% Full |  |  | Continuous Automatic Tank Gauge |  | Other, STORAGE | Other | [5 empty] | UST Currently In Use: 7; UST Temp Close: 1; AST Currently In Use: 0; AST Temp Closed: 0 | 7 | 1 | 0 | 25885-017-003930 | ANJALI SONIMINDE
24460 | Currently in Use |  | 1972-01-01 |  | Petroleum | Premium gasoline | Premium gasoline | Retail | Steel | Steel | Field installed cathodic protection |  | Double Wall, Fiberglass reinforced plastic |  | 2015-08-01 |  | Catchment Basin, Single walled catchment basin | Audible high level alarm At 90% full | Audible high level alarm At 90% full |  |  | Continuous Automatic Tank Gauge |  | Automatic flow restrictor (MLLD), Containment Sump, Sump sensor relayed to automatically shut off submersible pump | Sump sensor relayed to automatically shut off submersible pump | Interstitial Monitoring within Secondary Containment | SENSOR TO ATG | Annual line testing, Continuous alarm system | Continuous alarm system |  | UST Currently In Use: 7; UST Temp Close: 1; AST Currently In Use: 0; AST Temp Closed: 0 | 7 | 1 | 0 | 25885-017-003930 | ANJALI SONIMINDE
24461 | Currently in Use |  | 1972-01-01 |  | Petroleum | Unleaded gasoline | Unleaded gasoline | Retail | Steel | Steel | Field installed cathodic protection |  | Fiberglass reinforced plastic |  | 2015-08-01 |  | Catchment Basin, Single walled catchment basin | Audible high level alarm At 90% full | Audible high level alarm At 90% full |  |  | Continuous Automatic Tank Gauge |  | Automatic flow restrictor (MLLD), Containment Sump, Sump sensor relayed to automatically shut off submersible pump | Sump sensor relayed to automatically shut off submersible pump | Interstitial Monitoring within Secondary Containment | SENSOR TO ATG | Annual line testing, Continuous alarm system | Continuous alarm system |  | UST Currently In Use: 7; UST Temp Close: 1; AST Currently In Use: 0; AST Temp Closed: 0 | 7 | 1 | 0 | 25885-017-003930 | ANJALI SONIMINDE
24462 | Currently in Use |  | 1972-01-01 |  | Petroleum | Mid-grade gasoline | Mid-grade gasoline | Retail | Steel | Steel | Field installed cathodic protection |  | Double Wall, Fiberglass reinforced plastic |  | 2015-08-01 |  | Catchment Basin, Single walled catchment basin | Audible high level alarm At 90% full | Audible high level alarm At 90% full |  |  | Continuous Automatic Tank Gauge |  | Automatic flow restrictor (MLLD), Containment Sump, Sump sensor relayed to automatically shut off submersible pump | Sump sensor relayed to automatically shut off submersible pump | Interstitial Monitoring within Secondary Containment | SENSOR TO ATG | Annual line testing, Continuous alarm system | Continuous alarm system |  | UST Currently In Use: 7; UST Temp Close: 1; AST Currently In Use: 0; AST Temp Closed: 0 | 7 | 1 | 0 | 25885-017-003930 | ANJALI SONIMINDE
24465 | Permanently Closed | 1901-01-01 | 1985-01-01 | 1988-09-17 | Petroleum | Unleaded gasoline | Unleaded gasoline |  | Fiberglass coated steel | Fiberglass coated steel |  |  | Steel |  | 1901-01-01 | [15 empty] | UST Currently In Use: 0; UST Temp Close: 0; AST Currently In Use: 0; AST Temp Closed: 0 | 0 | 0 | 1 | 13836-035-004489 | PERRY ALLDREDGE
24466 | Cannot Locate or abandoned | 1997-04-01 | 1979-01-01 |  | Petroleum | Unleaded gasoline | Unleaded gasoline | Local government | Steel | Steel | Coated & cathodic protection (sti-P3), Interior lined (not allowed as a standalone method of corrosion protection) |  | Steel |  | 1901-01-01 | [15 empty] | UST Currently In Use: 0; UST Temp Close: 0; AST Currently In Use: 0; AST Temp Closed: 0 | 0 | 0 | 0 | 13837-105-009375 | PERRY COUNTY AIRPORT AND IND AUTH
24467 | Permanently Closed | 2004-10-01 | 1966-01-01 | 2007-10-22 | Petroleum | Unleaded gasoline | Unleaded gasoline | Local government | Steel | Steel |  | Painted or None | Steel |  | 1901-01-01 | [15 empty] | UST Currently In Use: 0; UST Temp Close: 0; AST Currently In Use: 0; AST Temp Closed: 0 | 0 | 0 | 5 | 13838-105-001734 | PERRY COUNTY COMMISSION
24468 | Permanently Closed | 1991-01-28 | 1956-01-01 | 1991-01-28 | Petroleum | On road diesel | On road diesel | Local government | Steel | Steel |  | Painted or None | Steel |  | 1901-01-01 | [15 empty] | UST Currently In Use: 0; UST Temp Close: 0; AST Currently In Use: 0; AST Temp Closed: 0 | 0 | 0 | 5 | 13838-105-001734 | PERRY COUNTY COMMISSION
24469 | Permanently Closed | 2000-08-24 | 1956-01-01 | 2000-01-31 | Petroleum | Kerosene | Kerosene | Local government | Steel | Steel |  | Painted or None | Steel |  | 1901-01-01 | [15 empty] | UST Currently In Use: 0; UST Temp Close: 0; AST Currently In Use: 0; AST Temp Closed: 0 | 0 | 0 | 5 | 13838-105-001734 | PERRY COUNTY COMMISSION
24470 | Permanently Closed | 2004-10-01 | 1978-01-01 | 2007-10-22 | Petroleum | Unleaded gasoline | Unleaded gasoline | Local government | Steel | Steel |  | Painted or None | Steel |  | 1901-01-01 | [15 empty] | UST Currently In Use: 0; UST Temp Close: 0; AST Currently In Use: 0; AST Temp Closed: 0 | 0 | 0 | 5 | 13838-105-001734 | PERRY COUNTY COMMISSION
24471 | Permanently Closed | 2001-06-27 | 1978-01-01 | 2000-01-31 | Petroleum | On road diesel | On road diesel | Local government | Steel | Steel |  | Painted or None | Steel |  | 1901-01-01 | [15 empty] | UST Currently In Use: 0; UST Temp Close: 0; AST Currently In Use: 0; AST Temp Closed: 0 | 0 | 0 | 5 | 13838-105-001734 | PERRY COUNTY COMMISSION
24472 | Permanently Closed | 1991-01-28 | 1971-01-01 | 1991-01-28 | Petroleum | On road diesel | On road diesel | Local government | Steel | Steel |  | Painted or None | Steel |  | 1901-01-01 | [15 empty] | UST Currently In Use: 0; UST Temp Close: 0; AST Currently In Use: 0; AST Temp Closed: 0 | 0 | 0 | 2 | 13838-105-001735 | PERRY COUNTY COMMISSION
24473 | Permanently Closed | 1991-01-28 | 1971-01-01 | 1991-01-28 | Petroleum | Unleaded gasoline | Unleaded gasoline | Local government | Steel | Steel |  | Painted or None | Steel |  | 1901-01-01 | [15 empty] | UST Currently In Use: 0; UST Temp Close: 0; AST Currently In Use: 0; AST Temp Closed: 0 | 0 | 0 | 2 | 13838-105-001735 | PERRY COUNTY COMMISSION
24474 | Permanently Closed | 2001-06-27 | 1986-01-01 | 2002-07-15 | Petroleum | Unleaded gasoline | Unleaded gasoline | Local government | Steel | Steel |  | Painted or None | Steel |  | 1901-01-01 | [15 empty] | UST Currently In Use: 0; UST Temp Close: 0; AST Currently In Use: 0; AST Temp Closed: 0 | 0 | 0 | 1 | 13838-105-013761 | PERRY COUNTY COMMISSION
24475 | Permanently Closed | 1997-01-01 | 1976-01-01 |  | Petroleum | Unleaded gasoline | Unleaded gasoline |  | Steel | Steel |  |  | Steel |  | 1901-01-01 | [12 empty] | Annual line testing | Annual line testing |  | UST Currently In Use: 0; UST Temp Close: 0; AST Currently In Use: 0; AST Temp Closed: 0 | 0 | 0 | 2 | 13839-105-004532 | PERRY COUNTY OIL CO
24476 | Permanently Closed | 1997-01-01 | 1976-01-01 |  | Petroleum | Unleaded gasoline | Unleaded gasoline |  | Steel | Steel |  |  | Steel |  | 1901-01-01 | [12 empty] | Annual line testing | Annual line testing |  | UST Currently In Use: 0; UST Temp Close: 0; AST Currently In Use: 0; AST Temp Closed: 0 | 0 | 0 | 2 | 13839-105-004532 | PERRY COUNTY OIL CO
24477 | Cannot Locate or abandoned | 1991-07-01 | 1978-01-01 |  | Petroleum | Unleaded gasoline | Unleaded gasoline | Retail | Steel | Steel |  |  | Steel |  | 1901-01-01 | [15 empty] | UST Currently In Use: 0; UST Temp Close: 0; AST Currently In Use: 0; AST Temp Closed: 0 | 0 | 0 | 1 | 17674-105-004533 | A B HARRISON
24478 | Permanently Closed | 1988-07-01 | 1978-01-01 | 1988-01-01 | Petroleum | Unleaded gasoline | Unleaded gasoline | Retail | Steel | Steel |  |  | Steel |  | 1901-01-01 | [15 empty] | UST Currently In Use: 0; UST Temp Close: 0; AST Currently In Use: 0; AST Temp Closed: 0 | 0 | 0 | 1 | 17674-105-004533 | A B HARRISON
24479 | Permanently Closed | 1901-01-01 | 1974-01-01 | 1988-09-01 | Petroleum | Unleaded gasoline | Unleaded gasoline |  | Steel | Steel |  |  | Steel |  | 1901-01-01 | [15 empty] | UST Currently In Use: 0; UST Temp Close: 0; AST Currently In Use: 0; AST Temp Closed: 0 | 0 | 0 | 1 | 13839-105-008926 | PERRY COUNTY OIL CO
24480 | Cannot Locate or abandoned |  | 1982-01-01 |  | Petroleum | Unleaded gasoline | Unleaded gasoline |  | Steel | Steel | Coated & cathodic protection (sti-P3) |  | Steel |  | 1901-01-01 | [15 empty] | UST Currently In Use: 0; UST Temp Close: 0; AST Currently In Use: 0; AST Temp Closed: 0 | 0 | 0 | 0 | 17593-049-011956 | STEFANIE WILKINS
24481 | Cannot Locate or abandoned |  | 1982-01-01 |  | Petroleum | Unleaded gasoline | Unleaded gasoline |  | Steel | Steel | Coated & cathodic protection (sti-P3) |  | Steel |  | 1901-01-01 | [15 empty] | UST Currently In Use: 0; UST Temp Close: 0; AST Currently In Use: 0; AST Temp Closed: 0 | 0 | 0 | 0 | 17593-049-011956 | STEFANIE WILKINS
24482 | Cannot Locate or abandoned |  | 1982-01-01 |  | Petroleum | Unleaded gasoline | Unleaded gasoline |  | Steel | Steel | Coated & cathodic protection (sti-P3) |  | Steel |  | 1901-01-01 | [15 empty] | UST Currently In Use: 0; UST Temp Close: 0; AST Currently In Use: 0; AST Temp Closed: 0 | 0 | 0 | 0 | 17593-049-011956 | STEFANIE WILKINS
24483 | Permanently Closed | 1999-07-29 | 1973-01-01 | 1999-07-29 | Petroleum | Unleaded gasoline | Unleaded gasoline |  | Steel | Steel |  | Painted or None | Steel |  | 1901-01-01 | [12 empty] | Annual line testing | Annual line testing |  | UST Currently In Use: 0; UST Temp Close: 1; AST Currently In Use: 0; AST Temp Closed: 0 | 0 | 1 | 3 | 11676-087-004452 | ELLIS OIL COMPANY
24484 | Permanently Closed | 1999-07-29 | 1973-01-01 | 1999-07-29 | Petroleum | Unleaded gasoline | Unleaded gasoline |  | Steel | Steel |  | Painted or None | Steel |  | 1901-01-01 | [12 empty] | Annual line testing | Annual line testing |  | UST Currently In Use: 0; UST Temp Close: 1; AST Currently In Use: 0; AST Temp Closed: 0 | 0 | 1 | 3 | 11676-087-004452 | ELLIS OIL COMPANY
24485 | Permanently Closed | 1999-07-29 | 1984-01-01 | 1999-07-29 | Petroleum | Unleaded gasoline | Unleaded gasoline |  | Steel | Steel |  | Painted or None | Steel |  | 1901-01-01 | [12 empty] | Annual line testing | Annual line testing |  | UST Currently In Use: 0; UST Temp Close: 1; AST Currently In Use: 0; AST Temp Closed: 0 | 0 | 1 | 3 | 11676-087-004452 | ELLIS OIL COMPANY
24486 | Cannot Locate or abandoned | 2000-02-15 | 1978-01-01 |  | Petroleum | Unleaded gasoline | Unleaded gasoline |  | Steel | Steel |  | Painted or None | Steel |  | 1901-01-01 | [15 empty] | UST Currently In Use: 0; UST Temp Close: 0; AST Currently In Use: 0; AST Temp Closed: 0 | 0 | 0 | 0 | 13843-087-004453 | PERRY OIL CO
24487 | Cannot Locate or abandoned | 2000-02-15 | 1978-01-01 |  | Petroleum | Unleaded gasoline | Unleaded gasoline |  | Steel | Steel |  | Painted or None | Steel |  | 1901-01-01 | [15 empty] | UST Currently In Use: 0; UST Temp Close: 0; AST Currently In Use: 0; AST Temp Closed: 0 | 0 | 0 | 0 | 13843-087-004453 | PERRY OIL CO
24491 | Permanently Closed | 1999-12-21 | 1967-01-01 | 1999-12-21 | Petroleum | Unleaded gasoline | Unleaded gasoline |  | Steel | Steel |  |  |  |  | 1901-01-01 | [12 empty] | Annual line testing | Annual line testing |  | UST Currently In Use: 0; UST Temp Close: 0; AST Currently In Use: 0; AST Temp Closed: 0 | 0 | 0 | 7 | 13843-087-004460 | PERRY OIL CO
24492 | Permanently Closed | 1999-12-21 | 1967-01-01 | 1999-12-21 | Petroleum | Unleaded gasoline | Unleaded gasoline |  | Steel | Steel |  |  |  |  | 1901-01-01 | [12 empty] | Annual line testing | Annual line testing |  | UST Currently In Use: 0; UST Temp Close: 0; AST Currently In Use: 0; AST Temp Closed: 0 | 0 | 0 | 7 | 13843-087-004460 | PERRY OIL CO
24493 | Permanently Closed | 1999-12-21 | 1967-01-01 | 1999-12-21 | Petroleum | Unleaded gasoline | Unleaded gasoline |  | Steel | Steel |  |  |  |  | 1901-01-01 | [15 empty] | UST Currently In Use: 0; UST Temp Close: 0; AST Currently In Use: 0; AST Temp Closed: 0 | 0 | 0 | 7 | 13843-087-004460 | PERRY OIL CO
24494 | Permanently Closed | 1999-12-21 | 1967-01-01 | 1999-12-21 | Petroleum | Unleaded gasoline | Unleaded gasoline |  | Steel | Steel |  |  |  |  | 1901-01-01 | [15 empty] | UST Currently In Use: 0; UST Temp Close: 0; AST Currently In Use: 0; AST Temp Closed: 0 | 0 | 0 | 7 | 13843-087-004460 | PERRY OIL CO
24495 | Permanently Closed | 1999-12-21 | 1969-01-01 | 1999-12-21 | Petroleum | On road diesel | On road diesel |  | Steel | Steel |  |  | Steel |  | 1901-01-01 | [15 empty] | UST Currently In Use: 0; UST Temp Close: 0; AST Currently In Use: 0; AST Temp Closed: 0 | 0 | 0 | 7 | 13843-087-004460 | PERRY OIL CO
24496 | Permanently Closed | 1999-12-22 | 1967-01-01 | 1999-12-22 | Petroleum | Used oil | Used oil |  | Steel | Steel |  |  |  |  | 1901-01-01 |  | Other, EXEMPT | Other, EXEMPT | Other | [11 empty] | UST Currently In Use: 0; UST Temp Close: 0; AST Currently In Use: 0; AST Temp Closed: 0 | 0 | 0 | 7 | 13843-087-004460 | PERRY OIL CO
24497 | Cannot Locate or abandoned | 2000-07-19 | 1979-01-01 |  | Petroleum | Unleaded gasoline | Unleaded gasoline | [7 empty] | 1901-01-01 | [15 empty] | UST Currently In Use: 0; UST Temp Close: 0; AST Currently In Use: 0; AST Temp Closed: 0 | 0 | 0 | 0 | 13843-087-014099 | PERRY OIL CO
24498 | Cannot Locate or abandoned | 2000-07-19 | 1974-01-01 |  | Petroleum | Unleaded gasoline | Unleaded gasoline | [7 empty] | 1901-01-01 | [15 empty] | UST Currently In Use: 0; UST Temp Close: 0; AST Currently In Use: 0; AST Temp Closed: 0 | 0 | 0 | 0 | 13843-087-014099 | PERRY OIL CO
24499 | Cannot Locate or abandoned | 2000-07-19 | 1974-01-01 |  | Petroleum | On road diesel | On road diesel | [7 empty] | 1901-01-01 | [15 empty] | UST Currently In Use: 0; UST Temp Close: 0; AST Currently In Use: 0; AST Temp Closed: 0 | 0 | 0 | 0 | 13843-087-014099 | PERRY OIL CO
24500 | Currently in Use |  | 1972-01-01 |  | Petroleum | Unleaded gasoline | Unleaded gasoline | Industrial | Single Wall, Steel | Steel | Field installed cathodic protection |  | Fiberglass reinforced plastic, Single Wall |  |  | Other, FLXS ISOLA | Catchment Basin, Single walled catchment basin | Automatic shutoff device At 95% full | Automatic shutoff device At 95% full |  |  | Statistical Inventory Reconciliation (SIR) | [5 empty] | Statistical inventory reconciliation (SIR) | Statistical inventory reconciliation (SIR) |  | UST Currently In Use: 2; UST Temp Close: 0; AST Currently In Use: 0; AST Temp Closed: 0 | 2 | 0 | 0 | 13844-073-001232 | PERRY SUPPLY INC
24501 | Currently in Use |  | 1980-01-01 |  | Petroleum | On road diesel | On road diesel | Industrial | Single Wall, Steel | Steel | Field installed cathodic protection |  | Fiberglass reinforced plastic, Single Wall |  |  | Other, FLXS ISOLA | Catchment Basin, Single walled catchment basin | Automatic shutoff device At 95% full | Automatic shutoff device At 95% full |  |  | Statistical Inventory Reconciliation (SIR) | [8 empty] | UST Currently In Use: 2; UST Temp Close: 0; AST Currently In Use: 0; AST Temp Closed: 0 | 2 | 0 | 0 | 13844-073-001232 | PERRY SUPPLY INC
24502 | Permanently Closed | 1991-12-13 | 1976-01-01 | 1991-12-13 | Petroleum | Unleaded gasoline | Unleaded gasoline |  | Steel | Steel |  | Painted or None | Steel |  | 1901-01-01 | [15 empty] | UST Currently In Use: 0; UST Temp Close: 0; AST Currently In Use: 0; AST Temp Closed: 0 | 0 | 0 | 3 | 13845-097-001788 | PETE BATES AUTO WRECKING CO INC
24503 | Permanently Closed | 1991-12-13 | 1980-01-01 | 1991-12-13 | Petroleum | Unleaded gasoline | Unleaded gasoline |  | Steel | Steel |  | Painted or None | Steel |  | 1901-01-01 | [15 empty] | UST Currently In Use: 0; UST Temp Close: 0; AST Currently In Use: 0; AST Temp Closed: 0 | 0 | 0 | 3 | 13845-097-001788 | PETE BATES AUTO WRECKING CO INC
24504 | Permanently Closed | 1991-12-13 | 1980-01-01 | 1991-12-13 | Petroleum | On road diesel | On road diesel |  | Steel | Steel |  | Painted or None | Steel |  | 1901-01-01 | [15 empty] | UST Currently In Use: 0; UST Temp Close: 0; AST Currently In Use: 0; AST Temp Closed: 0 | 0 | 0 | 3 | 13845-097-001788 | PETE BATES AUTO WRECKING CO INC
24507 | Permanently Closed | 1994-01-18 | 1979-01-01 | 1994-01-18 | Petroleum | Used oil | Used oil |  | Steel | Steel |  |  | Steel |  | 1901-01-01 | [15 empty] | UST Currently In Use: 0; UST Temp Close: 0; AST Currently In Use: 0; AST Temp Closed: 0 | 0 | 0 | 1 | 13847-097-002492 | PETERBILT OF MOBILE INC
24508 | Permanently Closed | 1998-09-10 | 1981-10-01 | 1998-09-10 | Petroleum | Unleaded gasoline | Unleaded gasoline |  | Steel | Steel |  | Painted or None | Steel |  | 1901-01-01 | [15 empty] | UST Currently In Use: 0; UST Temp Close: 0; AST Currently In Use: 0; AST Temp Closed: 0 | 0 | 0 | 6 | 18035-049-003290 | E AND T GROCERY
24509 | Permanently Closed | 1998-09-10 | 1981-01-01 | 1998-09-10 | Petroleum | Unleaded gasoline | Unleaded gasoline |  | Steel | Steel |  | Painted or None | Steel |  | 1901-01-01 | [15 empty] | UST Currently In Use: 0; UST Temp Close: 0; AST Currently In Use: 0; AST Temp Closed: 0 | 0 | 0 | 6 | 18035-049-003290 | E AND T GROCERY
24510 | Permanently Closed | 1998-09-10 | 1981-10-01 | 1998-09-10 | Petroleum | Unleaded gasoline | Unleaded gasoline |  | Steel | Steel |  | Painted or None | Steel |  | 1901-01-01 | [15 empty] | UST Currently In Use: 0; UST Temp Close: 0; AST Currently In Use: 0; AST Temp Closed: 0 | 0 | 0 | 6 | 18035-049-003290 | E AND T GROCERY
24511 | Permanently Closed | 1998-09-10 | 1981-10-01 | 1998-09-10 | Petroleum | Unleaded gasoline | Unleaded gasoline |  | Steel | Steel |  | Painted or None | Steel |  | 1901-01-01 | [15 empty] | UST Currently In Use: 0; UST Temp Close: 0; AST Currently In Use: 0; AST Temp Closed: 0 | 0 | 0 | 6 | 18035-049-003290 | E AND T GROCERY
24512 | Permanently Closed | 1998-09-10 | 1981-10-01 | 1998-09-10 | Petroleum | On road diesel | On road diesel |  | Steel | Steel |  | Painted or None | Steel |  | 1901-01-01 | [15 empty] | UST Currently In Use: 0; UST Temp Close: 0; AST Currently In Use: 0; AST Temp Closed: 0 | 0 | 0 | 6 | 18035-049-003290 | E AND T GROCERY
24513 | Permanently Closed | 1998-09-10 | 1981-10-01 | 1998-09-10 | Petroleum | On road diesel | On road diesel |  | Steel | Steel |  | Painted or None | Steel |  | 1901-01-01 | [15 empty] | UST Currently In Use: 0; UST Temp Close: 0; AST Currently In Use: 0; AST Temp Closed: 0 | 0 | 0 | 6 | 18035-049-003290 | E AND T GROCERY
24514 | Permanently Closed | 1991-09-24 | 1968-01-01 | 1991-09-24 | Petroleum | Unleaded gasoline | Unleaded gasoline |  | Steel | Steel |  | Painted or None | Steel |  | 1901-01-01 | [15 empty] | UST Currently In Use: 0; UST Temp Close: 0; AST Currently In Use: 0; AST Temp Closed: 0 | 0 | 0 | 5 | 13849-049-006130 | EDWIN REX PETERS
24515 | Permanently Closed | 1991-09-24 | 1968-01-01 | 1991-09-24 | Petroleum | Unleaded gasoline | Unleaded gasoline |  | Steel | Steel |  | Painted or None | Steel |  | 1901-01-01 | [15 empty] | UST Currently In Use: 0; UST Temp Close: 0; AST Currently In Use: 0; AST Temp Closed: 0 | 0 | 0 | 5 | 13849-049-006130 | EDWIN REX PETERS
24516 | Permanently Closed | 1991-09-24 | 1968-01-01 | 1991-09-24 | Petroleum | Unleaded gasoline | Unleaded gasoline |  | Steel | Steel |  | Painted or None | Steel |  | 1901-01-01 | [15 empty] | UST Currently In Use: 0; UST Temp Close: 0; AST Currently In Use: 0; AST Temp Closed: 0 | 0 | 0 | 5 | 13849-049-006130 | EDWIN REX PETERS
24517 | Permanently Closed | 1991-09-24 | 1968-01-01 | 1991-09-24 | Petroleum | Unleaded gasoline | Unleaded gasoline |  | Steel | Steel |  | Painted or None | Steel |  | 1901-01-01 | [15 empty] | UST Currently In Use: 0; UST Temp Close: 0; AST Currently In Use: 0; AST Temp Closed: 0 | 0 | 0 | 5 | 13849-049-006130 | EDWIN REX PETERS
24518 | Permanently Closed | 1991-09-24 | 1968-01-01 | 1991-09-24 | Petroleum | On road diesel | On road diesel |  | Steel | Steel |  | Painted or None | Steel |  | 1901-01-01 | [15 empty] | UST Currently In Use: 0; UST Temp Close: 0; AST Currently In Use: 0; AST Temp Closed: 0 | 0 | 0 | 5 | 13849-049-006130 | EDWIN REX PETERS
24522 | Permanently Closed | 2007-10-19 | 1985-11-15 | 2008-01-02 | Petroleum | Unleaded gasoline | Unleaded gasoline | Retail | Steel | Steel | Coated & cathodic protection (sti-P3) |  | Steel |  | 1901-01-01 | Field installed cathodic protection | Catchment Basin, Single walled catchment basin | Automatic shutoff device At 95% full | Automatic shutoff device At 95% full | [11 empty] | UST Currently In Use: 0; UST Temp Close: 0; AST Currently In Use: 0; AST Temp Closed: 0 | 0 | 0 | 6 | 13849-049-006131 | EDWIN REX PETERS
24523 | Permanently Closed | 2007-10-19 | 1985-11-15 | 2008-01-02 | Petroleum | Unleaded gasoline | Unleaded gasoline | Retail | Steel | Steel | Coated & cathodic protection (sti-P3) |  | Steel |  | 1901-01-01 | Field installed cathodic protection | Catchment Basin, Single walled catchment basin | Automatic shutoff device At 95% full | Automatic shutoff device At 95% full | [11 empty] | UST Currently In Use: 0; UST Temp Close: 0; AST Currently In Use: 0; AST Temp Closed: 0 | 0 | 0 | 6 | 13849-049-006131 | EDWIN REX PETERS
24524 | Permanently Closed | 2007-10-19 | 1985-11-15 | 2008-01-02 | Petroleum | Mid-grade gasoline | Mid-grade gasoline | Retail | Steel | Steel | Coated & cathodic protection (sti-P3) |  | Steel |  | 1901-01-01 | Field installed cathodic protection | Catchment Basin, Single walled catchment basin | Automatic shutoff device At 95% full | Automatic shutoff device At 95% full | [11 empty] | UST Currently In Use: 0; UST Temp Close: 0; AST Currently In Use: 0; AST Temp Closed: 0 | 0 | 0 | 6 | 13849-049-006131 | EDWIN REX PETERS
24525 | Permanently Closed | 2007-10-19 | 1985-11-15 | 2008-01-02 | Petroleum | Premium gasoline | Premium gasoline | Retail | Steel | Steel | Coated & cathodic protection (sti-P3) |  | Steel |  | 1901-01-01 | Field installed cathodic protection | Catchment Basin, Single walled catchment basin | Automatic shutoff device At 95% full | Automatic shutoff device At 95% full | [11 empty] | UST Currently In Use: 0; UST Temp Close: 0; AST Currently In Use: 0; AST Temp Closed: 0 | 0 | 0 | 6 | 13849-049-006131 | EDWIN REX PETERS
24526 | Permanently Closed | 1999-07-21 | 1979-05-01 | 1999-07-21 | Petroleum | On road diesel | On road diesel |  | Steel | Steel |  | Painted or None | Steel |  | 1901-01-01 | None | [14 empty] | UST Currently In Use: 0; UST Temp Close: 0; AST Currently In Use: 0; AST Temp Closed: 0 | 0 | 0 | 6 | 13849-049-006131 | EDWIN REX PETERS
24527 | Permanently Closed | 1999-07-21 | 1979-05-01 | 1999-07-21 | Petroleum | On road diesel | On road diesel | Retail | Steel | Steel |  | Painted or None | Steel |  | 1901-01-01 | None | [14 empty] | UST Currently In Use: 0; UST Temp Close: 0; AST Currently In Use: 0; AST Temp Closed: 0 | 0 | 0 | 6 | 13849-049-006131 | EDWIN REX PETERS
24529 | Cannot Locate or abandoned | 2012-06-01 | 1983-01-01 |  | Petroleum | Unleaded gasoline | Unleaded gasoline | Retail | Single Wall, Steel | Steel | Field installed cathodic protection |  | Single Wall, Steel |  |  | Field installed cathodic protection | Catchment Basin, Single walled catchment basin | Automatic shutoff device At 95% full | Automatic shutoff device At 95% full |  |  | Statistical Inventory Reconciliation (SIR) | [8 empty] | UST Currently In Use: 0; UST Temp Close: 0; AST Currently In Use: 1; AST Temp Closed: 1 | 0 | 0 | 0 | 22563-055-006132 | CROWE'S BANDSAWMILL & EQUIPMENT LLC
24530 | Cannot Locate or abandoned | 2012-06-01 | 1983-01-01 |  | Petroleum | Mid-grade gasoline | Mid-grade gasoline | Retail | Single Wall, Steel | Steel | Field installed cathodic protection |  | Single Wall, Steel |  |  | Field installed cathodic protection | Catchment Basin, Single walled catchment basin | Automatic shutoff device At 95% full | Automatic shutoff device At 95% full |  |  | Statistical Inventory Reconciliation (SIR) | [8 empty] | UST Currently In Use: 0; UST Temp Close: 0; AST Currently In Use: 1; AST Temp Closed: 1 | 0 | 0 | 0 | 22563-055-006132 | CROWE'S BANDSAWMILL & EQUIPMENT LLC
24531 | Permanently Closed | 1985-06-01 | 1968-01-01 | 1985-06-01 | Petroleum | Other, X | Other |  | Steel | Steel |  |  | Steel |  | 1901-01-01 | [15 empty] | UST Currently In Use: 0; UST Temp Close: 0; AST Currently In Use: 0; AST Temp Closed: 0 | 0 | 0 | 3 | 13849-049-006133 | EDWIN REX PETERS
24532 | Permanently Closed | 1985-06-01 | 1968-01-01 | 1985-06-01 | Petroleum | Other, XC | Other |  | Steel | Steel |  |  | Steel |  | 1901-01-01 | [15 empty] | UST Currently In Use: 0; UST Temp Close: 0; AST Currently In Use: 0; AST Temp Closed: 0 | 0 | 0 | 3 | 13849-049-006133 | EDWIN REX PETERS
24533 | Permanently Closed | 1985-06-01 | 1968-01-01 | 1985-06-01 | Petroleum | Other, X | Other |  | Steel | Steel |  |  | Steel |  | 1901-01-01 | [15 empty] | UST Currently In Use: 0; UST Temp Close: 0; AST Currently In Use: 0; AST Temp Closed: 0 | 0 | 0 | 3 | 13849-049-006133 | EDWIN REX PETERS
24534 | Permanently Closed | 1901-01-01 | 1970-01-01 | 1988-01-01 | Petroleum | On road diesel | On road diesel |  | Steel | Steel |  | Painted or None | Steel |  | 1901-01-01 | [15 empty] | UST Currently In Use: 3; UST Temp Close: 0; AST Currently In Use: 0; AST Temp Closed: 0 | 3 | 0 | 6 | 25824-049-006137 | JAY SHEEHANUMAN
24535 | Permanently Closed | 1901-01-01 | 1970-01-01 | 1988-01-01 | Petroleum | On road diesel | On road diesel |  | Steel | Steel |  | Painted or None | Steel |  | 1901-01-01 | [15 empty] | UST Currently In Use: 3; UST Temp Close: 0; AST Currently In Use: 0; AST Temp Closed: 0 | 3 | 0 | 6 | 25824-049-006137 | JAY SHEEHANUMAN
24536 | Permanently Closed | 1901-01-01 | 1970-01-01 | 1988-01-01 | Petroleum | Unleaded gasoline | Unleaded gasoline |  | Steel | Steel |  | Painted or None | Steel |  | 1901-01-01 | [15 empty] | UST Currently In Use: 3; UST Temp Close: 0; AST Currently In Use: 0; AST Temp Closed: 0 | 3 | 0 | 6 | 25824-049-006137 | JAY SHEEHANUMAN
24537 | Permanently Closed | 1901-01-01 | 1970-01-01 | 1988-01-01 | Petroleum | Unleaded gasoline | Unleaded gasoline |  | Steel | Steel |  | Painted or None | Steel |  | 1901-01-01 | [15 empty] | UST Currently In Use: 3; UST Temp Close: 0; AST Currently In Use: 0; AST Temp Closed: 0 | 3 | 0 | 6 | 25824-049-006137 | JAY SHEEHANUMAN
24538 | Currently in Use |  | 1984-01-01 |  | Petroleum | On road diesel | On road diesel | Retail | Fiberglass reinforced plastic, Single Wall | Single Wall |  |  | Double Wall, Fiberglass reinforced plastic |  | 1901-01-01 |  | Catchment Basin, Single walled catchment basin | Automatic shutoff device At 95% full, Flow Rest 90% Full | Flow Rest 90% Full |  |  | Continuous Automatic Tank Gauge |  | Automatic flow restrictor (MLLD) | Automatic flow restrictor (MLLD) |  |  | Annual line testing | Annual line testing |  | UST Currently In Use: 3; UST Temp Close: 0; AST Currently In Use: 0; AST Temp Closed: 0 | 3 | 0 | 6 | 25824-049-006137 | JAY SHEEHANUMAN
24539 | Permanently Closed | 2008-06-20 | 1984-01-01 | 2008-06-20 | Petroleum | Unleaded gasoline | Unleaded gasoline | Retail | Steel | Steel | Coated & cathodic protection (sti-P3) |  | Fiberglass reinforced plastic |  | 1901-01-01 |  | Catchment Basin, Single walled catchment basin | Flow Rest 90% Full | Flow Rest 90% Full |  |  | Automatic Tank Gauge, Statistical Inventory Reconciliation (SIR) | [5 empty] | Statistical inventory reconciliation (SIR) | Statistical inventory reconciliation (SIR) |  | UST Currently In Use: 3; UST Temp Close: 0; AST Currently In Use: 0; AST Temp Closed: 0 | 3 | 0 | 6 | 25824-049-006137 | JAY SHEEHANUMAN
24541 | Permanently Closed | 2008-06-20 | 1984-01-01 | 2008-06-20 | Petroleum | Premium gasoline | Premium gasoline | Retail | Steel | Steel | Coated & cathodic protection (sti-P3) |  | Fiberglass reinforced plastic |  | 1901-01-01 |  | Catchment Basin, Single walled catchment basin | Flow Rest 90% Full | Flow Rest 90% Full |  |  | Continuous Automatic Tank Gauge |  | Automatic shutoff device (AELLD) | Automatic shutoff device (AELLD) | [5 empty] | UST Currently In Use: 3; UST Temp Close: 0; AST Currently In Use: 0; AST Temp Closed: 0 | 3 | 0 | 6 | 25824-049-006137 | JAY SHEEHANUMAN
24542 | Permanently Closed | 1991-03-19 | 1977-01-01 | 1991-03-19 | Petroleum | Unleaded gasoline | Unleaded gasoline |  | Steel | Steel |  | Painted or None | Steel |  | 1901-01-01 | [15 empty] | UST Currently In Use: 0; UST Temp Close: 0; AST Currently In Use: 0; AST Temp Closed: 0 | 0 | 0 | 3 | 13849-049-009366 | EDWIN REX PETERS
24543 | Permanently Closed | 1991-03-19 | 1968-01-01 | 1991-03-19 | Petroleum | Unleaded gasoline | Unleaded gasoline |  | Steel | Steel |  | Painted or None | Steel |  | 1901-01-01 | [15 empty] | UST Currently In Use: 0; UST Temp Close: 0; AST Currently In Use: 0; AST Temp Closed: 0 | 0 | 0 | 3 | 13849-049-009366 | EDWIN REX PETERS
24544 | Permanently Closed | 1991-03-19 | 1968-01-01 | 1991-03-19 | Petroleum | Unleaded gasoline | Unleaded gasoline |  | Steel | Steel |  | Painted or None | Steel |  | 1901-01-01 | [15 empty] | UST Currently In Use: 0; UST Temp Close: 0; AST Currently In Use: 0; AST Temp Closed: 0 | 0 | 0 | 3 | 13849-049-009366 | EDWIN REX PETERS
24545 | Permanently Closed | 1993-12-09 | 1976-01-01 | 1993-12-09 | Petroleum | Unleaded gasoline | Unleaded gasoline |  | Steel | Steel |  | Painted or None | Steel |  | 1901-01-01 | [12 empty] | Annual line testing | Annual line testing |  | UST Currently In Use: 0; UST Temp Close: 1; AST Currently In Use: 0; AST Temp Closed: 4 | 0 | 1 | 4 | 13849-055-006135 | EDWIN REX PETERS
24546 | Permanently Closed | 1993-12-09 | 1976-01-01 | 1993-12-09 | Petroleum | Unleaded gasoline | Unleaded gasoline |  | Steel | Steel |  | Painted or None | Steel |  | 1901-01-01 | [12 empty] | Annual line testing | Annual line testing |  | UST Currently In Use: 0; UST Temp Close: 1; AST Currently In Use: 0; AST Temp Closed: 4 | 0 | 1 | 4 | 13849-055-006135 | EDWIN REX PETERS
24547 | Permanently Closed | 1993-12-09 | 1976-01-01 | 1993-12-09 | Petroleum | Unleaded gasoline | Unleaded gasoline |  | Steel | Steel |  | Painted or None | Steel |  | 1901-01-01 | [12 empty] | Annual line testing | Annual line testing |  | UST Currently In Use: 0; UST Temp Close: 1; AST Currently In Use: 0; AST Temp Closed: 4 | 0 | 1 | 4 | 13849-055-006135 | EDWIN REX PETERS
24548 | Permanently Closed | 1993-12-09 | 1976-01-01 | 1993-12-09 | Petroleum | On road diesel | On road diesel |  | Steel | Steel |  | Painted or None | Steel |  | 1901-01-01 | [12 empty] | Annual line testing | Annual line testing |  | UST Currently In Use: 0; UST Temp Close: 1; AST Currently In Use: 0; AST Temp Closed: 4 | 0 | 1 | 4 | 13849-055-006135 | EDWIN REX PETERS
24549 | Currently in Use |  | 1984-05-01 |  | Petroleum | Unleaded gasoline | Unleaded gasoline | Retail | Single Wall, Steel | Steel | Field installed cathodic protection |  | Single Wall, Steel |  | 1901-01-01 | Field installed cathodic protection | Catchment Basin, Single walled catchment basin | Automatic shutoff device At 95% full | Automatic shutoff device At 95% full |  |  | Automatic Tank Gauge | [8 empty] | UST Currently In Use: 3; UST Temp Close: 0; AST Currently In Use: 0; AST Temp Closed: 0 | 3 | 0 | 2 | 25222-055-006138 | SANJAY KUMAR PATEL
24550 | Currently in Use |  | 1984-05-01 |  | Petroleum | Unleaded gasoline | Unleaded gasoline | Retail | Single Wall, Steel | Steel | Field installed cathodic protection |  | Single Wall, Steel |  | 1901-01-01 | Field installed cathodic protection | Catchment Basin, Single walled catchment basin | Automatic shutoff device At 95% full | Automatic shutoff device At 95% full |  |  | Automatic Tank Gauge | [8 empty] | UST Currently In Use: 3; UST Temp Close: 0; AST Currently In Use: 0; AST Temp Closed: 0 | 3 | 0 | 2 | 25222-055-006138 | SANJAY KUMAR PATEL
24551 | Currently in Use |  | 1984-05-01 |  | Petroleum | Premium gasoline | Premium gasoline | Retail | Single Wall, Steel | Steel | Field installed cathodic protection |  | Single Wall, Steel |  | 1901-01-01 | Field installed cathodic protection | Catchment Basin, Single walled catchment basin | Automatic shutoff device At 95% full | Automatic shutoff device At 95% full |  |  | Automatic Tank Gauge | [8 empty] | UST Currently In Use: 3; UST Temp Close: 0; AST Currently In Use: 0; AST Temp Closed: 0 | 3 | 0 | 2 | 25222-055-006138 | SANJAY KUMAR PATEL
24552 | Permanently Closed | 1996-05-02 | 1965-01-01 | 1996-05-02 | Petroleum | Unleaded gasoline | Unleaded gasoline |  | Steel | Steel |  | Painted or None | Steel |  | 1901-01-01 | [12 empty] | Annual line testing | Annual line testing |  | UST Currently In Use: 3; UST Temp Close: 0; AST Currently In Use: 0; AST Temp Closed: 0 | 3 | 0 | 2 | 25222-055-006138 | SANJAY KUMAR PATEL
24553 | Permanently Closed | 1996-05-02 | 1965-01-01 | 1996-05-02 | Petroleum | Kerosene | Kerosene |  | Steel | Steel |  | Painted or None | Steel |  | 1901-01-01 | [12 empty] | Annual line testing | Annual line testing |  | UST Currently In Use: 3; UST Temp Close: 0; AST Currently In Use: 0; AST Temp Closed: 0 | 3 | 0 | 2 | 25222-055-006138 | SANJAY KUMAR PATEL
24554 | Currently in Use |  | 1977-06-01 |  | Petroleum | Unleaded gasoline | Unleaded gasoline | Retail | Single Wall, Steel | Steel | Field installed cathodic protection |  | Double Wall, Fiberglass reinforced plastic |  |  |  | Catchment Basin, Single walled catchment basin | Automatic shutoff device At 95% full | Automatic shutoff device At 95% full |  |  | Automatic Tank Gauge |  | Automatic flow restrictor (MLLD), Containment Sump | Containment Sump | Interstitial Monitoring within Secondary Containment |  | Continuous alarm system | Continuous alarm system |  | UST Currently In Use: 3; UST Temp Close: 0; AST Currently In Use: 0; AST Temp Closed: 0 | 3 | 0 | 0 | 24976-055-006139 | LANZAS KARLA
24555 | Currently in Use |  | 1977-06-01 |  | Petroleum | Other, 100% | Other | Retail | Single Wall, Steel | Steel | Field installed cathodic protection |  | Double Wall, Fiberglass reinforced plastic |  |  |  | Catchment Basin, Single walled catchment basin | Automatic shutoff device At 95% full | Automatic shutoff device At 95% full |  |  | Automatic Tank Gauge |  | Automatic flow restrictor (MLLD), Containment Sump | Containment Sump | Interstitial Monitoring within Secondary Containment |  | Continuous alarm system | Continuous alarm system |  | UST Currently In Use: 3; UST Temp Close: 0; AST Currently In Use: 0; AST Temp Closed: 0 | 3 | 0 | 0 | 24976-055-006139 | LANZAS KARLA
24556 | Currently in Use |  | 1977-06-01 |  | Petroleum | On road diesel | On road diesel | Retail | Single Wall, Steel | Steel | Field installed cathodic protection |  | Double Wall, Fiberglass reinforced plastic |  |  |  | Catchment Basin, Single walled catchment basin | Automatic shutoff device At 95% full | Automatic shutoff device At 95% full |  |  | Automatic Tank Gauge |  | Automatic flow restrictor (MLLD), Containment Sump | Containment Sump | Interstitial Monitoring within Secondary Containment |  | Continuous alarm system | Continuous alarm system |  | UST Currently In Use: 3; UST Temp Close: 0; AST Currently In Use: 0; AST Temp Closed: 0 | 3 | 0 | 0 | 24976-055-006139 | LANZAS KARLA
24557 | Permanently Closed | 1998-12-17 | 1980-01-01 | 1999-07-22 | Petroleum | Unleaded gasoline | Unleaded gasoline | Retail | Steel | Steel |  | Painted or None | Steel |  | 1901-01-01 | [15 empty] | UST Currently In Use: 0; UST Temp Close: 0; AST Currently In Use: 0; AST Temp Closed: 0 | 0 | 0 | 3 | 13849-055-006140 | EDWIN REX PETERS
24558 | Permanently Closed | 1998-12-17 | 1980-01-01 | 1999-07-22 | Petroleum | Unleaded gasoline | Unleaded gasoline | Retail | Steel | Steel |  | Painted or None | Steel |  | 1901-01-01 | [15 empty] | UST Currently In Use: 0; UST Temp Close: 0; AST Currently In Use: 0; AST Temp Closed: 0 | 0 | 0 | 3 | 13849-055-006140 | EDWIN REX PETERS
24559 | Permanently Closed | 1998-12-17 | 1980-01-01 | 1999-07-22 | Petroleum | Other, OFFROAD | Other | Retail | Steel | Steel |  | Painted or None | Steel |  | 1901-01-01 | [15 empty] | UST Currently In Use: 0; UST Temp Close: 0; AST Currently In Use: 0; AST Temp Closed: 0 | 0 | 0 | 3 | 13849-055-006140 | EDWIN REX PETERS
24560 | Retired | 1985-05-01 | 1971-01-01 |  | Petroleum | Other, S | Other |  | Steel | Steel |  |  | Steel |  | 1901-01-01 | [15 empty] | UST Currently In Use: 0; UST Temp Close: 0; AST Currently In Use: 0; AST Temp Closed: 0 | 0 | 0 | 0 | 13849-055-009364 | EDWIN REX PETERS
24561 | Retired | 1985-05-01 | 1971-01-01 |  | Petroleum | Other, X | Other |  | Steel | Steel |  |  | Steel |  | 1901-01-01 | [15 empty] | UST Currently In Use: 0; UST Temp Close: 0; AST Currently In Use: 0; AST Temp Closed: 0 | 0 | 0 | 0 | 13849-055-009364 | EDWIN REX PETERS
24562 | Currently in Use |  | 1990-02-25 |  | Petroleum | Unleaded gasoline | Unleaded gasoline | Retail | Steel | Steel | Coated & cathodic protection (sti-P3) |  | Fiberglass reinforced plastic |  |  | Other, FLXS ISOLA | Catchment Basin, Single walled catchment basin | Automatic shutoff device At 95% full | Automatic shutoff device At 95% full |  |  | Statistical Inventory Reconciliation (SIR) |  | Automatic flow restrictor (MLLD) | Automatic flow restrictor (MLLD) |  |  | Statistical inventory reconciliation (SIR) | Statistical inventory reconciliation (SIR) |  | UST Currently In Use: 2; UST Temp Close: 2; AST Currently In Use: 0; AST Temp Closed: 0 | 2 | 2 | 0 | 24292-055-014857 | K.K. - LALAJIBHAI PATEL
24563 | Currently in Use |  | 1990-02-25 |  | Petroleum | Unleaded gasoline | Unleaded gasoline | Retail | Steel | Steel | Coated & cathodic protection (sti-P3) |  | Fiberglass reinforced plastic |  |  | Other, FLXS ISOLA | Catchment Basin, Single walled catchment basin | Automatic shutoff device At 95% full | Automatic shutoff device At 95% full |  |  | Statistical Inventory Reconciliation (SIR) |  | Automatic flow restrictor (MLLD) | Automatic flow restrictor (MLLD) |  |  | Statistical inventory reconciliation (SIR) | Statistical inventory reconciliation (SIR) |  | UST Currently In Use: 2; UST Temp Close: 2; AST Currently In Use: 0; AST Temp Closed: 0 | 2 | 2 | 0 | 24292-055-014857 | K.K. - LALAJIBHAI PATEL
24564 | Temporary Closed | 2008-12-30 | 1990-02-25 |  | Petroleum | Unleaded gasoline | Unleaded gasoline | Retail | Steel | Steel | Coated & cathodic protection (sti-P3) |  | Fiberglass reinforced plastic |  |  | Other, FLXS ISOLA | Catchment Basin, Single walled catchment basin | Automatic shutoff device At 95% full | Automatic shutoff device At 95% full |  |  | Statistical Inventory Reconciliation (SIR) |  | Automatic flow restrictor (MLLD) | Automatic flow restrictor (MLLD) |  |  | Statistical inventory reconciliation (SIR) | Statistical inventory reconciliation (SIR) |  | UST Currently In Use: 2; UST Temp Close: 2; AST Currently In Use: 0; AST Temp Closed: 0 | 2 | 2 | 0 | 24292-055-014857 | K.K. - LALAJIBHAI PATEL
24565 | Temporary Closed | 2002-05-01 | 1990-02-25 |  | Petroleum | Kerosene | Kerosene | Retail | Steel | Steel | Coated & cathodic protection (sti-P3) |  | Fiberglass reinforced plastic |  |  | Other, FLXS ISOLA | Catchment Basin, Single walled catchment basin | Automatic shutoff device At 95% full | Automatic shutoff device At 95% full |  |  | Statistical Inventory Reconciliation (SIR) | [8 empty] | UST Currently In Use: 2; UST Temp Close: 2; AST Currently In Use: 0; AST Temp Closed: 0 | 2 | 2 | 0 | 24292-055-014857 | K.K. - LALAJIBHAI PATEL
24566 | Permanently Closed | 1991-03-19 | 1984-01-01 | 1991-03-19 | Petroleum | Unleaded gasoline | Unleaded gasoline |  | Steel | Steel |  | Painted or None | Steel |  | 1901-01-01 | [15 empty] | UST Currently In Use: 0; UST Temp Close: 0; AST Currently In Use: 0; AST Temp Closed: 0 | 0 | 0 | 3 | 13849-095-012610 | EDWIN REX PETERS
24567 | Permanently Closed | 1991-03-19 | 1984-01-01 | 1991-03-19 | Petroleum | Unleaded gasoline | Unleaded gasoline |  | Steel | Steel |  | Painted or None | Steel |  | 1901-01-01 | [15 empty] | UST Currently In Use: 0; UST Temp Close: 0; AST Currently In Use: 0; AST Temp Closed: 0 | 0 | 0 | 3 | 13849-095-012610 | EDWIN REX PETERS
24568 | Permanently Closed | 1991-03-19 | 1984-01-01 | 1991-03-19 | Petroleum | Unleaded gasoline | Unleaded gasoline |  | Steel | Steel |  | Painted or None | Steel |  | 1901-01-01 | [15 empty] | UST Currently In Use: 0; UST Temp Close: 0; AST Currently In Use: 0; AST Temp Closed: 0 | 0 | 0 | 3 | 13849-095-012610 | EDWIN REX PETERS
24569 | Permanently Closed | 1901-01-01 | 1971-01-01 | 1988-11-17 | Petroleum | Unleaded gasoline | Unleaded gasoline |  | Steel | Steel |  |  |  |  | 1901-01-01 | [15 empty] | UST Currently In Use: 0; UST Temp Close: 0; AST Currently In Use: 0; AST Temp Closed: 0 | 0 | 0 | 2 | 13849-095-012611 | EDWIN REX PETERS
24570 | Permanently Closed | 1901-01-01 | 1971-01-01 | 1988-11-17 | Petroleum | Unleaded gasoline | Unleaded gasoline |  | Steel | Steel |  |  |  |  | 1901-01-01 | [15 empty] | UST Currently In Use: 0; UST Temp Close: 0; AST Currently In Use: 0; AST Temp Closed: 0 | 0 | 0 | 2 | 13849-095-012611 | EDWIN REX PETERS
24571 | Temporary Closed | 2003-03-19 | 1988-08-25 |  | Petroleum | Unleaded gasoline | Unleaded gasoline | Retail | Fiberglass reinforced plastic, Single Wall | Single Wall |  |  | Fiberglass reinforced plastic, Single Wall |  | 1901-01-01 |  | Catchment Basin, Single walled catchment basin | Automatic shutoff device At 95% full | Automatic shutoff device At 95% full |  |  | Statistical Inventory Reconciliation (SIR) |  | Automatic flow restrictor (MLLD) | Automatic flow restrictor (MLLD) |  |  | Annual line testing, Statistical inventory reconciliation (SIR) | Statistical inventory reconciliation (SIR) |  | UST Currently In Use: 0; UST Temp Close: 4; AST Currently In Use: 0; AST Temp Closed: 0 | 0 | 4 | 0 | 13849-095-012612 | EDWIN REX PETERS
24572 | Temporary Closed | 2003-03-19 | 1988-08-25 |  | Petroleum | Mid-grade gasoline | Mid-grade gasoline | Retail | Fiberglass reinforced plastic, Single Wall | Single Wall |  |  | Fiberglass reinforced plastic, Single Wall |  | 1901-01-01 |  | Catchment Basin, Single walled catchment basin | Automatic shutoff device At 95% full | Automatic shutoff device At 95% full |  |  | Statistical Inventory Reconciliation (SIR) |  | Automatic flow restrictor (MLLD) | Automatic flow restrictor (MLLD) |  |  | Annual line testing, Statistical inventory reconciliation (SIR) | Statistical inventory reconciliation (SIR) |  | UST Currently In Use: 0; UST Temp Close: 4; AST Currently In Use: 0; AST Temp Closed: 0 | 0 | 4 | 0 | 13849-095-012612 | EDWIN REX PETERS
24573 | Temporary Closed | 2003-03-19 | 1988-08-25 |  | Petroleum | Premium gasoline | Premium gasoline | Retail | Fiberglass reinforced plastic, Single Wall | Single Wall |  |  | Fiberglass reinforced plastic, Single Wall |  | 1901-01-01 |  | Catchment Basin, Single walled catchment basin | Automatic shutoff device At 95% full | Automatic shutoff device At 95% full |  |  | Statistical Inventory Reconciliation (SIR) |  | Automatic flow restrictor (MLLD) | Automatic flow restrictor (MLLD) |  |  | Annual line testing, Statistical inventory reconciliation (SIR) | Statistical inventory reconciliation (SIR) |  | UST Currently In Use: 0; UST Temp Close: 4; AST Currently In Use: 0; AST Temp Closed: 0 | 0 | 4 | 0 | 13849-095-012612 | EDWIN REX PETERS
24574 | Retired | 1988-09-30 | 1971-01-01 |  | Petroleum | Used oil | Used oil |  | Steel | Steel |  |  |  |  | 1901-01-01 | [12 empty] | Annual line testing | Annual line testing |  | UST Currently In Use: 0; UST Temp Close: 4; AST Currently In Use: 0; AST Temp Closed: 0 | 0 | 4 | 0 | 13849-095-012612 | EDWIN REX PETERS
24575 | Temporary Closed | 2003-03-19 | 1988-08-25 |  | Petroleum | On road diesel | On road diesel | Retail | Single Wall, Steel | Steel | Coated & cathodic protection (sti-P3) |  | Fiberglass reinforced plastic, Single Wall |  |  |  | Catchment Basin, Single walled catchment basin | Automatic shutoff device At 95% full | Automatic shutoff device At 95% full |  |  | Statistical Inventory Reconciliation (SIR) | [8 empty] | UST Currently In Use: 0; UST Temp Close: 4; AST Currently In Use: 0; AST Temp Closed: 0 | 0 | 4 | 0 | 13849-095-012612 | EDWIN REX PETERS
24576 | Permanently Closed | 1993-01-14 | 1971-01-01 | 1993-01-14 | Petroleum | Unleaded gasoline | Unleaded gasoline |  | Steel | Steel |  |  |  |  | 1901-01-01 | [15 empty] | UST Currently In Use: 1; UST Temp Close: 0; AST Currently In Use: 2; AST Temp Closed: 0 | 1 | 0 | 3 | 25590-095-012613 | JAY GURUDEV INC
24577 | Permanently Closed | 1993-01-14 | 1971-01-01 | 1993-01-14 | Petroleum | Unleaded gasoline | Unleaded gasoline |  | Steel | Steel |  |  |  |  | 1901-01-01 | [15 empty] | UST Currently In Use: 1; UST Temp Close: 0; AST Currently In Use: 2; AST Temp Closed: 0 | 1 | 0 | 3 | 25590-095-012613 | JAY GURUDEV INC
24578 | Permanently Closed | 1992-10-21 | 1971-01-01 | 1992-10-21 | Petroleum | Unleaded gasoline | Unleaded gasoline |  | Steel | Steel |  |  |  |  | 1901-01-01 | [15 empty] | UST Currently In Use: 1; UST Temp Close: 0; AST Currently In Use: 2; AST Temp Closed: 0 | 1 | 0 | 3 | 25590-095-012613 | JAY GURUDEV INC
24579 | Permanently Closed | 1992-12-10 | 1971-01-01 | 1992-12-10 | Petroleum | Unleaded gasoline | Unleaded gasoline |  | Steel | Steel |  |  |  |  | 1901-01-01 | [12 empty] | Annual line testing | Annual line testing |  | UST Currently In Use: 0; UST Temp Close: 0; AST Currently In Use: 0; AST Temp Closed: 0 | 0 | 0 | 6 | 13849-095-012614 | EDWIN REX PETERS
24580 | Permanently Closed | 1992-12-10 | 1971-01-01 | 1992-12-10 | Petroleum | Unleaded gasoline | Unleaded gasoline |  | Steel | Steel |  |  |  |  | 1901-01-01 | [12 empty] | Annual line testing | Annual line testing |  | UST Currently In Use: 0; UST Temp Close: 0; AST Currently In Use: 0; AST Temp Closed: 0 | 0 | 0 | 6 | 13849-095-012614 | EDWIN REX PETERS
24581 | Permanently Closed | 1992-12-10 | 1971-01-01 | 1992-12-10 | Petroleum | Unleaded gasoline | Unleaded gasoline |  | Steel | Steel |  |  |  |  | 1901-01-01 | [12 empty] | Annual line testing | Annual line testing |  | UST Currently In Use: 0; UST Temp Close: 0; AST Currently In Use: 0; AST Temp Closed: 0 | 0 | 0 | 6 | 13849-095-012614 | EDWIN REX PETERS
24582 | Permanently Closed | 1992-12-10 | 1971-01-01 | 1992-12-10 | Petroleum | Unleaded gasoline | Unleaded gasoline |  | Fiberglass reinforced plastic | Fiberglass reinforced plastic |  |  |  |  | 1901-01-01 | [15 empty] | UST Currently In Use: 0; UST Temp Close: 0; AST Currently In Use: 0; AST Temp Closed: 0 | 0 | 0 | 6 | 13849-095-012614 | EDWIN REX PETERS
24583 | Permanently Closed | 1992-12-10 | 1971-01-01 | 1992-12-10 | Petroleum | Used oil | Used oil |  | Steel | Steel |  |  |  |  | 1901-01-01 | [15 empty] | UST Currently In Use: 0; UST Temp Close: 0; AST Currently In Use: 0; AST Temp Closed: 0 | 0 | 0 | 6 | 13849-095-012614 | EDWIN REX PETERS
24584 | Permanently Closed | 1992-12-10 | 1971-01-01 | 1992-12-10 | Petroleum | Used oil | Used oil |  | Steel | Steel |  |  |  |  | 1901-01-01 | [15 empty] | UST Currently In Use: 0; UST Temp Close: 0; AST Currently In Use: 0; AST Temp Closed: 0 | 0 | 0 | 6 | 13849-095-012614 | EDWIN REX PETERS
24585 | Currently in Use |  | 1987-05-01 |  | Petroleum | Unleaded gasoline | Unleaded gasoline | Retail | Single Wall, Steel, MANIFOLDED | Steel | Coated & cathodic protection (sti-P3) |  | Fiberglass reinforced plastic, Single Wall |  |  |  | Catchment Basin, Single walled catchment basin | Automatic shutoff device At 95% full, Flow Rest 90% Full | Flow Rest 90% Full |  |  | Continuous Automatic Tank Gauge |  | Other, MANIFOLDED | Other |  |  | Other, SLAVE | Other |  | UST Currently In Use: 4; UST Temp Close: 0; AST Currently In Use: 2; AST Temp Closed: 0 | 4 | 0 | 0 | 25581-095-012875 | CHIRAG J AJBANI
24586 | Currently in Use |  | 1987-05-01 |  | Petroleum | Unleaded gasoline | Unleaded gasoline | Retail | Single Wall, Steel, MANIFOLDED | Steel | Coated & cathodic protection (sti-P3) |  | Double Wall, Fiberglass reinforced plastic |  |  |  | Catchment Basin, Single walled catchment basin | Automatic shutoff device At 95% full, Flow Rest 90% Full | Flow Rest 90% Full |  |  | Continuous Automatic Tank Gauge |  | Automatic shutoff device (AELLD), Sump sensor relayed to automatically shut off submersible pump, MANIFOLDED | Sump sensor relayed to automatically shut off submersible pump |  |  | Other, MASTER | Other |  | UST Currently In Use: 4; UST Temp Close: 0; AST Currently In Use: 2; AST Temp Closed: 0 | 4 | 0 | 0 | 25581-095-012875 | CHIRAG J AJBANI
24587 | Currently in Use |  | 1987-05-01 |  | Petroleum | Unleaded gasoline | Unleaded gasoline | Retail | Single Wall, Steel, MANIFOLDED | Steel | Coated & cathodic protection (sti-P3) |  | Double Wall, Fiberglass reinforced plastic |  |  |  | Catchment Basin, Single walled catchment basin | Automatic shutoff device At 95% full, Flow Rest 90% Full | Flow Rest 90% Full |  |  | Continuous Automatic Tank Gauge |  | Other, MANIFOLDED | Other |  |  | Other, SLAVE | Other |  | UST Currently In Use: 4; UST Temp Close: 0; AST Currently In Use: 2; AST Temp Closed: 0 | 4 | 0 | 0 | 25581-095-012875 | CHIRAG J AJBANI
24588 | Temporary Closed | 2001-07-27 | 1989-04-15 |  | Petroleum | Unleaded gasoline | Unleaded gasoline | Retail | Steel | Steel | Coated & cathodic protection (sti-P3) |  | Steel |  |  | Galvanic Cathodic | Catchment Basin, Single walled catchment basin | Automatic shutoff device At 95% full | Automatic shutoff device At 95% full | [11 empty] | UST Currently In Use: 0; UST Temp Close: 4; AST Currently In Use: 0; AST Temp Closed: 0 | 0 | 4 | 0 | 25739-095-014085 | SACHIN PATEL
24589 | Temporary Closed | 2001-07-27 | 1989-04-15 |  | Petroleum | Unleaded gasoline | Unleaded gasoline | Retail | Steel | Steel | Coated & cathodic protection (sti-P3) |  | Steel |  |  | Galvanic Cathodic | Catchment Basin, Single walled catchment basin | Automatic shutoff device At 95% full | Automatic shutoff device At 95% full | [11 empty] | UST Currently In Use: 0; UST Temp Close: 4; AST Currently In Use: 0; AST Temp Closed: 0 | 0 | 4 | 0 | 25739-095-014085 | SACHIN PATEL
24590 | Temporary Closed | 2001-07-27 | 1989-04-15 |  | Petroleum | Mid-grade gasoline | Mid-grade gasoline | Retail | Steel | Steel | Coated & cathodic protection (sti-P3) |  | Steel |  |  | Galvanic Cathodic | Catchment Basin, Single walled catchment basin | Automatic shutoff device At 95% full | Automatic shutoff device At 95% full | [11 empty] | UST Currently In Use: 0; UST Temp Close: 4; AST Currently In Use: 0; AST Temp Closed: 0 | 0 | 4 | 0 | 25739-095-014085 | SACHIN PATEL
24591 | Temporary Closed | 2001-07-27 | 1989-04-15 |  | Petroleum | Premium gasoline | Premium gasoline | Retail | Steel | Steel | Coated & cathodic protection (sti-P3) |  | Steel |  |  | Galvanic Cathodic | Catchment Basin, Single walled catchment basin | Automatic shutoff device At 95% full | Automatic shutoff device At 95% full | [11 empty] | UST Currently In Use: 0; UST Temp Close: 4; AST Currently In Use: 0; AST Temp Closed: 0 | 0 | 4 | 0 | 25739-095-014085 | SACHIN PATEL
24592 | Permanently Closed | 1901-01-01 | 1963-01-01 | 1988-11-28 | Petroleum | Unleaded gasoline | Unleaded gasoline |  | Steel | Steel |  |  |  |  | 1901-01-01 | [15 empty] | UST Currently In Use: 0; UST Temp Close: 0; AST Currently In Use: 0; AST Temp Closed: 0 | 0 | 0 | 1 | 13852-089-009964 | PETERSON ELECTRIC CO INC
24593 | Permanently Closed | 1901-01-01 | 1973-01-01 | 1988-01-01 | Petroleum | On road diesel | On road diesel |  | Steel | Steel |  | Painted or None | Steel |  | 1901-01-01 | [15 empty] | UST Currently In Use: 0; UST Temp Close: 0; AST Currently In Use: 0; AST Temp Closed: 0 | 0 | 0 | 3 | 13853-041-009044 | PETREY FREIGHT LINE INC
24594 | Permanently Closed | 1901-01-01 | 1975-01-01 | 1988-01-01 | Petroleum | Kerosene | Kerosene |  | Steel | Steel |  | Painted or None | Steel |  | 1901-01-01 | [15 empty] | UST Currently In Use: 0; UST Temp Close: 0; AST Currently In Use: 0; AST Temp Closed: 0 | 0 | 0 | 3 | 13853-041-009044 | PETREY FREIGHT LINE INC
24595 | Permanently Closed | 1990-11-21 | 1977-01-01 | 1990-11-21 | Petroleum | On road diesel | On road diesel |  | Steel | Steel |  | Painted or None | Steel |  | 1901-01-01 | [15 empty] | UST Currently In Use: 0; UST Temp Close: 0; AST Currently In Use: 0; AST Temp Closed: 0 | 0 | 0 | 3 | 13853-041-009044 | PETREY FREIGHT LINE INC
24596 | Retired | 1988-08-08 | 1979-01-01 |  | Petroleum | Unleaded gasoline | Unleaded gasoline |  | Steel | Steel |  | Painted or None | Steel |  | 1901-01-01 | [15 empty] | UST Currently In Use: 0; UST Temp Close: 0; AST Currently In Use: 0; AST Temp Closed: 0 | 0 | 0 | 0 | 13854-073-011904 | PETRO SUPPLY CO INC
24597 | Permanently Closed | 1998-12-15 | 1976-01-01 | 1999-11-12 | Petroleum | Unleaded gasoline | Unleaded gasoline |  | Steel | Steel |  | Painted or None | Steel |  | 1901-01-01 | [6 empty] | Statistical Inventory Reconciliation (SIR) | [8 empty] | UST Currently In Use: 0; UST Temp Close: 0; AST Currently In Use: 0; AST Temp Closed: 0 | 0 | 0 | 5 | 13855-089-003458 | PETROL MART INC
24598 | Permanently Closed | 1998-12-15 | 1976-01-01 | 1999-11-12 | Petroleum | Unleaded gasoline | Unleaded gasoline |  | Steel | Steel |  | Painted or None | Steel |  | 1901-01-01 | [6 empty] | Statistical Inventory Reconciliation (SIR) | [8 empty] | UST Currently In Use: 0; UST Temp Close: 0; AST Currently In Use: 0; AST Temp Closed: 0 | 0 | 0 | 5 | 13855-089-003458 | PETROL MART INC
24599 | Permanently Closed | 1998-12-15 | 1976-01-01 | 1999-11-12 | Petroleum | On road diesel | On road diesel |  | Steel | Steel |  | Painted or None | Steel |  | 1901-01-01 | [6 empty] | Statistical Inventory Reconciliation (SIR) | [8 empty] | UST Currently In Use: 0; UST Temp Close: 0; AST Currently In Use: 0; AST Temp Closed: 0 | 0 | 0 | 5 | 13855-089-003458 | PETROL MART INC
24600 | Permanently Closed | 1998-12-15 | 1983-01-01 | 1999-11-12 | Petroleum | Kerosene | Kerosene |  | Steel | Steel |  | Painted or None | Steel |  | 1901-01-01 | [6 empty] | Statistical Inventory Reconciliation (SIR) | [8 empty] | UST Currently In Use: 0; UST Temp Close: 0; AST Currently In Use: 0; AST Temp Closed: 0 | 0 | 0 | 5 | 13855-089-003458 | PETROL MART INC
24601 | Permanently Closed | 1998-12-15 | 1983-01-01 | 1999-11-12 | Petroleum | Unleaded gasoline | Unleaded gasoline |  | Steel | Steel |  | Painted or None | Steel |  | 1901-01-01 | [6 empty] | Statistical Inventory Reconciliation (SIR) | [8 empty] | UST Currently In Use: 0; UST Temp Close: 0; AST Currently In Use: 0; AST Temp Closed: 0 | 0 | 0 | 5 | 13855-089-003458 | PETROL MART INC
24602 | Currently in Use |  | 1977-01-01 |  | Petroleum | Unleaded gasoline | Unleaded gasoline | Retail | Single Wall, Steel | Steel | Field installed cathodic protection, Interior lined (not allowed as a standalone method of corrosion protection) |  | Double Wall, Flexible |  |  | Other, FLXS ISOLA | Catchment Basin, Single walled catchment basin | Automatic shutoff device At 95% full | Automatic shutoff device At 95% full |  |  | Continuous Automatic Tank Gauge | Single walled submersible pump containment sump | Automatic shutoff device (AELLD), Containment Sump | Containment Sump | [5 empty] | UST Currently In Use: 3; UST Temp Close: 0; AST Currently In Use: 0; AST Temp Closed: 0 | 3 | 0 | 0 | 15201-077-013507 | VULCAN OIL COMPANY INC.
24603 | Currently in Use |  | 1977-01-01 |  | Petroleum | Premium gasoline | Premium gasoline | Retail | Single Wall, Steel | Steel | Field installed cathodic protection, Interior lined (not allowed as a standalone method of corrosion protection) |  | Double Wall, Flexible, GEOFLEX |  |  | Other, FLXS ISOLA | Catchment Basin, Single walled catchment basin | Automatic shutoff device At 95% full | Automatic shutoff device At 95% full |  |  | Continuous Automatic Tank Gauge | Single walled submersible pump containment sump | Automatic shutoff device (AELLD), Containment Sump | Containment Sump | [5 empty] | UST Currently In Use: 3; UST Temp Close: 0; AST Currently In Use: 0; AST Temp Closed: 0 | 3 | 0 | 0 | 15201-077-013507 | VULCAN OIL COMPANY INC.
24604 | Currently in Use |  | 1977-01-01 |  | Petroleum | On road diesel | On road diesel | Retail | Single Wall, Steel | Steel | Field installed cathodic protection, Interior lined (not allowed as a standalone method of corrosion protection) |  | Double Wall, Flexible |  |  | Other, FLXS ISOLA | Catchment Basin, Single walled catchment basin | Automatic shutoff device At 95% full | Automatic shutoff device At 95% full |  |  | Continuous Automatic Tank Gauge | Single walled submersible pump containment sump | Automatic shutoff device (AELLD), Containment Sump | Containment Sump | [5 empty] | UST Currently In Use: 3; UST Temp Close: 0; AST Currently In Use: 0; AST Temp Closed: 0 | 3 | 0 | 0 | 15201-077-013507 | VULCAN OIL COMPANY INC.
24607 | Permanently Closed | 1998-07-25 | 1974-01-01 | 1998-07-25 | Petroleum | Unleaded gasoline | Unleaded gasoline |  | Steel | Steel | Interior lined (not allowed as a standalone method of corrosion protection) | Painted or None | Steel |  | 1901-01-01 |  | Catchment Basin, Single walled catchment basin | Automatic shutoff device At 95% full | Automatic shutoff device At 95% full |  |  | Statistical Inventory Reconciliation (SIR) | [5 empty] | Annual line testing | Annual line testing |  | UST Currently In Use: 2; UST Temp Close: 0; AST Currently In Use: 1; AST Temp Closed: 0 | 2 | 0 | 3 | 25687-083-013497 | RAMA RAMANI PENMATSA
24608 | Permanently Closed | 1998-07-25 | 1974-01-01 | 1998-07-25 | Petroleum | Unleaded gasoline | Unleaded gasoline |  | Steel | Steel | Interior lined (not allowed as a standalone method of corrosion protection) | Painted or None | Steel |  | 1901-01-01 | [6 empty] | Statistical Inventory Reconciliation (SIR) | [5 empty] | Annual line testing | Annual line testing |  | UST Currently In Use: 2; UST Temp Close: 0; AST Currently In Use: 1; AST Temp Closed: 0 | 2 | 0 | 3 | 25687-083-013497 | RAMA RAMANI PENMATSA
24609 | Permanently Closed | 1998-07-25 | 1974-01-01 | 1998-07-25 | Petroleum | Unleaded gasoline | Unleaded gasoline |  | Steel | Steel | Interior lined (not allowed as a standalone method of corrosion protection) | Painted or None | Steel |  | 1901-01-01 | [6 empty] | Statistical Inventory Reconciliation (SIR) | [5 empty] | Annual line testing | Annual line testing |  | UST Currently In Use: 2; UST Temp Close: 0; AST Currently In Use: 1; AST Temp Closed: 0 | 2 | 0 | 3 | 25687-083-013497 | RAMA RAMANI PENMATSA
24610 | Currently in Use |  | 1989-08-01 |  | Petroleum | Unleaded gasoline | Unleaded gasoline | Retail | Fiberglass reinforced plastic, Single Wall | Single Wall |  |  | Fiberglass reinforced plastic, Single Wall |  | 1901-01-01 |  | Catchment Basin, Single walled catchment basin | Automatic shutoff device At 95% full | Automatic shutoff device At 95% full |  |  | Automatic Tank Gauge |  | Automatic flow restrictor (MLLD) | Automatic flow restrictor (MLLD) |  |  | Annual line testing | Annual line testing |  | UST Currently In Use: 3; UST Temp Close: 0; AST Currently In Use: 0; AST Temp Closed: 0 | 3 | 0 | 0 | 24686-089-014564 | PAPA JACKS INC.
24611 | Currently in Use |  | 1989-08-01 |  | Petroleum | Premium gasoline | Premium gasoline | Retail | Fiberglass reinforced plastic, Single Wall | Single Wall |  |  | Fiberglass reinforced plastic, Single Wall |  | 1901-01-01 |  | Catchment Basin, Single walled catchment basin | Automatic shutoff device At 95% full, Flow Rest 90% Full | Flow Rest 90% Full |  |  | Automatic Tank Gauge |  | Automatic flow restrictor (MLLD) | Automatic flow restrictor (MLLD) |  |  | Annual line testing | Annual line testing |  | UST Currently In Use: 3; UST Temp Close: 0; AST Currently In Use: 0; AST Temp Closed: 0 | 3 | 0 | 0 | 24686-089-014564 | PAPA JACKS INC.
24612 | Currently in Use |  | 1989-08-01 |  | Petroleum | Premium gasoline | Premium gasoline | Retail | Fiberglass reinforced plastic, Single Wall | Single Wall |  |  | Fiberglass reinforced plastic, Single Wall |  | 1901-01-01 |  | Catchment Basin, Single walled catchment basin | Automatic shutoff device At 95% full, Flow Rest 90% Full | Flow Rest 90% Full |  |  | Automatic Tank Gauge |  | Automatic flow restrictor (MLLD) | Automatic flow restrictor (MLLD) |  |  | Annual line testing | Annual line testing |  | UST Currently In Use: 3; UST Temp Close: 0; AST Currently In Use: 0; AST Temp Closed: 0 | 3 | 0 | 0 | 24686-089-014564 | PAPA JACKS INC.
24613 | Currently in Use |  | 1984-01-01 |  | Petroleum | Unleaded gasoline | Unleaded gasoline | Retail | Single Wall, Steel | Steel | Coated & cathodic protection (sti-P3) |  | Double Wall, Fiberglass reinforced plastic |  | 2020-01-13 |  | Catchment Basin, Single walled catchment basin | Automatic shutoff device At 95% full | Automatic shutoff device At 95% full |  |  | Continuous Automatic Tank Gauge, Statistical Inventory Reconciliation (SIR) | Single walled submersible pump containment sump | Automatic shutoff device (AELLD), Containment Sump | Containment Sump | Interstitial Monitoring within Secondary Containment | SENSOR TO ATG | Statistical inventory reconciliation (SIR) | Statistical inventory reconciliation (SIR) |  | UST Currently In Use: 1; UST Temp Close: 2; AST Currently In Use: 0; AST Temp Closed: 0 | 1 | 2 | 0 | 25608-103-001320 | JAY VASUDEV INC
24614 | Temporary Closed | 2017-08-31 | 1984-01-01 |  | Petroleum | Premium gasoline | Premium gasoline | Retail | Single Wall, Steel | Steel | Coated & cathodic protection (sti-P3) |  | Double Wall, Fiberglass reinforced plastic |  | 2020-01-13 |  | Catchment Basin, Single walled catchment basin | Automatic shutoff device At 95% full | Automatic shutoff device At 95% full |  |  | Statistical Inventory Reconciliation (SIR) | Single walled submersible pump containment sump | Automatic shutoff device (AELLD), Containment Sump | Containment Sump | [5 empty] | UST Currently In Use: 1; UST Temp Close: 2; AST Currently In Use: 0; AST Temp Closed: 0 | 1 | 2 | 0 | 25608-103-001320 | JAY VASUDEV INC
24615 | Temporary Closed | 2010-06-01 | 1984-01-01 |  | Petroleum | On road diesel | On road diesel | Retail | Single Wall, Steel | Steel | Coated & cathodic protection (sti-P3) |  | Double Wall, Fiberglass reinforced plastic |  | 2020-01-13 |  | Catchment Basin, Single walled catchment basin | Automatic shutoff device At 95% full | Automatic shutoff device At 95% full |  |  | Statistical Inventory Reconciliation (SIR) | Single walled submersible pump containment sump | Automatic flow restrictor (MLLD), Containment Sump | Containment Sump |  |  | Statistical inventory reconciliation (SIR) | Statistical inventory reconciliation (SIR) |  | UST Currently In Use: 1; UST Temp Close: 2; AST Currently In Use: 0; AST Temp Closed: 0 | 1 | 2 | 0 | 25608-103-001320 | JAY VASUDEV INC
24616 | Permanently Closed | 1984-08-01 | 1954-01-01 | 1989-11-27 | Petroleum | Unleaded gasoline | Unleaded gasoline |  | Steel | Steel |  |  |  |  | 1901-01-01 | [15 empty] | UST Currently In Use: 0; UST Temp Close: 0; AST Currently In Use: 0; AST Temp Closed: 0 | 0 | 0 | 3 | 13856-103-011894 | PETROLEUM SALES, INC.
24617 | Permanently Closed | 1984-08-01 | 1954-01-01 | 1989-11-27 | Petroleum | Other, X | Other |  | Steel | Steel |  |  |  |  | 1901-01-01 | [15 empty] | UST Currently In Use: 0; UST Temp Close: 0; AST Currently In Use: 0; AST Temp Closed: 0 | 0 | 0 | 3 | 13856-103-011894 | PETROLEUM SALES, INC.
24618 | Permanently Closed | 1984-08-01 | 1954-01-01 | 1989-11-27 | Petroleum | Other, X | Other |  | Steel | Steel |  |  |  |  | 1901-01-01 | [15 empty] | UST Currently In Use: 0; UST Temp Close: 0; AST Currently In Use: 0; AST Temp Closed: 0 | 0 | 0 | 3 | 13856-103-011894 | PETROLEUM SALES, INC.
24619 | Permanently Closed | 2022-05-12 | 1983-01-01 | 2022-07-21 | Petroleum | Unleaded gasoline | Unleaded gasoline | Retail | Single Wall, Steel | Steel | Field installed cathodic protection, Interior lined (not allowed as a standalone method of corrosion protection) |  | Double Wall, Flexible |  |  |  | Catchment Basin, Single walled catchment basin | Automatic shutoff device At 95% full | Automatic shutoff device At 95% full |  |  | Statistical Inventory Reconciliation (SIR) | Single walled submersible pump containment sump | Automatic flow restrictor (MLLD) | Automatic flow restrictor (MLLD) |  |  | Statistical inventory reconciliation (SIR) | Statistical inventory reconciliation (SIR) |  | UST Currently In Use: 0; UST Temp Close: 0; AST Currently In Use: 0; AST Temp Closed: 0 | 0 | 0 | 4 | 13856-103-013495 | PETROLEUM SALES, INC.
24620 | Permanently Closed | 2022-05-12 | 1983-01-01 | 2022-07-21 | Petroleum | On road diesel | On road diesel | Retail | Single Wall, Steel | Steel | Field installed cathodic protection, Interior lined (not allowed as a standalone method of corrosion protection) |  | Double Wall, Flexible |  |  |  | Catchment Basin, Single walled catchment basin | Automatic shutoff device At 95% full | Automatic shutoff device At 95% full |  |  | Statistical Inventory Reconciliation (SIR) | Single walled submersible pump containment sump | Automatic flow restrictor (MLLD) | Automatic flow restrictor (MLLD) |  |  | Statistical inventory reconciliation (SIR) | Statistical inventory reconciliation (SIR) |  | UST Currently In Use: 0; UST Temp Close: 0; AST Currently In Use: 0; AST Temp Closed: 0 | 0 | 0 | 4 | 13856-103-013495 | PETROLEUM SALES, INC.
24621 | Permanently Closed | 2022-05-12 | 1983-01-01 | 2022-07-21 | Petroleum | Mid-grade gasoline | Mid-grade gasoline | Retail | Single Wall, Steel | Steel | Field installed cathodic protection, Interior lined (not allowed as a standalone method of corrosion protection) |  | Double Wall, Flexible |  |  |  | Catchment Basin, Single walled catchment basin | Automatic shutoff device At 95% full | Automatic shutoff device At 95% full |  |  | Statistical Inventory Reconciliation (SIR) | Single walled submersible pump containment sump | Automatic flow restrictor (MLLD) | Automatic flow restrictor (MLLD) |  |  | Statistical inventory reconciliation (SIR) | Statistical inventory reconciliation (SIR) |  | UST Currently In Use: 0; UST Temp Close: 0; AST Currently In Use: 0; AST Temp Closed: 0 | 0 | 0 | 4 | 13856-103-013495 | PETROLEUM SALES, INC.
24622 | Permanently Closed | 2022-05-12 | 1983-01-01 | 2022-07-21 | Petroleum | Premium gasoline | Premium gasoline | Retail | Single Wall, Steel | Steel | Field installed cathodic protection, Interior lined (not allowed as a standalone method of corrosion protection) |  | Double Wall, Flexible |  |  |  | Catchment Basin, Single walled catchment basin | Automatic shutoff device At 95% full | Automatic shutoff device At 95% full |  |  | Statistical Inventory Reconciliation (SIR) | Single walled submersible pump containment sump | Automatic flow restrictor (MLLD) | Automatic flow restrictor (MLLD) |  |  | Statistical inventory reconciliation (SIR) | Statistical inventory reconciliation (SIR) |  | UST Currently In Use: 0; UST Temp Close: 0; AST Currently In Use: 0; AST Temp Closed: 0 | 0 | 0 | 4 | 13856-103-013495 | PETROLEUM SALES, INC.
24623 | Temporary Closed | 2021-12-31 | 1986-01-01 |  | Petroleum | Unleaded gasoline | Unleaded gasoline | Retail | Single Wall, Steel | Steel | Coated & cathodic protection (sti-P3), Field installed cathodic protection |  | Single Wall, Steel |  |  | Field installed cathodic protection | Catchment Basin, Single walled catchment basin | Automatic shutoff device At 95% full | Automatic shutoff device At 95% full |  |  | Statistical Inventory Reconciliation (SIR) | Direct Bury submersible pump | [7 empty] | UST Currently In Use: 0; UST Temp Close: 4; AST Currently In Use: 0; AST Temp Closed: 0 | 0 | 4 | 0 | 22077-103-013496 | HARTSELLE FOOD MART, INC.
24624 | Temporary Closed | 2012-05-01 | 1979-01-01 |  | Petroleum | Mid-grade gasoline | Mid-grade gasoline | Retail | Single Wall, Steel | Steel | Field installed cathodic protection, Interior lined (not allowed as a standalone method of corrosion protection) |  | Single Wall, Steel |  |  | Field installed cathodic protection | Catchment Basin, Single walled catchment basin | Automatic shutoff device At 95% full | Automatic shutoff device At 95% full |  |  | Statistical Inventory Reconciliation (SIR) | Direct Bury submersible pump | [7 empty] | UST Currently In Use: 0; UST Temp Close: 4; AST Currently In Use: 0; AST Temp Closed: 0 | 0 | 4 | 0 | 22077-103-013496 | HARTSELLE FOOD MART, INC.
24625 | Temporary Closed | 2012-05-01 | 1979-01-01 |  | Petroleum | Premium gasoline | Premium gasoline | Retail | Single Wall, Steel | Steel | Field installed cathodic protection, Interior lined (not allowed as a standalone method of corrosion protection) |  | Single Wall, Steel |  |  | Field installed cathodic protection | Catchment Basin, Single walled catchment basin | Automatic shutoff device At 95% full | Automatic shutoff device At 95% full |  |  | Statistical Inventory Reconciliation (SIR) | Direct Bury submersible pump | [7 empty] | UST Currently In Use: 0; UST Temp Close: 4; AST Currently In Use: 0; AST Temp Closed: 0 | 0 | 4 | 0 | 22077-103-013496 | HARTSELLE FOOD MART, INC.
24626 | Temporary Closed | 2013-08-20 | 1990-01-01 |  | Petroleum | Kerosene | Kerosene | Retail | Single Wall, Steel | Steel | Coated & cathodic protection (sti-P3) |  | Fiberglass reinforced plastic, Single Wall |  |  |  | Catchment Basin, Single walled catchment basin | Automatic shutoff device At 95% full | Automatic shutoff device At 95% full |  |  | Statistical Inventory Reconciliation (SIR) | Direct Bury submersible pump | Automatic flow restrictor (MLLD) | Automatic flow restrictor (MLLD) |  |  | Statistical inventory reconciliation (SIR) | Statistical inventory reconciliation (SIR) |  | UST Currently In Use: 0; UST Temp Close: 4; AST Currently In Use: 0; AST Temp Closed: 0 | 0 | 4 | 0 | 22077-103-013496 | HARTSELLE FOOD MART, INC.
24627 | Permanently Closed | 1996-05-07 | 1979-01-01 | 1996-05-07 | Petroleum | Unleaded gasoline | Unleaded gasoline |  | Steel | Steel |  | Painted or None | Steel |  | 1901-01-01 | [6 empty] | Statistical Inventory Reconciliation (SIR) | [5 empty] | Annual line testing, Statistical inventory reconciliation (SIR) | Statistical inventory reconciliation (SIR) |  | UST Currently In Use: 4; UST Temp Close: 0; AST Currently In Use: 0; AST Temp Closed: 0 | 4 | 0 | 3 | 15201-103-013500 | VULCAN OIL COMPANY INC.
24628 | Permanently Closed | 1996-05-07 | 1979-01-01 | 1996-05-07 | Petroleum | Unleaded gasoline | Unleaded gasoline |  | Steel | Steel |  | Painted or None | Steel |  | 1901-01-01 | [6 empty] | Statistical Inventory Reconciliation (SIR) | [5 empty] | Annual line testing, Statistical inventory reconciliation (SIR) | Statistical inventory reconciliation (SIR) |  | UST Currently In Use: 4; UST Temp Close: 0; AST Currently In Use: 0; AST Temp Closed: 0 | 4 | 0 | 3 | 15201-103-013500 | VULCAN OIL COMPANY INC.
24629 | Permanently Closed | 1996-05-07 | 1979-01-01 | 1996-05-07 | Petroleum | Unleaded gasoline | Unleaded gasoline |  | Steel | Steel |  | Painted or None | Steel |  | 1901-01-01 | [6 empty] | Statistical Inventory Reconciliation (SIR) | [5 empty] | Annual line testing, Statistical inventory reconciliation (SIR) | Statistical inventory reconciliation (SIR) |  | UST Currently In Use: 4; UST Temp Close: 0; AST Currently In Use: 0; AST Temp Closed: 0 | 4 | 0 | 3 | 15201-103-013500 | VULCAN OIL COMPANY INC.
24630 | Permanently Closed | 1994-11-24 | 1987-01-01 | 1994-11-24 | Petroleum | Unleaded gasoline | Unleaded gasoline |  | Steel | Steel | Coated & cathodic protection (sti-P3) |  | Fiberglass reinforced plastic |  | 1901-01-01 | [6 empty] | Statistical Inventory Reconciliation (SIR) | [5 empty] | Annual line testing, Statistical inventory reconciliation (SIR) | Statistical inventory reconciliation (SIR) |  | UST Currently In Use: 4; UST Temp Close: 0; AST Currently In Use: 0; AST Temp Closed: 0 | 4 | 0 | 3 | 15201-103-013501 | VULCAN OIL COMPANY INC.
24631 | Permanently Closed | 1994-11-24 | 1987-01-01 | 1994-11-28 | Petroleum | Unleaded gasoline | Unleaded gasoline |  | Steel | Steel | Coated & cathodic protection (sti-P3) |  | Fiberglass reinforced plastic |  | 1901-01-01 | [6 empty] | Statistical Inventory Reconciliation (SIR) | [5 empty] | Annual line testing, Statistical inventory reconciliation (SIR) | Statistical inventory reconciliation (SIR) |  | UST Currently In Use: 4; UST Temp Close: 0; AST Currently In Use: 0; AST Temp Closed: 0 | 4 | 0 | 3 | 15201-103-013501 | VULCAN OIL COMPANY INC.
24632 | Permanently Closed | 1994-11-24 | 1987-01-01 | 1994-11-24 | Petroleum | Unleaded gasoline | Unleaded gasoline |  | Steel | Steel | Coated & cathodic protection (sti-P3) |  | Fiberglass reinforced plastic |  | 1901-01-01 | [12 empty] | Annual line testing | Annual line testing |  | UST Currently In Use: 4; UST Temp Close: 0; AST Currently In Use: 0; AST Temp Closed: 0 | 4 | 0 | 3 | 15201-103-013501 | VULCAN OIL COMPANY INC.
24633 | Currently in Use |  | 1986-01-01 |  | Petroleum | Premium gasoline | Premium gasoline | Retail | Single Wall, Steel | Steel | Field installed cathodic protection, Interior lined (not allowed as a standalone method of corrosion protection) |  | Double Wall, Fiberglass reinforced plastic |  |  | Other, FLXS ISOLA | Catchment Basin, Single walled catchment basin | Automatic shutoff device At 95% full | Automatic shutoff device At 95% full |  |  | Continuous Automatic Tank Gauge | Single walled submersible pump containment sump | Automatic shutoff device (AELLD), Containment Sump | Containment Sump | [5 empty] | UST Currently In Use: 3; UST Temp Close: 0; AST Currently In Use: 1; AST Temp Closed: 0 | 3 | 0 | 3 | 15201-103-013502 | VULCAN OIL COMPANY INC.
24634 | Currently in Use |  | 1986-01-01 |  | Petroleum | Unleaded gasoline | Unleaded gasoline | Retail | Single Wall, Steel | Steel | Field installed cathodic protection, Interior lined (not allowed as a standalone method of corrosion protection) |  | Double Wall, Fiberglass reinforced plastic |  |  | Other, FLXS ISOLA | Catchment Basin, Single walled catchment basin | Automatic shutoff device At 95% full | Automatic shutoff device At 95% full |  |  | Continuous Automatic Tank Gauge | Single walled submersible pump containment sump | Automatic shutoff device (AELLD), Containment Sump | Containment Sump | [5 empty] | UST Currently In Use: 3; UST Temp Close: 0; AST Currently In Use: 1; AST Temp Closed: 0 | 3 | 0 | 3 | 15201-103-013502 | VULCAN OIL COMPANY INC.
24635 | Permanently Closed | 1997-03-18 | 1974-01-01 | 1997-03-18 | Petroleum | Unleaded gasoline | Unleaded gasoline |  | Steel | Steel | Interior lined (not allowed as a standalone method of corrosion protection) | Painted or None | Steel |  | 1901-01-01 |  | Catchment Basin, Single walled catchment basin | Automatic shutoff device At 95% full | Automatic shutoff device At 95% full |  |  | Statistical Inventory Reconciliation (SIR) | [5 empty] | Annual line testing | Annual line testing |  | UST Currently In Use: 3; UST Temp Close: 0; AST Currently In Use: 1; AST Temp Closed: 0 | 3 | 0 | 3 | 15201-103-013502 | VULCAN OIL COMPANY INC.
24636 | Permanently Closed | 1997-03-18 | 1974-01-01 | 1997-03-18 | Petroleum | Unleaded gasoline | Unleaded gasoline | Retail | Steel | Steel | Interior lined (not allowed as a standalone method of corrosion protection) | Painted or None | Steel |  | 1901-01-01 |  | Catchment Basin, Single walled catchment basin | Automatic shutoff device At 95% full | Automatic shutoff device At 95% full |  |  | Statistical Inventory Reconciliation (SIR) | [5 empty] | Annual line testing | Annual line testing |  | UST Currently In Use: 3; UST Temp Close: 0; AST Currently In Use: 1; AST Temp Closed: 0 | 3 | 0 | 3 | 15201-103-013502 | VULCAN OIL COMPANY INC.
24637 | Permanently Closed | 1997-03-18 | 1974-01-01 | 1997-03-18 | Petroleum | Unleaded gasoline | Unleaded gasoline | Retail | Steel | Steel | Interior lined (not allowed as a standalone method of corrosion protection) | Painted or None | Steel |  | 1901-01-01 |  | Catchment Basin, Single walled catchment basin | Automatic shutoff device At 95% full | Automatic shutoff device At 95% full |  |  | Statistical Inventory Reconciliation (SIR) | [5 empty] | Annual line testing | Annual line testing |  | UST Currently In Use: 3; UST Temp Close: 0; AST Currently In Use: 1; AST Temp Closed: 0 | 3 | 0 | 3 | 15201-103-013502 | VULCAN OIL COMPANY INC.
24638 | Currently in Use |  | 1976-01-01 |  | Petroleum | Unleaded gasoline | Unleaded gasoline | Retail | Single Wall, Steel | Steel | Field installed cathodic protection, Interior lined (not allowed as a standalone method of corrosion protection) |  | Fiberglass reinforced plastic, Single Wall |  |  |  | Catchment Basin, Single walled catchment basin | Automatic shutoff device At 95% full | Automatic shutoff device At 95% full |  |  | Statistical Inventory Reconciliation (SIR) | Direct Bury submersible pump | [7 empty] | UST Currently In Use: 3; UST Temp Close: 1; AST Currently In Use: 0; AST Temp Closed: 0 | 3 | 1 | 0 | 16634-103-013503 | HAROLD L. MARTIN DISTRIBUTING CO INC
24639 | Currently in Use |  | 1976-01-01 |  | Petroleum | Premium gasoline | Premium gasoline | Retail | Single Wall, Steel | Steel | Field installed cathodic protection, Interior lined (not allowed as a standalone method of corrosion protection) |  | Fiberglass reinforced plastic, Single Wall |  |  |  | Catchment Basin, Single walled catchment basin | Automatic shutoff device At 95% full | Automatic shutoff device At 95% full |  |  | Statistical Inventory Reconciliation (SIR) | Direct Bury submersible pump | [7 empty] | UST Currently In Use: 3; UST Temp Close: 1; AST Currently In Use: 0; AST Temp Closed: 0 | 3 | 1 | 0 | 16634-103-013503 | HAROLD L. MARTIN DISTRIBUTING CO INC
24640 | Currently in Use |  | 1976-01-01 |  | Petroleum | Unleaded gasoline | Unleaded gasoline | Retail | Single Wall, Steel | Steel | Field installed cathodic protection, Interior lined (not allowed as a standalone method of corrosion protection) |  | Fiberglass reinforced plastic, Single Wall |  |  |  | Catchment Basin, Single walled catchment basin | Automatic shutoff device At 95% full | Automatic shutoff device At 95% full |  |  | Statistical Inventory Reconciliation (SIR) | Direct Bury submersible pump | [7 empty] | UST Currently In Use: 3; UST Temp Close: 1; AST Currently In Use: 0; AST Temp Closed: 0 | 3 | 1 | 0 | 16634-103-013503 | HAROLD L. MARTIN DISTRIBUTING CO INC
24642 | Temporary Closed | 2009-05-31 | 1983-01-01 |  | Petroleum | Kerosene | Kerosene | Retail | Single Wall, Steel, MANIFOLDED | Steel | Field installed cathodic protection, Interior lined (not allowed as a standalone method of corrosion protection) |  | Fiberglass reinforced plastic, Single Wall |  |  |  | Catchment Basin, Single walled catchment basin | Automatic shutoff device At 95% full | Automatic shutoff device At 95% full |  |  | Statistical Inventory Reconciliation (SIR) | Direct Bury submersible pump | [7 empty] | UST Currently In Use: 3; UST Temp Close: 1; AST Currently In Use: 0; AST Temp Closed: 0 | 3 | 1 | 0 | 16634-103-013503 | HAROLD L. MARTIN DISTRIBUTING CO INC
24643 | Permanently Closed | 1989-11-18 | 1969-01-01 | 1989-11-18 | Petroleum | Unleaded gasoline | Unleaded gasoline |  | Steel | Steel |  |  | Steel |  | 1901-01-01 | [15 empty] | UST Currently In Use: 0; UST Temp Close: 0; AST Currently In Use: 0; AST Temp Closed: 0 | 0 | 0 | 3 | 13856-103-013504 | PETROLEUM SALES, INC.
24644 | Permanently Closed | 1989-11-18 | 1969-01-01 | 1989-11-18 | Petroleum | Unleaded gasoline | Unleaded gasoline |  | Steel | Steel |  |  | Steel |  | 1901-01-01 | [15 empty] | UST Currently In Use: 0; UST Temp Close: 0; AST Currently In Use: 0; AST Temp Closed: 0 | 0 | 0 | 3 | 13856-103-013504 | PETROLEUM SALES, INC.
24645 | Permanently Closed | 1989-11-18 | 1969-01-01 | 1989-11-18 | Petroleum | Unleaded gasoline | Unleaded gasoline |  | Steel | Steel |  |  | Steel |  | 1901-01-01 | [15 empty] | UST Currently In Use: 0; UST Temp Close: 0; AST Currently In Use: 0; AST Temp Closed: 0 | 0 | 0 | 3 | 13856-103-013504 | PETROLEUM SALES, INC.
24646 | Permanently Closed | 1989-09-23 | 1979-01-01 | 1989-09-23 | Petroleum | Unleaded gasoline | Unleaded gasoline |  | Steel | Steel |  | Painted or None | Steel |  | 1901-01-01 | [15 empty] | UST Currently In Use: 0; UST Temp Close: 0; AST Currently In Use: 0; AST Temp Closed: 0 | 0 | 0 | 4 | 13856-103-013505 | PETROLEUM SALES, INC.
24647 | Permanently Closed | 1989-09-23 | 1979-01-01 | 1989-09-23 | Petroleum | Unleaded gasoline | Unleaded gasoline |  | Steel | Steel |  | Painted or None | Steel |  | 1901-01-01 | [15 empty] | UST Currently In Use: 0; UST Temp Close: 0; AST Currently In Use: 0; AST Temp Closed: 0 | 0 | 0 | 4 | 13856-103-013505 | PETROLEUM SALES, INC.
24648 | Permanently Closed | 1989-09-23 | 1979-01-01 | 1989-09-23 | Petroleum | Unleaded gasoline | Unleaded gasoline |  | Steel | Steel |  | Painted or None | Steel |  | 1901-01-01 | [15 empty] | UST Currently In Use: 0; UST Temp Close: 0; AST Currently In Use: 0; AST Temp Closed: 0 | 0 | 0 | 4 | 13856-103-013505 | PETROLEUM SALES, INC.
24649 | Permanently Closed | 1989-09-23 | 1979-01-01 | 1989-09-23 | Petroleum | Unleaded gasoline | Unleaded gasoline |  | Steel | Steel |  | Painted or None | Steel |  | 1901-01-01 | [15 empty] | UST Currently In Use: 0; UST Temp Close: 0; AST Currently In Use: 0; AST Temp Closed: 0 | 0 | 0 | 4 | 13856-103-013505 | PETROLEUM SALES, INC.
24650 | Permanently Closed | 2017-07-31 | 1979-01-01 | 2018-05-31 | Petroleum | Unleaded gasoline | Unleaded gasoline | Retail | Single Wall, Steel | Steel | Field installed cathodic protection, Interior lined (not allowed as a standalone method of corrosion protection) |  | Double Wall, Fiberglass reinforced plastic |  |  |  | Catchment Basin, Single walled catchment basin | Automatic shutoff device At 95% full | Automatic shutoff device At 95% full |  |  | Statistical Inventory Reconciliation (SIR) | [5 empty] | Statistical inventory reconciliation (SIR) | Statistical inventory reconciliation (SIR) |  | UST Currently In Use: 0; UST Temp Close: 0; AST Currently In Use: 0; AST Temp Closed: 0 | 0 | 0 | 4 | 25078-103-013506 | TWO DEALS LLC - BUDS 14 CARDLOCK
24651 | Permanently Closed | 2017-07-31 | 1979-01-01 | 2018-05-31 | Petroleum | On road diesel | On road diesel | Retail | Single Wall, Steel | Steel | Field installed cathodic protection, Interior lined (not allowed as a standalone method of corrosion protection) |  | Double Wall, Fiberglass reinforced plastic |  |  |  | Catchment Basin, Single walled catchment basin |  |  |  |  | Statistical Inventory Reconciliation (SIR) |  | Containment Sump | Containment Sump |  |  | Statistical inventory reconciliation (SIR) | Statistical inventory reconciliation (SIR) |  | UST Currently In Use: 0; UST Temp Close: 0; AST Currently In Use: 0; AST Temp Closed: 0 | 0 | 0 | 4 | 25078-103-013506 | TWO DEALS LLC - BUDS 14 CARDLOCK
24652 | Permanently Closed | 2017-05-20 | 1979-01-01 | 2018-05-31 | Petroleum | Mid-grade gasoline | Mid-grade gasoline | Retail | Single Wall, Steel | Steel | Field installed cathodic protection, Interior lined (not allowed as a standalone method of corrosion protection) |  | Double Wall, Fiberglass reinforced plastic |  |  |  | Catchment Basin, Single walled catchment basin |  |  |  |  | Continuous Automatic Tank Gauge | [8 empty] | UST Currently In Use: 0; UST Temp Close: 0; AST Currently In Use: 0; AST Temp Closed: 0 | 0 | 0 | 4 | 25078-103-013506 | TWO DEALS LLC - BUDS 14 CARDLOCK
24653 | Permanently Closed | 2017-07-31 | 1979-01-01 | 2018-05-31 | Petroleum | Other, OFF RD DSL | Other | Retail | Single Wall, Steel | Steel | Field installed cathodic protection, Interior lined (not allowed as a standalone method of corrosion protection) |  | Double Wall, Fiberglass reinforced plastic |  |  |  | Catchment Basin, Single walled catchment basin | Automatic shutoff device At 95% full | Automatic shutoff device At 95% full |  |  | Statistical Inventory Reconciliation (SIR) |  | Containment Sump | Containment Sump |  |  | Statistical inventory reconciliation (SIR) | Statistical inventory reconciliation (SIR) |  | UST Currently In Use: 0; UST Temp Close: 0; AST Currently In Use: 0; AST Temp Closed: 0 | 0 | 0 | 4 | 25078-103-013506 | TWO DEALS LLC - BUDS 14 CARDLOCK
24654 | Permanently Closed | 1991-10-22 | 1969-01-01 | 1991-10-22 | Petroleum | Unleaded gasoline | Unleaded gasoline |  | Steel | Steel |  |  | Steel |  | 1901-01-01 | [15 empty] | UST Currently In Use: 3; UST Temp Close: 0; AST Currently In Use: 1; AST Temp Closed: 0 | 3 | 0 | 3 | 13856-103-013508 | PETROLEUM SALES, INC.
24655 | Permanently Closed | 1991-10-22 | 1969-01-01 | 1991-10-22 | Petroleum | Unleaded gasoline | Unleaded gasoline |  | Steel | Steel |  |  | Steel |  | 1901-01-01 | [15 empty] | UST Currently In Use: 3; UST Temp Close: 0; AST Currently In Use: 1; AST Temp Closed: 0 | 3 | 0 | 3 | 13856-103-013508 | PETROLEUM SALES, INC.
24656 | Permanently Closed | 1991-10-22 | 1969-01-01 | 1991-10-22 | Petroleum | Unleaded gasoline | Unleaded gasoline |  | Steel | Steel |  |  | Steel |  | 1901-01-01 | [15 empty] | UST Currently In Use: 3; UST Temp Close: 0; AST Currently In Use: 1; AST Temp Closed: 0 | 3 | 0 | 3 | 13856-103-013508 | PETROLEUM SALES, INC.
24657 | Permanently Closed | 1988-09-30 | 1969-01-01 | 1988-09-30 | Petroleum | Unleaded gasoline | Unleaded gasoline |  | Steel | Steel |  |  | Steel |  | 1901-01-01 | [15 empty] | UST Currently In Use: 0; UST Temp Close: 0; AST Currently In Use: 0; AST Temp Closed: 0 | 0 | 0 | 3 | 13856-103-013509 | PETROLEUM SALES, INC.
24658 | Permanently Closed | 1988-09-30 | 1969-01-01 | 1988-09-30 | Petroleum | Unleaded gasoline | Unleaded gasoline |  | Steel | Steel |  |  | Steel |  | 1901-01-01 | [15 empty] | UST Currently In Use: 0; UST Temp Close: 0; AST Currently In Use: 0; AST Temp Closed: 0 | 0 | 0 | 3 | 13856-103-013509 | PETROLEUM SALES, INC.
24659 | Permanently Closed | 1988-09-30 | 1969-01-01 | 1988-09-30 | Petroleum | Unleaded gasoline | Unleaded gasoline |  | Steel | Steel |  |  | Steel |  | 1901-01-01 | [15 empty] | UST Currently In Use: 0; UST Temp Close: 0; AST Currently In Use: 0; AST Temp Closed: 0 | 0 | 0 | 3 | 13856-103-013509 | PETROLEUM SALES, INC.
24660 | Permanently Closed | 1988-09-30 | 1974-01-01 | 1988-09-30 | Petroleum | Unleaded gasoline | Unleaded gasoline |  | Steel | Steel |  |  | Steel |  | 1901-01-01 | [15 empty] | UST Currently In Use: 0; UST Temp Close: 0; AST Currently In Use: 0; AST Temp Closed: 0 | 0 | 0 | 2 | 13856-103-013510 | PETROLEUM SALES, INC.
24661 | Permanently Closed | 1988-09-30 | 1974-01-01 | 1988-09-30 | Petroleum | Unleaded gasoline | Unleaded gasoline |  | Steel | Steel |  |  | Steel |  | 1901-01-01 | [15 empty] | UST Currently In Use: 0; UST Temp Close: 0; AST Currently In Use: 0; AST Temp Closed: 0 | 0 | 0 | 2 | 13856-103-013510 | PETROLEUM SALES, INC.
24662 | Permanently Closed | 1988-09-30 | 1974-01-01 | 1988-09-30 | Petroleum | On road diesel | On road diesel |  | Steel | Steel |  |  | Steel |  | 1901-01-01 | [15 empty] | UST Currently In Use: 0; UST Temp Close: 0; AST Currently In Use: 0; AST Temp Closed: 0 | 0 | 0 | 1 | 13856-103-013511 | PETROLEUM SALES, INC.
24663 | Permanently Closed | 1988-09-30 | 1974-01-01 | 1988-09-30 | Petroleum | On road diesel | On road diesel |  | Steel | Steel |  |  | Steel |  | 1901-01-01 | [15 empty] | UST Currently In Use: 0; UST Temp Close: 0; AST Currently In Use: 0; AST Temp Closed: 0 | 0 | 0 | 1 | 13856-103-013513 | PETROLEUM SALES, INC.
24664 | Permanently Closed | 1998-08-07 | 1987-01-01 | 1998-08-07 | Petroleum | On road diesel | On road diesel | Industrial | Steel | Steel | Coated & cathodic protection (sti-P3), Interior lined (not allowed as a standalone method of corrosion protection) |  | Steel |  | 1901-01-01 | [6 empty] | Statistical Inventory Reconciliation (SIR) | [5 empty] | Annual line testing | Annual line testing |  | UST Currently In Use: 0; UST Temp Close: 0; AST Currently In Use: 0; AST Temp Closed: 0 | 0 | 0 | 1 | 13856-103-013514 | PETROLEUM SALES, INC.
24667 | Permanently Closed | 2002-10-30 | 1974-01-01 | 2002-10-30 | Petroleum | Premium gasoline | Premium gasoline | Industrial | Steel | Steel | Interior lined (not allowed as a standalone method of corrosion protection) |  | Fiberglass reinforced plastic |  | 1901-01-01 |  | Catchment Basin, Single walled catchment basin | Automatic shutoff device At 95% full | Automatic shutoff device At 95% full |  |  | Statistical Inventory Reconciliation (SIR) | [8 empty] | UST Currently In Use: 0; UST Temp Close: 0; AST Currently In Use: 0; AST Temp Closed: 0 | 0 | 0 | 2 | 13378-103-013516 | MCPHERSON COMPANIES, INC.
24668 | Permanently Closed | 1988-09-30 | 1979-01-01 | 1988-09-30 | Petroleum | On road diesel | On road diesel |  | Steel | Steel |  |  | Steel |  | 1901-01-01 | [15 empty] | UST Currently In Use: 0; UST Temp Close: 0; AST Currently In Use: 0; AST Temp Closed: 0 | 0 | 0 | 2 | 13856-103-013517 | PETROLEUM SALES, INC.
24669 | Permanently Closed | 1988-09-30 | 1979-01-01 | 1988-09-30 | Petroleum | Unleaded gasoline | Unleaded gasoline |  | Steel | Steel |  |  | Steel |  | 1901-01-01 | [15 empty] | UST Currently In Use: 0; UST Temp Close: 0; AST Currently In Use: 0; AST Temp Closed: 0 | 0 | 0 | 2 | 13856-103-013517 | PETROLEUM SALES, INC.
24670 | Permanently Closed | 1990-05-29 | 1969-01-01 | 1990-05-29 | Petroleum | Other, XZ | Other |  | Steel | Steel |  |  |  |  | 1901-01-01 | [15 empty] | UST Currently In Use: 0; UST Temp Close: 0; AST Currently In Use: 0; AST Temp Closed: 0 | 0 | 0 | 1 | 13856-103-013518 | PETROLEUM SALES, INC.
24671 | Currently in Use |  | 1988-01-01 |  | Petroleum | Unleaded gasoline | Unleaded gasoline | Retail | Fiberglass coated steel, Single Wall | Single Wall |  |  | Fiberglass reinforced plastic, Single Wall |  |  |  | Catchment Basin, Single walled catchment basin | Automatic shutoff device At 95% full | Automatic shutoff device At 95% full |  |  | Continuous Automatic Tank Gauge | Direct Bury submersible pump | Automatic flow restrictor (MLLD) | Automatic flow restrictor (MLLD) |  |  | Annual line testing | Annual line testing |  | UST Currently In Use: 4; UST Temp Close: 0; AST Currently In Use: 0; AST Temp Closed: 0 | 4 | 0 | 0 | 15201-103-014584 | VULCAN OIL COMPANY INC.
24672 | Currently in Use |  | 1988-01-01 |  | Petroleum | Premium gasoline | Premium gasoline | Retail | Fiberglass coated steel, Single Wall | Single Wall |  |  | Fiberglass reinforced plastic, Single Wall |  |  |  | Catchment Basin, Single walled catchment basin | Automatic shutoff device At 95% full | Automatic shutoff device At 95% full |  |  | Continuous Automatic Tank Gauge | Direct Bury submersible pump | Automatic flow restrictor (MLLD) | Automatic flow restrictor (MLLD) |  |  | Annual line testing | Annual line testing |  | UST Currently In Use: 4; UST Temp Close: 0; AST Currently In Use: 0; AST Temp Closed: 0 | 4 | 0 | 0 | 15201-103-014584 | VULCAN OIL COMPANY INC.
24673 | Currently in Use |  | 1988-01-01 |  | Petroleum | On road diesel | On road diesel | Retail | Fiberglass coated steel, Single Wall | Single Wall |  |  | Fiberglass reinforced plastic, Single Wall |  |  |  | Catchment Basin, Single walled catchment basin | Automatic shutoff device At 95% full | Automatic shutoff device At 95% full |  |  | Continuous Automatic Tank Gauge | Direct Bury submersible pump | Automatic flow restrictor (MLLD) | Automatic flow restrictor (MLLD) |  |  | Annual line testing | Annual line testing |  | UST Currently In Use: 4; UST Temp Close: 0; AST Currently In Use: 0; AST Temp Closed: 0 | 4 | 0 | 0 | 15201-103-014584 | VULCAN OIL COMPANY INC.
24674 | Currently in Use |  | 1988-01-01 |  | Petroleum | Kerosene | Kerosene | Retail | Fiberglass coated steel, Single Wall | Single Wall |  |  | Fiberglass reinforced plastic, Single Wall |  |  |  | Catchment Basin, Single walled catchment basin | Automatic shutoff device At 95% full | Automatic shutoff device At 95% full |  |  | Continuous Automatic Tank Gauge | Direct Bury submersible pump | Automatic flow restrictor (MLLD) | Automatic flow restrictor (MLLD) |  |  | Annual line testing | Annual line testing |  | UST Currently In Use: 4; UST Temp Close: 0; AST Currently In Use: 0; AST Temp Closed: 0 | 4 | 0 | 0 | 15201-103-014584 | VULCAN OIL COMPANY INC.
24675 | Permanently Closed | 1989-11-27 | 1901-01-01 | 1989-11-27 | Petroleum | Unleaded gasoline | Unleaded gasoline |  | Steel | Steel |  |  | Steel |  | 1901-01-01 | [15 empty] | UST Currently In Use: 0; UST Temp Close: 0; AST Currently In Use: 0; AST Temp Closed: 0 | 0 | 0 | 1 | 13856-103-014594 | PETROLEUM SALES, INC.
24676 | Permanently Closed | 1989-11-27 | 1901-01-01 | 1989-11-27 | Petroleum | Unleaded gasoline | Unleaded gasoline |  | Steel | Steel |  |  | Steel |  | 1901-01-01 | [15 empty] | UST Currently In Use: 0; UST Temp Close: 0; AST Currently In Use: 0; AST Temp Closed: 0 | 0 | 0 | 1 | 13856-103-014595 | PETROLEUM SALES, INC.
24677 | Permanently Closed | 1989-11-12 | 1901-01-01 | 1989-11-12 | Petroleum | Used oil | Used oil |  | Steel | Steel |  |  | Steel |  | 1901-01-01 | [15 empty] | UST Currently In Use: 0; UST Temp Close: 0; AST Currently In Use: 0; AST Temp Closed: 0 | 0 | 0 | 1 | 13856-103-014596 | PETROLEUM SALES, INC.
24679 | Permanently Closed | 1992-12-15 | 1974-01-01 | 1993-11-14 | Petroleum | Unleaded gasoline | Unleaded gasoline |  | Steel | Steel |  | Painted or None | Steel |  | 1901-01-01 | [15 empty] | UST Currently In Use: 4; UST Temp Close: 0; AST Currently In Use: 0; AST Temp Closed: 0 | 4 | 0 | 6 | 21478-095-006205 | YOUSEF M. ALABBASI
24680 | Permanently Closed | 1993-06-14 | 1974-01-01 | 1993-11-14 | Petroleum | Unleaded gasoline | Unleaded gasoline |  | Steel | Steel |  | Painted or None | Steel |  | 1901-01-01 | [12 empty] | Annual line testing | Annual line testing |  | UST Currently In Use: 4; UST Temp Close: 0; AST Currently In Use: 0; AST Temp Closed: 0 | 4 | 0 | 6 | 21478-095-006205 | YOUSEF M. ALABBASI
24681 | Permanently Closed | 1993-06-14 | 1974-01-01 | 1993-11-14 | Petroleum | Unleaded gasoline | Unleaded gasoline |  | Steel | Steel |  | Painted or None | Steel |  | 1901-01-01 | [12 empty] | Annual line testing | Annual line testing |  | UST Currently In Use: 4; UST Temp Close: 0; AST Currently In Use: 0; AST Temp Closed: 0 | 4 | 0 | 6 | 21478-095-006205 | YOUSEF M. ALABBASI
24682 | Permanently Closed | 1993-06-14 | 1974-01-01 | 1993-11-14 | Petroleum | On road diesel | On road diesel |  | Steel | Steel |  | Painted or None | Steel |  | 1901-01-01 | [15 empty] | UST Currently In Use: 4; UST Temp Close: 0; AST Currently In Use: 0; AST Temp Closed: 0 | 4 | 0 | 6 | 21478-095-006205 | YOUSEF M. ALABBASI
24683 | Permanently Closed | 1993-06-14 | 1981-01-01 | 1993-11-14 | Petroleum | Used oil | Used oil |  | Steel | Steel |  | Painted or None | Steel |  | 1901-01-01 | [15 empty] | UST Currently In Use: 4; UST Temp Close: 0; AST Currently In Use: 0; AST Temp Closed: 0 | 4 | 0 | 6 | 21478-095-006205 | YOUSEF M. ALABBASI
24684 | Permanently Closed | 1993-06-14 | 1974-01-01 | 1993-11-14 | Petroleum | Unleaded gasoline | Unleaded gasoline |  | Steel | Steel |  | Painted or None | Steel |  | 1901-01-01 | [12 empty] | Annual line testing | Annual line testing |  | UST Currently In Use: 4; UST Temp Close: 0; AST Currently In Use: 0; AST Temp Closed: 0 | 4 | 0 | 6 | 21478-095-006205 | YOUSEF M. ALABBASI
24685 | Currently in Use |  | 1974-01-01 |  | Petroleum | Unleaded gasoline | Unleaded gasoline | Retail | Single Wall, Steel | Steel | Field installed cathodic protection |  | Double Wall, Fiberglass reinforced plastic |  |  |  | Catchment Basin, Single walled catchment basin | Automatic shutoff device At 95% full | Automatic shutoff device At 95% full |  |  | Automatic Tank Gauge |  | Automatic flow restrictor (MLLD) | Automatic flow restrictor (MLLD) |  |  | Annual line testing | Annual line testing |  | UST Currently In Use: 3; UST Temp Close: 0; AST Currently In Use: 0; AST Temp Closed: 0 | 3 | 0 | 0 | 22900-095-006206 | BHARARA AHUJA, LLC.
24686 | Currently in Use |  | 1974-01-01 |  | Petroleum | Unleaded gasoline | Unleaded gasoline | Retail | Single Wall, Steel | Steel | Field installed cathodic protection |  | Double Wall, Fiberglass reinforced plastic |  |  |  | Catchment Basin, Single walled catchment basin | Automatic shutoff device At 95% full | Automatic shutoff device At 95% full |  |  | Automatic Tank Gauge |  | Automatic flow restrictor (MLLD) | Automatic flow restrictor (MLLD) |  |  | Annual line testing | Annual line testing |  | UST Currently In Use: 3; UST Temp Close: 0; AST Currently In Use: 0; AST Temp Closed: 0 | 3 | 0 | 0 | 22900-095-006206 | BHARARA AHUJA, LLC.
24687 | Currently in Use |  | 1974-01-01 |  | Petroleum | Unleaded gasoline | Unleaded gasoline | Retail | Single Wall, Steel | Steel | Field installed cathodic protection |  | Double Wall, Fiberglass reinforced plastic |  |  |  | Catchment Basin, Single walled catchment basin | Automatic shutoff device At 95% full | Automatic shutoff device At 95% full |  |  | Automatic Tank Gauge |  | Automatic flow restrictor (MLLD) | Automatic flow restrictor (MLLD) |  |  | Annual line testing | Annual line testing |  | UST Currently In Use: 3; UST Temp Close: 0; AST Currently In Use: 0; AST Temp Closed: 0 | 3 | 0 | 0 | 22900-095-006206 | BHARARA AHUJA, LLC.
24688 | Permanently Closed | 1989-10-13 | 1974-01-01 | 1990-02-20 | Petroleum | Unleaded gasoline | Unleaded gasoline |  | Steel | Steel |  | Painted or None | Steel |  | 1901-01-01 | [12 empty] | Annual line testing | Annual line testing |  | UST Currently In Use: 0; UST Temp Close: 0; AST Currently In Use: 0; AST Temp Closed: 0 | 0 | 0 | 8 | 22761-095-006207 | ERS ALBERTVILLE LLC
24689 | Permanently Closed | 1989-10-13 | 1974-01-01 | 1990-02-20 | Petroleum | Unleaded gasoline | Unleaded gasoline |  | Steel | Steel |  | Painted or None | Steel |  | 1901-01-01 | [12 empty] | Annual line testing | Annual line testing |  | UST Currently In Use: 0; UST Temp Close: 0; AST Currently In Use: 0; AST Temp Closed: 0 | 0 | 0 | 8 | 22761-095-006207 | ERS ALBERTVILLE LLC
24690 | Permanently Closed | 1989-10-13 | 1974-01-01 | 1990-02-20 | Petroleum | Unleaded gasoline | Unleaded gasoline |  | Steel | Steel |  | Painted or None | Steel |  | 1901-01-01 | [12 empty] | Annual line testing | Annual line testing |  | UST Currently In Use: 0; UST Temp Close: 0; AST Currently In Use: 0; AST Temp Closed: 0 | 0 | 0 | 8 | 22761-095-006207 | ERS ALBERTVILLE LLC
24691 | Permanently Closed | 2007-05-07 | 1989-11-11 | 2007-09-13 | Petroleum | Unleaded gasoline | Unleaded gasoline | Retail | Steel | Steel | Coated & cathodic protection (sti-P3) |  | Fiberglass reinforced plastic |  | 1901-01-01 |  | Catchment Basin, Single walled catchment basin | Flow Rest 90% Full | Flow Rest 90% Full |  |  | Automatic Tank Gauge, Statistical Inventory Reconciliation (SIR) | [5 empty] | Statistical inventory reconciliation (SIR) | Statistical inventory reconciliation (SIR) |  | UST Currently In Use: 0; UST Temp Close: 0; AST Currently In Use: 0; AST Temp Closed: 0 | 0 | 0 | 8 | 22761-095-006207 | ERS ALBERTVILLE LLC
24692 | Permanently Closed | 2007-05-07 | 1989-11-11 | 2007-09-13 | Petroleum | Mid-grade gasoline | Mid-grade gasoline | Retail | Steel | Steel | Coated & cathodic protection (sti-P3) |  | Fiberglass reinforced plastic |  | 1901-01-01 |  | Catchment Basin, Single walled catchment basin | Flow Rest 90% Full | Flow Rest 90% Full |  |  | Automatic Tank Gauge, Statistical Inventory Reconciliation (SIR) | [5 empty] | Statistical inventory reconciliation (SIR) | Statistical inventory reconciliation (SIR) |  | UST Currently In Use: 0; UST Temp Close: 0; AST Currently In Use: 0; AST Temp Closed: 0 | 0 | 0 | 8 | 22761-095-006207 | ERS ALBERTVILLE LLC
24693 | Permanently Closed | 2007-05-07 | 1989-11-11 | 2007-09-13 | Petroleum | Premium gasoline | Premium gasoline | Retail | Steel | Steel | Coated & cathodic protection (sti-P3) |  | Fiberglass reinforced plastic |  | 1901-01-01 |  | Catchment Basin, Single walled catchment basin | Flow Rest 90% Full | Flow Rest 90% Full |  |  | Automatic Tank Gauge, Statistical Inventory Reconciliation (SIR) | [5 empty] | Statistical inventory reconciliation (SIR) | Statistical inventory reconciliation (SIR) |  | UST Currently In Use: 0; UST Temp Close: 0; AST Currently In Use: 0; AST Temp Closed: 0 | 0 | 0 | 8 | 22761-095-006207 | ERS ALBERTVILLE LLC
24694 | Permanently Closed | 2007-05-07 | 1989-11-11 | 2007-09-13 | Petroleum | On road diesel | On road diesel | Retail | Steel | Steel | Coated & cathodic protection (sti-P3) |  | Fiberglass reinforced plastic |  | 1901-01-01 |  | Catchment Basin, Single walled catchment basin | Flow Rest 90% Full | Flow Rest 90% Full |  |  | Automatic Tank Gauge, Statistical Inventory Reconciliation (SIR) | [5 empty] | Statistical inventory reconciliation (SIR) | Statistical inventory reconciliation (SIR) |  | UST Currently In Use: 0; UST Temp Close: 0; AST Currently In Use: 0; AST Temp Closed: 0 | 0 | 0 | 8 | 22761-095-006207 | ERS ALBERTVILLE LLC
24695 | Permanently Closed | 2007-05-07 | 1989-11-11 | 2007-09-13 | Petroleum | Kerosene | Kerosene | Retail | Steel | Steel | Coated & cathodic protection (sti-P3) |  | Fiberglass reinforced plastic |  | 1901-01-01 |  | Catchment Basin, Single walled catchment basin | Flow Rest 90% Full | Flow Rest 90% Full |  |  | Automatic Tank Gauge, Statistical Inventory Reconciliation (SIR) | [5 empty] | Statistical inventory reconciliation (SIR) | Statistical inventory reconciliation (SIR) |  | UST Currently In Use: 0; UST Temp Close: 0; AST Currently In Use: 0; AST Temp Closed: 0 | 0 | 0 | 8 | 22761-095-006207 | ERS ALBERTVILLE LLC
24696 | Permanently Closed | 1991-08-28 | 1976-01-01 | 1991-08-28 | Petroleum | Unleaded gasoline | Unleaded gasoline |  | Steel | Steel |  | Painted or None | Steel |  | 1901-01-01 | [15 empty] | UST Currently In Use: 0; UST Temp Close: 0; AST Currently In Use: 0; AST Temp Closed: 0 | 0 | 0 | 3 | 13857-095-006208 | PETROLEUM SUPPLIERS INC
24697 | Permanently Closed | 1991-08-28 | 1976-01-01 | 1991-08-28 | Petroleum | Unleaded gasoline | Unleaded gasoline |  | Steel | Steel |  | Painted or None | Steel |  | 1901-01-01 | [15 empty] | UST Currently In Use: 0; UST Temp Close: 0; AST Currently In Use: 0; AST Temp Closed: 0 | 0 | 0 | 3 | 13857-095-006208 | PETROLEUM SUPPLIERS INC
24698 | Permanently Closed | 1991-08-28 | 1976-01-01 | 1991-08-28 | Petroleum | Unleaded gasoline | Unleaded gasoline |  | Steel | Steel |  | Painted or None | Steel |  | 1901-01-01 | [15 empty] | UST Currently In Use: 0; UST Temp Close: 0; AST Currently In Use: 0; AST Temp Closed: 0 | 0 | 0 | 3 | 13857-095-006208 | PETROLEUM SUPPLIERS INC
24699 | Permanently Closed | 1998-10-13 | 1978-01-01 | 1998-10-13 | Petroleum | Unleaded gasoline | Unleaded gasoline |  | Steel | Steel |  | Painted or None | Steel |  | 1901-01-01 |  |  | Flow Rest 90% Full | Flow Rest 90% Full | [8 empty] | Annual line testing | Annual line testing |  | UST Currently In Use: 0; UST Temp Close: 0; AST Currently In Use: 0; AST Temp Closed: 0 | 0 | 0 | 3 | 10825-095-006209 | CAMPBELL AND SONS OIL COMPANY, INC.
24700 | Permanently Closed | 1998-10-13 | 1978-01-01 | 1998-10-13 | Petroleum | Unleaded gasoline | Unleaded gasoline |  | Steel | Steel |  | Painted or None | Steel |  | 1901-01-01 |  |  | Flow Rest 90% Full | Flow Rest 90% Full | [8 empty] | Annual line testing | Annual line testing |  | UST Currently In Use: 0; UST Temp Close: 0; AST Currently In Use: 0; AST Temp Closed: 0 | 0 | 0 | 3 | 10825-095-006209 | CAMPBELL AND SONS OIL COMPANY, INC.
24701 | Permanently Closed | 1998-10-13 | 1978-01-01 | 1998-10-13 | Petroleum | Unleaded gasoline | Unleaded gasoline |  | Steel | Steel |  | Painted or None | Steel |  | 1901-01-01 |  |  | Flow Rest 90% Full | Flow Rest 90% Full | [8 empty] | Annual line testing | Annual line testing |  | UST Currently In Use: 0; UST Temp Close: 0; AST Currently In Use: 0; AST Temp Closed: 0 | 0 | 0 | 3 | 10825-095-006209 | CAMPBELL AND SONS OIL COMPANY, INC.
24702 | Permanently Closed | 2014-03-17 | 1984-04-21 23:00 | 2014-03-17 | Petroleum | Unleaded gasoline | Unleaded gasoline | Retail | Single Wall, Steel | Steel | Field installed cathodic protection |  | Single Wall, Steel |  | 1901-01-01 | Field installed cathodic protection | Catchment Basin, Single walled catchment basin | Automatic shutoff device At 95% full | Automatic shutoff device At 95% full |  |  | Statistical Inventory Reconciliation (SIR) | [8 empty] | UST Currently In Use: 1; UST Temp Close: 0; AST Currently In Use: 2; AST Temp Closed: 0 | 1 | 0 | 2 | 25585-095-006210 | VINAR PATEL
24703 | Permanently Closed | 2014-03-17 | 1984-04-21 23:00 | 2014-03-17 | Petroleum | Unleaded gasoline | Unleaded gasoline | Retail | Single Wall, Steel | Steel | Field installed cathodic protection |  | Single Wall, Steel |  | 1901-01-01 | Field installed cathodic protection | Catchment Basin, Single walled catchment basin | Automatic shutoff device At 95% full | Automatic shutoff device At 95% full |  |  | Statistical Inventory Reconciliation (SIR) | [8 empty] | UST Currently In Use: 1; UST Temp Close: 0; AST Currently In Use: 2; AST Temp Closed: 0 | 1 | 0 | 2 | 25585-095-006210 | VINAR PATEL
24704 | Permanently Closed | 1998-11-09 | 1983-04-21 23:00 | 1999-05-19 | Petroleum | Unleaded gasoline | Unleaded gasoline |  | Steel | Steel |  | Painted or None | Steel |  | 1901-01-01 | [12 empty] | Annual line testing | Annual line testing |  | UST Currently In Use: 0; UST Temp Close: 0; AST Currently In Use: 0; AST Temp Closed: 0 | 0 | 0 | 4 | 20722-095-006212 | CAMPBELL BROTHERS PETROLEUM
24705 | Permanently Closed | 1998-11-09 | 1983-04-21 23:00 | 1999-05-19 | Petroleum | Mid-grade gasoline | Mid-grade gasoline |  | Steel | Steel |  | Painted or None | Steel |  | 1901-01-01 |  |  | Flow Rest 90% Full | Flow Rest 90% Full | [8 empty] | Annual line testing | Annual line testing |  | UST Currently In Use: 0; UST Temp Close: 0; AST Currently In Use: 0; AST Temp Closed: 0 | 0 | 0 | 4 | 20722-095-006212 | CAMPBELL BROTHERS PETROLEUM
24706 | Permanently Closed | 1998-11-09 | 1983-04-21 23:00 | 1999-05-19 | Petroleum | On road diesel | On road diesel |  | Steel | Steel |  | Painted or None | Steel |  | 1901-01-01 |  |  | Flow Rest 90% Full | Flow Rest 90% Full | [8 empty] | Annual line testing | Annual line testing |  | UST Currently In Use: 0; UST Temp Close: 0; AST Currently In Use: 0; AST Temp Closed: 0 | 0 | 0 | 4 | 20722-095-006212 | CAMPBELL BROTHERS PETROLEUM
24707 | Permanently Closed | 1998-11-09 | 1983-04-21 23:00 | 1999-05-19 | Petroleum | Premium gasoline | Premium gasoline |  | Steel | Steel | Other, STIP-3 |  | Fiberglass reinforced plastic |  | 1901-01-01 | None | [11 empty] | Annual line testing | Annual line testing |  | UST Currently In Use: 0; UST Temp Close: 0; AST Currently In Use: 0; AST Temp Closed: 0 | 0 | 0 | 4 | 20722-095-006212 | CAMPBELL BROTHERS PETROLEUM
24708 | Permanently Closed | 1901-01-01 | 1976-01-01 | 1988-10-01 | Petroleum | Unleaded gasoline | Unleaded gasoline |  | Steel | Steel |  | Painted or None | Steel |  | 1901-01-01 | [15 empty] | UST Currently In Use: 0; UST Temp Close: 4; AST Currently In Use: 0; AST Temp Closed: 0 | 0 | 4 | 3 | 22607-095-006213 | ENELL COUCH
24709 | Permanently Closed | 1901-01-01 | 1974-01-01 | 1988-10-01 | Petroleum | Unleaded gasoline | Unleaded gasoline |  | Steel | Steel |  | Painted or None | Steel |  | 1901-01-01 | [15 empty] | UST Currently In Use: 0; UST Temp Close: 4; AST Currently In Use: 0; AST Temp Closed: 0 | 0 | 4 | 3 | 22607-095-006213 | ENELL COUCH
24710 | Permanently Closed | 1901-01-01 | 1974-01-01 | 1988-10-01 | Petroleum | On road diesel | On road diesel |  | Steel | Steel |  | Painted or None | Steel |  | 1901-01-01 | [15 empty] | UST Currently In Use: 0; UST Temp Close: 4; AST Currently In Use: 0; AST Temp Closed: 0 | 0 | 4 | 3 | 22607-095-006213 | ENELL COUCH
24711 | Temporary Closed | 2007-11-01 | 1988-01-01 |  | Petroleum | Unleaded gasoline | Unleaded gasoline | Retail | Single Wall, Steel | Steel | Coated & cathodic protection (sti-P3) |  | Fiberglass reinforced plastic, Single Wall |  |  | Other, FLXS ISOLA | Catchment Basin, Single walled catchment basin | Flow Rest 90% Full | Flow Rest 90% Full |  |  | Statistical Inventory Reconciliation (SIR) | [8 empty] | UST Currently In Use: 0; UST Temp Close: 4; AST Currently In Use: 0; AST Temp Closed: 0 | 0 | 4 | 3 | 22607-095-006213 | ENELL COUCH
24712 | Temporary Closed | 2007-11-01 | 1988-01-01 |  | Petroleum | Mid-grade gasoline | Mid-grade gasoline | Retail | Single Wall, Steel | Steel | Coated & cathodic protection (sti-P3) |  | Fiberglass reinforced plastic, Single Wall |  |  | Other, FLXS ISOLA | Catchment Basin, Single walled catchment basin | Flow Rest 90% Full | Flow Rest 90% Full |  |  | Statistical Inventory Reconciliation (SIR) | [8 empty] | UST Currently In Use: 0; UST Temp Close: 4; AST Currently In Use: 0; AST Temp Closed: 0 | 0 | 4 | 3 | 22607-095-006213 | ENELL COUCH
24713 | Temporary Closed | 2007-11-01 | 1988-01-01 |  | Petroleum | Premium gasoline | Premium gasoline | Retail | Single Wall, Steel | Steel | Coated & cathodic protection (sti-P3) |  | Fiberglass reinforced plastic, Single Wall |  |  | Other, FLXS ISOLA | Catchment Basin, Single walled catchment basin | Flow Rest 90% Full | Flow Rest 90% Full |  |  | Statistical Inventory Reconciliation (SIR) | [8 empty] | UST Currently In Use: 0; UST Temp Close: 4; AST Currently In Use: 0; AST Temp Closed: 0 | 0 | 4 | 3 | 22607-095-006213 | ENELL COUCH
24714 | Temporary Closed | 2007-11-01 | 1988-01-01 |  | Petroleum | On road diesel | On road diesel | Retail | Single Wall, Steel | Steel | Coated & cathodic protection (sti-P3) |  | Fiberglass reinforced plastic, Single Wall |  |  | Other, FLXS ISOLA | Catchment Basin, Single walled catchment basin | Flow Rest 90% Full | Flow Rest 90% Full |  |  | Statistical Inventory Reconciliation (SIR) | [8 empty] | UST Currently In Use: 0; UST Temp Close: 4; AST Currently In Use: 0; AST Temp Closed: 0 | 0 | 4 | 3 | 22607-095-006213 | ENELL COUCH
24715 | Currently in Use |  | 1986-04-21 23:00 |  | Petroleum | Unleaded gasoline | Unleaded gasoline | Retail | Single Wall, Steel | Steel | Coated & cathodic protection (sti-P3) |  | Fiberglass reinforced plastic, Single Wall |  |  |  | Catchment Basin, Single walled catchment basin | Automatic shutoff device At 95% full, Flow Rest 90% Full | Flow Rest 90% Full |  |  | Automatic Tank Gauge | [8 empty] | UST Currently In Use: 3; UST Temp Close: 0; AST Currently In Use: 0; AST Temp Closed: 0 | 3 | 0 | 0 | 23827-095-006214 | SHRILAXMINARAYAN LLC
24716 | Currently in Use |  | 1986-04-21 23:00 |  | Petroleum | Unleaded gasoline | Unleaded gasoline | Retail | Single Wall, Steel | Steel | Coated & cathodic protection (sti-P3) |  | Fiberglass reinforced plastic, Single Wall |  |  |  | Catchment Basin, Single walled catchment basin | Automatic shutoff device At 95% full, Flow Rest 90% Full | Flow Rest 90% Full |  |  | Automatic Tank Gauge | [8 empty] | UST Currently In Use: 3; UST Temp Close: 0; AST Currently In Use: 0; AST Temp Closed: 0 | 3 | 0 | 0 | 23827-095-006214 | SHRILAXMINARAYAN LLC
24717 | Currently in Use |  | 1986-04-21 23:00 |  | Petroleum | On road diesel | On road diesel | Retail | Single Wall, Steel | Steel | Coated & cathodic protection (sti-P3) |  | Fiberglass reinforced plastic, Single Wall |  |  |  | Catchment Basin, Single walled catchment basin | Automatic shutoff device At 95% full, Flow Rest 90% Full | Flow Rest 90% Full |  |  | Automatic Tank Gauge | [8 empty] | UST Currently In Use: 3; UST Temp Close: 0; AST Currently In Use: 0; AST Temp Closed: 0 | 3 | 0 | 0 | 23827-095-006214 | SHRILAXMINARAYAN LLC
24718 | Permanently Closed | 1989-10-12 | 1970-01-01 | 1989-10-12 | Petroleum | Unleaded gasoline | Unleaded gasoline |  | Steel | Steel |  | Painted or None | Steel |  | 1901-01-01 | [15 empty] | UST Currently In Use: 0; UST Temp Close: 0; AST Currently In Use: 0; AST Temp Closed: 0 | 0 | 0 | 3 | 13857-095-006215 | PETROLEUM SUPPLIERS INC
24719 | Permanently Closed | 1989-11-12 | 1970-01-01 | 1989-10-12 | Petroleum | Unleaded gasoline | Unleaded gasoline |  | Steel | Steel |  | Painted or None | Steel |  | 1901-01-01 | [15 empty] | UST Currently In Use: 0; UST Temp Close: 0; AST Currently In Use: 0; AST Temp Closed: 0 | 0 | 0 | 3 | 13857-095-006215 | PETROLEUM SUPPLIERS INC
24720 | Permanently Closed | 1983-12-01 | 1970-01-01 | 1988-11-22 | Petroleum | Unleaded gasoline | Unleaded gasoline |  | Steel | Steel |  | Painted or None | Steel |  | 1901-01-01 | [15 empty] | UST Currently In Use: 0; UST Temp Close: 0; AST Currently In Use: 0; AST Temp Closed: 0 | 0 | 0 | 3 | 13857-095-006215 | PETROLEUM SUPPLIERS INC
24721 | Permanently Closed | 1990-11-26 | 1974-01-01 | 1990-11-26 | Petroleum | Unleaded gasoline | Unleaded gasoline |  | Steel | Steel |  | Painted or None | Steel |  | 1901-01-01 | [15 empty] | UST Currently In Use: 0; UST Temp Close: 0; AST Currently In Use: 0; AST Temp Closed: 0 | 0 | 0 | 3 | 13857-095-006216 | PETROLEUM SUPPLIERS INC
24722 | Permanently Closed | 1990-11-26 | 1974-01-01 | 1990-11-26 | Petroleum | Unleaded gasoline | Unleaded gasoline |  | Steel | Steel |  | Painted or None | Steel |  | 1901-01-01 | [15 empty] | UST Currently In Use: 0; UST Temp Close: 0; AST Currently In Use: 0; AST Temp Closed: 0 | 0 | 0 | 3 | 13857-095-006216 | PETROLEUM SUPPLIERS INC
24723 | Permanently Closed | 1990-11-26 | 1974-01-01 | 1990-11-26 | Petroleum | Unleaded gasoline | Unleaded gasoline |  | Steel | Steel |  | Painted or None | Steel |  | 1901-01-01 | [15 empty] | UST Currently In Use: 0; UST Temp Close: 0; AST Currently In Use: 0; AST Temp Closed: 0 | 0 | 0 | 3 | 13857-095-006216 | PETROLEUM SUPPLIERS INC
24724 | Temporary Closed | 2015-08-01 | 1985-04-21 23:00 |  | Petroleum | Unleaded gasoline | Unleaded gasoline | Retail | Single Wall, Steel | Steel | Coated & cathodic protection (sti-P3) |  | Fiberglass reinforced plastic, Single Wall |  |  |  | Catchment Basin, Single walled catchment basin | Flow Rest 90% Full | Flow Rest 90% Full |  |  | Statistical Inventory Reconciliation (SIR) | [8 empty] | UST Currently In Use: 0; UST Temp Close: 3; AST Currently In Use: 0; AST Temp Closed: 0 | 0 | 3 | 1 | 25372-095-006218 | SWEET 227 INC
24725 | Temporary Closed | 2015-08-01 | 1985-04-21 23:00 |  | Petroleum | Unleaded gasoline | Unleaded gasoline | Retail | Single Wall, Steel | Steel | Coated & cathodic protection (sti-P3) |  | Fiberglass reinforced plastic, Single Wall |  |  |  | Catchment Basin, Single walled catchment basin | Flow Rest 90% Full | Flow Rest 90% Full |  |  | Statistical Inventory Reconciliation (SIR) | [8 empty] | UST Currently In Use: 0; UST Temp Close: 3; AST Currently In Use: 0; AST Temp Closed: 0 | 0 | 3 | 1 | 25372-095-006218 | SWEET 227 INC
24726 | Permanently Closed | 1993-10-07 | 1976-04-21 23:00 | 1993-10-07 | Petroleum | Unleaded gasoline | Unleaded gasoline |  | Fiberglass reinforced plastic | Fiberglass reinforced plastic |  |  | Fiberglass reinforced plastic |  | 1901-01-01 | None | [11 empty] | Annual line testing | Annual line testing |  | UST Currently In Use: 0; UST Temp Close: 3; AST Currently In Use: 0; AST Temp Closed: 0 | 0 | 3 | 1 | 25372-095-006218 | SWEET 227 INC
24727 | Permanently Closed | 1995-12-15 | 1982-01-01 | 1998-12-15 | Petroleum | Unleaded gasoline | Unleaded gasoline |  | Steel | Steel |  | Painted or None | Steel |  | 1901-01-01 | [15 empty] | UST Currently In Use: 0; UST Temp Close: 0; AST Currently In Use: 0; AST Temp Closed: 0 | 0 | 0 | 2 | 17240-095-006219 | PERRY GROCERY
24728 | Permanently Closed | 1995-12-15 | 1982-01-01 | 1998-12-15 | Petroleum | Unleaded gasoline | Unleaded gasoline |  | Steel | Steel |  | Painted or None | Steel |  | 1901-01-01 | [15 empty] | UST Currently In Use: 0; UST Temp Close: 0; AST Currently In Use: 0; AST Temp Closed: 0 | 0 | 0 | 2 | 17240-095-006219 | PERRY GROCERY
24729 | Permanently Closed | 2009-06-09 | 1976-04-21 23:00 | 2012-09-13 | Petroleum | Unleaded gasoline | Unleaded gasoline | Retail | Single Wall, Steel | Steel | Field installed cathodic protection |  | Single Wall, Steel |  |  | Field installed cathodic protection | Catchment Basin, Single walled catchment basin | Automatic shutoff device At 95% full | Automatic shutoff device At 95% full |  |  | Automatic Tank Gauge | [8 empty] | UST Currently In Use: 0; UST Temp Close: 0; AST Currently In Use: 0; AST Temp Closed: 0 | 0 | 0 | 3 | 20324-095-006221 | YOGESH MEHTA
24730 | Permanently Closed | 2009-06-09 | 1976-04-21 23:00 | 2012-09-13 | Petroleum | Mid-grade gasoline | Mid-grade gasoline | Retail | Single Wall, Steel | Steel | Field installed cathodic protection |  | Single Wall, Steel |  |  | Field installed cathodic protection | Catchment Basin, Single walled catchment basin | Automatic shutoff device At 95% full | Automatic shutoff device At 95% full |  |  | Automatic Tank Gauge | [8 empty] | UST Currently In Use: 0; UST Temp Close: 0; AST Currently In Use: 0; AST Temp Closed: 0 | 0 | 0 | 3 | 20324-095-006221 | YOGESH MEHTA
24731 | Permanently Closed | 2009-06-09 | 1976-04-21 23:00 | 2012-09-13 | Petroleum | Premium gasoline | Premium gasoline | Retail | Single Wall, Steel | Steel | Field installed cathodic protection |  | Single Wall, Steel |  |  | Field installed cathodic protection | Catchment Basin, Single walled catchment basin | Automatic shutoff device At 95% full | Automatic shutoff device At 95% full |  |  | Automatic Tank Gauge | [8 empty] | UST Currently In Use: 0; UST Temp Close: 0; AST Currently In Use: 0; AST Temp Closed: 0 | 0 | 0 | 3 | 20324-095-006221 | YOGESH MEHTA
24732 | Permanently Closed | 1995-10-31 | 1977-01-01 | 1998-10-31 | Petroleum | Unleaded gasoline | Unleaded gasoline |  | Steel | Steel |  | Painted or None | Steel |  | 1901-01-01 | [12 empty] | Annual line testing | Annual line testing |  | UST Currently In Use: 0; UST Temp Close: 0; AST Currently In Use: 0; AST Temp Closed: 0 | 0 | 0 | 7 | 10825-095-006224 | CAMPBELL AND SONS OIL COMPANY, INC.
24733 | Permanently Closed | 1995-10-31 | 1977-01-01 | 1998-10-31 | Petroleum | Unleaded gasoline | Unleaded gasoline |  | Steel | Steel |  | Painted or None | Steel |  | 1901-01-01 | [12 empty] | Annual line testing | Annual line testing |  | UST Currently In Use: 0; UST Temp Close: 0; AST Currently In Use: 0; AST Temp Closed: 0 | 0 | 0 | 7 | 10825-095-006224 | CAMPBELL AND SONS OIL COMPANY, INC.
24734 | Permanently Closed | 1995-10-31 | 1977-01-01 | 1998-10-31 | Petroleum | Unleaded gasoline | Unleaded gasoline |  | Steel | Steel |  | Painted or None | Steel |  | 1901-01-01 | [12 empty] | Annual line testing | Annual line testing |  | UST Currently In Use: 0; UST Temp Close: 0; AST Currently In Use: 0; AST Temp Closed: 0 | 0 | 0 | 7 | 10825-095-006224 | CAMPBELL AND SONS OIL COMPANY, INC.
24735 | Permanently Closed | 1979-02-01 | 1964-01-01 | 1988-11-12 | Petroleum | Unleaded gasoline | Unleaded gasoline |  | Steel | Steel |  | Painted or None | Steel |  | 1901-01-01 | [15 empty] | UST Currently In Use: 0; UST Temp Close: 0; AST Currently In Use: 0; AST Temp Closed: 0 | 0 | 0 | 7 | 10825-095-006224 | CAMPBELL AND SONS OIL COMPANY, INC.
24736 | Permanently Closed | 1979-02-01 | 1964-01-01 | 1988-11-12 | Petroleum | Unleaded gasoline | Unleaded gasoline |  | Steel | Steel |  | Painted or None | Steel |  | 1901-01-01 | [15 empty] | UST Currently In Use: 0; UST Temp Close: 0; AST Currently In Use: 0; AST Temp Closed: 0 | 0 | 0 | 7 | 10825-095-006224 | CAMPBELL AND SONS OIL COMPANY, INC.
24737 | Permanently Closed | 1979-02-01 | 1964-01-01 | 1979-02-01 | Petroleum | Unleaded gasoline | Unleaded gasoline |  | Steel | Steel |  | Painted or None | Steel |  | 1901-01-01 | [15 empty] | UST Currently In Use: 0; UST Temp Close: 0; AST Currently In Use: 0; AST Temp Closed: 0 | 0 | 0 | 7 | 10825-095-006224 | CAMPBELL AND SONS OIL COMPANY, INC.
24738 | Permanently Closed | 1979-02-01 | 1964-01-01 | 1979-02-01 | Petroleum | Unleaded gasoline | Unleaded gasoline |  | Steel | Steel |  | Painted or None | Steel |  | 1901-01-01 | [15 empty] | UST Currently In Use: 0; UST Temp Close: 0; AST Currently In Use: 0; AST Temp Closed: 0 | 0 | 0 | 7 | 10825-095-006224 | CAMPBELL AND SONS OIL COMPANY, INC.
24739 | Permanently Closed | 1995-03-08 | 1984-04-21 23:00 | 1995-04-12 | Petroleum | Unleaded gasoline | Unleaded gasoline |  | Steel | Steel |  | Painted or None | Steel |  | 1901-01-01 | [12 empty] | Annual line testing | Annual line testing |  | UST Currently In Use: 0; UST Temp Close: 0; AST Currently In Use: 0; AST Temp Closed: 0 | 0 | 0 | 3 | 13857-095-006225 | PETROLEUM SUPPLIERS INC
24740 | Permanently Closed | 1995-03-08 | 1984-04-21 23:00 | 1995-04-12 | Petroleum | Unleaded gasoline | Unleaded gasoline |  | Steel | Steel |  | Painted or None | Steel |  | 1901-01-01 | [12 empty] | Annual line testing | Annual line testing |  | UST Currently In Use: 0; UST Temp Close: 0; AST Currently In Use: 0; AST Temp Closed: 0 | 0 | 0 | 3 | 13857-095-006225 | PETROLEUM SUPPLIERS INC
24741 | Permanently Closed | 1995-03-08 | 1984-04-21 23:00 | 1995-04-12 | Petroleum | Unleaded gasoline | Unleaded gasoline |  | Steel | Steel |  | Painted or None | Steel |  | 1901-01-01 | [12 empty] | Annual line testing | Annual line testing |  | UST Currently In Use: 0; UST Temp Close: 0; AST Currently In Use: 0; AST Temp Closed: 0 | 0 | 0 | 3 | 13857-095-006225 | PETROLEUM SUPPLIERS INC
24742 | Permanently Closed | 1981-04-01 | 1973-01-01 | 1988-12-09 | Petroleum | Unleaded gasoline | Unleaded gasoline |  | Steel | Steel |  | Painted or None | Steel |  | 1901-01-01 | [15 empty] | UST Currently In Use: 0; UST Temp Close: 0; AST Currently In Use: 0; AST Temp Closed: 0 | 0 | 0 | 3 | 13857-095-006231 | PETROLEUM SUPPLIERS INC
24743 | Permanently Closed | 1981-04-01 | 1973-01-01 | 1988-12-09 | Petroleum | Unleaded gasoline | Unleaded gasoline |  | Steel | Steel |  | Painted or None | Steel |  | 1901-01-01 | [15 empty] | UST Currently In Use: 0; UST Temp Close: 0; AST Currently In Use: 0; AST Temp Closed: 0 | 0 | 0 | 3 | 13857-095-006231 | PETROLEUM SUPPLIERS INC
24744 | Permanently Closed | 1981-04-01 | 1973-01-01 | 1988-12-09 | Petroleum | Unleaded gasoline | Unleaded gasoline |  | Steel | Steel |  | Painted or None | Steel |  | 1901-01-01 | [15 empty] | UST Currently In Use: 0; UST Temp Close: 0; AST Currently In Use: 0; AST Temp Closed: 0 | 0 | 0 | 3 | 13857-095-006231 | PETROLEUM SUPPLIERS INC
24745 | Permanently Closed | 1995-10-13 | 1975-01-01 | 1998-10-13 | Petroleum | On road diesel | On road diesel |  | Steel | Steel |  | Painted or None | Steel |  | 1901-01-01 | [12 empty] | Annual line testing | Annual line testing |  | UST Currently In Use: 0; UST Temp Close: 0; AST Currently In Use: 0; AST Temp Closed: 0 | 0 | 0 | 1 | 10825-095-006233 | CAMPBELL AND SONS OIL COMPANY, INC.
24746 | Permanently Closed | 2008-07-01 | 1987-05-19 | 2008-10-24 | Petroleum | Unleaded gasoline | Unleaded gasoline | Retail | Single Wall, Steel | Steel | Coated & cathodic protection (sti-P3) |  | Fiberglass reinforced plastic |  | 1901-01-01 |  | Catchment Basin, Single walled catchment basin | Automatic shutoff device At 95% full | Automatic shutoff device At 95% full |  |  | Automatic Tank Gauge, Statistical Inventory Reconciliation (SIR) | [5 empty] | Statistical inventory reconciliation (SIR) | Statistical inventory reconciliation (SIR) |  | UST Currently In Use: 0; UST Temp Close: 0; AST Currently In Use: 0; AST Temp Closed: 0 | 0 | 0 | 5 | 23076-095-013012 | 431 HENRY,LLC
24747 | Permanently Closed | 2008-07-01 | 1987-05-19 | 2008-10-24 | Petroleum | Mid-grade gasoline | Mid-grade gasoline | Retail | Single Wall, Steel | Steel | Coated & cathodic protection (sti-P3) |  | Fiberglass reinforced plastic |  | 1901-01-01 |  | Catchment Basin, Single walled catchment basin | Automatic shutoff device At 95% full | Automatic shutoff device At 95% full |  |  | Automatic Tank Gauge, Statistical Inventory Reconciliation (SIR) | [5 empty] | Statistical inventory reconciliation (SIR) | Statistical inventory reconciliation (SIR) |  | UST Currently In Use: 0; UST Temp Close: 0; AST Currently In Use: 0; AST Temp Closed: 0 | 0 | 0 | 5 | 23076-095-013012 | 431 HENRY,LLC
24748 | Permanently Closed | 2008-07-01 | 1987-05-19 | 2008-10-24 | Petroleum | Premium gasoline | Premium gasoline | Retail | Single Wall, Steel | Steel | Coated & cathodic protection (sti-P3) |  | Fiberglass reinforced plastic |  | 1901-01-01 |  | Catchment Basin, Single walled catchment basin | Automatic shutoff device At 95% full | Automatic shutoff device At 95% full |  |  | Automatic Tank Gauge, Statistical Inventory Reconciliation (SIR) | [5 empty] | Statistical inventory reconciliation (SIR) | Statistical inventory reconciliation (SIR) |  | UST Currently In Use: 0; UST Temp Close: 0; AST Currently In Use: 0; AST Temp Closed: 0 | 0 | 0 | 5 | 23076-095-013012 | 431 HENRY,LLC
24749 | Permanently Closed | 2008-07-01 | 1987-05-19 | 2008-10-24 | Petroleum | On road diesel | On road diesel | Retail | Single Wall, Steel | Steel | Coated & cathodic protection (sti-P3) |  | Fiberglass reinforced plastic |  | 1901-01-01 |  | Catchment Basin, Single walled catchment basin | Automatic shutoff device At 95% full | Automatic shutoff device At 95% full |  |  | Automatic Tank Gauge, Statistical Inventory Reconciliation (SIR) | [8 empty] | UST Currently In Use: 0; UST Temp Close: 0; AST Currently In Use: 0; AST Temp Closed: 0 | 0 | 0 | 5 | 23076-095-013012 | 431 HENRY,LLC
24750 | Permanently Closed | 2008-07-01 | 1987-05-19 | 2008-10-24 | Petroleum | Kerosene | Kerosene | Retail | Single Wall, Steel | Steel | Coated & cathodic protection (sti-P3) |  | Fiberglass reinforced plastic |  | 1901-01-01 |  | Catchment Basin, Single walled catchment basin | Automatic shutoff device At 95% full | Automatic shutoff device At 95% full |  |  | Automatic Tank Gauge, Statistical Inventory Reconciliation (SIR) | [8 empty] | UST Currently In Use: 0; UST Temp Close: 0; AST Currently In Use: 0; AST Temp Closed: 0 | 0 | 0 | 5 | 23076-095-013012 | 431 HENRY,LLC
24751 | Currently in Use |  | 1978-01-01 |  | Petroleum | Unleaded gasoline | Unleaded gasoline | Retail | Steel | Steel | Field installed cathodic protection |  | Flexible |  |  | Other, FLXS ISOLA | Catchment Basin, Single walled catchment basin | Automatic shutoff device At 95% full | Automatic shutoff device At 95% full |  |  | Statistical Inventory Reconciliation (SIR) |  | Automatic flow restrictor (MLLD) | Automatic flow restrictor (MLLD) |  |  | Annual line testing, Statistical inventory reconciliation (SIR) | Statistical inventory reconciliation (SIR) |  | UST Currently In Use: 1; UST Temp Close: 2; AST Currently In Use: 0; AST Temp Closed: 0 | 1 | 2 | 0 | 24118-097-005670 | REASEY KRANH
24752 | Temporary Closed | 2013-10-01 | 1978-01-01 |  | Petroleum | Mid-grade gasoline | Mid-grade gasoline | Retail | Steel | Steel | Field installed cathodic protection |  | Flexible |  |  | Other, FLXS ISOLA | Catchment Basin, Single walled catchment basin | Automatic shutoff device At 95% full | Automatic shutoff device At 95% full |  |  | Statistical Inventory Reconciliation (SIR) | [5 empty] | Statistical inventory reconciliation (SIR) | Statistical inventory reconciliation (SIR) |  | UST Currently In Use: 1; UST Temp Close: 2; AST Currently In Use: 0; AST Temp Closed: 0 | 1 | 2 | 0 | 24118-097-005670 | REASEY KRANH
24753 | Temporary Closed | 2013-10-01 | 1978-01-01 |  | Petroleum | Premium gasoline | Premium gasoline | Retail | Steel | Steel | Field installed cathodic protection |  | Flexible |  |  | Other, FLXS ISOLA | Catchment Basin, Single walled catchment basin | Automatic shutoff device At 95% full | Automatic shutoff device At 95% full |  |  | Statistical Inventory Reconciliation (SIR) | [5 empty] | Statistical inventory reconciliation (SIR) | Statistical inventory reconciliation (SIR) |  | UST Currently In Use: 1; UST Temp Close: 2; AST Currently In Use: 0; AST Temp Closed: 0 | 1 | 2 | 0 | 24118-097-005670 | REASEY KRANH
24754 | Permanently Closed | 1993-03-04 | 1986-12-01 | 1993-03-04 | Petroleum | Unleaded gasoline | Unleaded gasoline | Local government | Steel | Steel | Coated & cathodic protection (sti-P3) |  |  |  | 1901-01-01 | Field installed cathodic protection | Catchment Basin, Single walled catchment basin | Flow Rest 90% Full | Flow Rest 90% Full | [8 empty] | Vapor monitoring | Vapor monitoring |  | UST Currently In Use: 0; UST Temp Close: 0; AST Currently In Use: 0; AST Temp Closed: 0 | 0 | 0 | 2 | 13860-113-008425 | PHENIX CITY BOARD OF EDUCATION
24755 | Permanently Closed | 1993-03-04 | 1990-02-12 | 1993-03-04 | Petroleum | On road diesel | On road diesel | Local government | Steel | Steel | Coated & cathodic protection (sti-P3) |  | Fiberglass reinforced plastic |  | 1901-01-01 | Other, FRP | Catchment Basin, Single walled catchment basin | Flow Rest 90% Full | Flow Rest 90% Full | [8 empty] | Vapor monitoring | Vapor monitoring |  | UST Currently In Use: 0; UST Temp Close: 0; AST Currently In Use: 0; AST Temp Closed: 0 | 0 | 0 | 2 | 13860-113-008425 | PHENIX CITY BOARD OF EDUCATION
24757 | Permanently Closed | 1993-06-01 | 1977-01-01 | 1993-09-15 | Petroleum | Other, VM&PNAPTHA | Other |  | Steel | Steel |  | Painted or None | Steel |  | 1901-01-01 | [15 empty] | UST Currently In Use: 0; UST Temp Close: 0; AST Currently In Use: 4; AST Temp Closed: 0 | 0 | 0 | 3 | 13861-125-007192 | PHIFER WIRE PRODUCTS INC
24758 | Permanently Closed | 1993-01-26 | 1986-01-01 | 1993-01-26 | Petroleum | On road diesel | On road diesel |  | Fiberglass coated steel | Fiberglass coated steel |  |  | Fiberglass reinforced plastic |  | 1901-01-01 | [15 empty] | UST Currently In Use: 0; UST Temp Close: 0; AST Currently In Use: 4; AST Temp Closed: 0 | 0 | 0 | 3 | 13861-125-007192 | PHIFER WIRE PRODUCTS INC
24759 | Permanently Closed | 1993-01-26 | 1986-01-01 | 1993-01-26 | Petroleum | Unleaded gasoline | Unleaded gasoline |  | Fiberglass coated steel | Fiberglass coated steel |  |  | Fiberglass reinforced plastic |  | 1901-01-01 | [15 empty] | UST Currently In Use: 0; UST Temp Close: 0; AST Currently In Use: 4; AST Temp Closed: 0 | 0 | 0 | 3 | 13861-125-007192 | PHIFER WIRE PRODUCTS INC
24760 | Retired | 1988-08-08 | 1958-01-01 |  | Petroleum | Other, OTHER | Other |  | Steel | Steel |  | Painted or None | Steel |  | 1901-01-01 | [15 empty] | UST Currently In Use: 0; UST Temp Close: 0; AST Currently In Use: 0; AST Temp Closed: 0 | 0 | 0 | 0 | 13861-125-007193 | PHIFER WIRE PRODUCTS INC
24761 | Retired | 1988-08-08 | 1958-01-01 |  | Petroleum | Other, OTHER | Other |  | Steel | Steel |  | Painted or None | Steel |  | 1901-01-01 | [15 empty] | UST Currently In Use: 0; UST Temp Close: 0; AST Currently In Use: 0; AST Temp Closed: 0 | 0 | 0 | 0 | 13861-125-007193 | PHIFER WIRE PRODUCTS INC
24762 | Currently in Use |  | 1986-05-20 |  | Petroleum | Aviation fuel (JP-4; etc.) | Aviation fuel (JP-4; etc.) | Bulk facility | Double Wall, Fiberglass reinforced plastic | Fiberglass reinforced plastic |  |  | Fiberglass reinforced plastic, STEEL S S |  | 1901-01-01 |  |  | Audible high level alarm At 90% full, Flow Rest 90% Full | Flow Rest 90% Full | Interstitial Monitoring within Secondary Containment |  | Automatic Tank Gauge | [8 empty] | UST Currently In Use: 1; UST Temp Close: 0; AST Currently In Use: 0; AST Temp Closed: 0 | 1 | 0 | 0 | 13861-125-007194 | PHIFER WIRE PRODUCTS INC
24763 | Permanently Closed | 1990-09-01 | 1972-01-01 | 1990-09-20 | Petroleum | On road diesel | On road diesel |  | Steel | Steel |  |  | Steel |  | 1901-01-01 | [15 empty] | UST Currently In Use: 0; UST Temp Close: 0; AST Currently In Use: 0; AST Temp Closed: 0 | 0 | 0 | 1 | 13862-047-000390 | PHILLIES CIGAR CO
24764 | Permanently Closed | 1901-01-01 | 1959-01-01 | 1988-12-13 | Petroleum | Unleaded gasoline | Unleaded gasoline |  | Steel | Steel |  | Painted or None | Steel |  | 1901-01-01 | [15 empty] | UST Currently In Use: 0; UST Temp Close: 0; AST Currently In Use: 0; AST Temp Closed: 0 | 0 | 0 | 1 | 13863-013-010156 | PHILLIP & SON LOGGING
24767 | Permanently Closed | 1979-12-01 | 1961-01-01 | 1979-12-01 | Petroleum | Unleaded gasoline | Unleaded gasoline |  | Steel | Steel |  |  | Steel |  | 1901-01-01 | [15 empty] | UST Currently In Use: 0; UST Temp Close: 0; AST Currently In Use: 0; AST Temp Closed: 0 | 0 | 0 | 5 | 13868-003-012744 | PHILLIPS 66 CO
24768 | Permanently Closed | 1979-12-01 | 1961-01-01 | 1979-12-01 | Petroleum | Unleaded gasoline | Unleaded gasoline |  | Steel | Steel |  |  | Steel |  | 1901-01-01 | [15 empty] | UST Currently In Use: 0; UST Temp Close: 0; AST Currently In Use: 0; AST Temp Closed: 0 | 0 | 0 | 5 | 13868-003-012744 | PHILLIPS 66 CO
24769 | Permanently Closed | 1979-12-01 | 1961-01-01 | 1979-12-01 | Petroleum | Used oil | Used oil |  | Steel | Steel |  |  | Steel |  | 1901-01-01 | [15 empty] | UST Currently In Use: 0; UST Temp Close: 0; AST Currently In Use: 0; AST Temp Closed: 0 | 0 | 0 | 5 | 13868-003-012744 | PHILLIPS 66 CO
24770 | Permanently Closed | 1979-12-01 | 1972-01-01 | 1979-12-01 | Petroleum | Unleaded gasoline | Unleaded gasoline |  | Fiberglass reinforced plastic | Fiberglass reinforced plastic |  |  |  |  | 1901-01-01 | [15 empty] | UST Currently In Use: 0; UST Temp Close: 0; AST Currently In Use: 0; AST Temp Closed: 0 | 0 | 0 | 5 | 13868-003-012744 | PHILLIPS 66 CO
24771 | Permanently Closed | 1979-12-01 | 1961-01-01 | 1979-12-01 | Petroleum | Unleaded gasoline | Unleaded gasoline |  | Steel | Steel |  |  | Steel |  | 1901-01-01 | [15 empty] | UST Currently In Use: 0; UST Temp Close: 0; AST Currently In Use: 0; AST Temp Closed: 0 | 0 | 0 | 5 | 13868-003-012744 | PHILLIPS 66 CO
24772 | Permanently Closed | 1976-01-01 | 1962-01-01 | 1976-01-01 | Petroleum | Unleaded gasoline | Unleaded gasoline |  | Steel | Steel |  |  | Steel |  | 1901-01-01 | [15 empty] | UST Currently In Use: 0; UST Temp Close: 0; AST Currently In Use: 0; AST Temp Closed: 0 | 0 | 0 | 4 | 13868-015-012730 | PHILLIPS 66 CO
24773 | Permanently Closed | 1976-01-01 | 1962-01-01 | 1976-01-01 | Petroleum | Unleaded gasoline | Unleaded gasoline |  | Steel | Steel |  |  | Steel |  | 1901-01-01 | [15 empty] | UST Currently In Use: 0; UST Temp Close: 0; AST Currently In Use: 0; AST Temp Closed: 0 | 0 | 0 | 4 | 13868-015-012730 | PHILLIPS 66 CO
24774 | Permanently Closed | 1976-01-01 | 1962-01-01 | 1976-01-01 | Petroleum | Unleaded gasoline | Unleaded gasoline |  | Steel | Steel |  |  | Steel |  | 1901-01-01 | [15 empty] | UST Currently In Use: 0; UST Temp Close: 0; AST Currently In Use: 0; AST Temp Closed: 0 | 0 | 0 | 4 | 13868-015-012730 | PHILLIPS 66 CO
24775 | Permanently Closed | 1976-01-01 | 1962-01-01 | 1976-01-01 | Petroleum | Used oil | Used oil |  | Steel | Steel |  |  | Steel |  | 1901-01-01 | [15 empty] | UST Currently In Use: 0; UST Temp Close: 0; AST Currently In Use: 0; AST Temp Closed: 0 | 0 | 0 | 4 | 13868-015-012730 | PHILLIPS 66 CO
24776 | Permanently Closed | 1976-01-01 | 1962-01-01 | 1976-01-01 | Petroleum | Unleaded gasoline | Unleaded gasoline |  | Steel | Steel |  |  | Steel |  | 1901-01-01 | [15 empty] | UST Currently In Use: 0; UST Temp Close: 0; AST Currently In Use: 0; AST Temp Closed: 0 | 0 | 0 | 4 | 13868-015-012769 | PHILLIPS 66 CO
24777 | Permanently Closed | 1976-01-01 | 1962-01-01 | 1976-01-01 | Petroleum | Used oil | Used oil |  | Steel | Steel |  |  | Steel |  | 1901-01-01 | [15 empty] | UST Currently In Use: 0; UST Temp Close: 0; AST Currently In Use: 0; AST Temp Closed: 0 | 0 | 0 | 4 | 13868-015-012769 | PHILLIPS 66 CO
24778 | Permanently Closed | 1976-01-01 | 1962-01-01 | 1976-01-01 | Petroleum | Unleaded gasoline | Unleaded gasoline |  | Steel | Steel |  |  | Steel |  | 1901-01-01 | [15 empty] | UST Currently In Use: 0; UST Temp Close: 0; AST Currently In Use: 0; AST Temp Closed: 0 | 0 | 0 | 4 | 13868-015-012769 | PHILLIPS 66 CO
24779 | Permanently Closed | 1976-01-01 | 1962-01-01 | 1976-01-01 | Petroleum | Unleaded gasoline | Unleaded gasoline |  | Steel | Steel |  |  | Steel |  | 1901-01-01 | [15 empty] | UST Currently In Use: 0; UST Temp Close: 0; AST Currently In Use: 0; AST Temp Closed: 0 | 0 | 0 | 4 | 13868-015-012769 | PHILLIPS 66 CO
24780 | Permanently Closed | 1976-01-01 | 1962-01-01 | 1976-01-01 | Petroleum | Unleaded gasoline | Unleaded gasoline |  | Steel | Steel |  |  | Steel |  | 1901-01-01 | [15 empty] | UST Currently In Use: 0; UST Temp Close: 0; AST Currently In Use: 0; AST Temp Closed: 0 | 0 | 0 | 4 | 13868-015-012770 | PHILLIPS 66 CO
24781 | Permanently Closed | 1976-01-01 | 1962-01-01 | 1976-01-01 | Petroleum | Unleaded gasoline | Unleaded gasoline |  | Steel | Steel |  |  | Steel |  | 1901-01-01 | [15 empty] | UST Currently In Use: 0; UST Temp Close: 0; AST Currently In Use: 0; AST Temp Closed: 0 | 0 | 0 | 4 | 13868-015-012770 | PHILLIPS 66 CO
24782 | Permanently Closed | 1976-01-01 | 1962-01-01 | 1976-01-01 | Petroleum | Unleaded gasoline | Unleaded gasoline |  | Steel | Steel |  |  | Steel |  | 1901-01-01 | [15 empty] | UST Currently In Use: 0; UST Temp Close: 0; AST Currently In Use: 0; AST Temp Closed: 0 | 0 | 0 | 4 | 13868-015-012770 | PHILLIPS 66 CO
24783 | Permanently Closed | 1976-01-01 | 1968-01-01 | 1976-01-01 | Petroleum | Used oil | Used oil |  | Steel | Steel |  |  | Steel |  | 1901-01-01 | [15 empty] | UST Currently In Use: 0; UST Temp Close: 0; AST Currently In Use: 0; AST Temp Closed: 0 | 0 | 0 | 4 | 13868-015-012770 | PHILLIPS 66 CO
24784 | Permanently Closed | 1976-07-01 | 1961-01-01 | 1976-07-01 | Petroleum | Used oil | Used oil |  | Steel | Steel |  |  | Steel |  | 1901-01-01 | [15 empty] | UST Currently In Use: 0; UST Temp Close: 0; AST Currently In Use: 0; AST Temp Closed: 0 | 0 | 0 | 4 | 13868-015-012771 | PHILLIPS 66 CO
24785 | Permanently Closed | 1976-07-01 | 1961-01-01 | 1976-07-01 | Petroleum | Unleaded gasoline | Unleaded gasoline |  | Steel | Steel |  |  | Steel |  | 1901-01-01 | [15 empty] | UST Currently In Use: 0; UST Temp Close: 0; AST Currently In Use: 0; AST Temp Closed: 0 | 0 | 0 | 4 | 13868-015-012771 | PHILLIPS 66 CO
24786 | Permanently Closed | 1976-07-01 | 1961-01-01 | 1976-07-01 | Petroleum | Unleaded gasoline | Unleaded gasoline |  | Steel | Steel |  |  | Steel |  | 1901-01-01 | [15 empty] | UST Currently In Use: 0; UST Temp Close: 0; AST Currently In Use: 0; AST Temp Closed: 0 | 0 | 0 | 4 | 13868-015-012771 | PHILLIPS 66 CO
24787 | Permanently Closed | 1976-07-01 | 1961-01-01 | 1976-07-01 | Petroleum | Unleaded gasoline | Unleaded gasoline |  | Steel | Steel |  |  | Steel |  | 1901-01-01 | [15 empty] | UST Currently In Use: 0; UST Temp Close: 0; AST Currently In Use: 0; AST Temp Closed: 0 | 0 | 0 | 4 | 13868-015-012771 | PHILLIPS 66 CO
24788 | Permanently Closed | 1976-02-01 | 1968-01-01 | 1976-02-01 | Petroleum | Unleaded gasoline | Unleaded gasoline |  | Fiberglass reinforced plastic | Fiberglass reinforced plastic |  |  |  |  | 1901-01-01 | [15 empty] | UST Currently In Use: 0; UST Temp Close: 0; AST Currently In Use: 0; AST Temp Closed: 0 | 0 | 0 | 3 | 13868-015-012772 | PHILLIPS 66 CO
24789 | Permanently Closed | 1976-02-01 | 1968-01-01 | 1976-02-01 | Petroleum | Unleaded gasoline | Unleaded gasoline |  | Fiberglass reinforced plastic | Fiberglass reinforced plastic |  |  |  |  | 1901-01-01 | [15 empty] | UST Currently In Use: 0; UST Temp Close: 0; AST Currently In Use: 0; AST Temp Closed: 0 | 0 | 0 | 3 | 13868-015-012772 | PHILLIPS 66 CO
24790 | Permanently Closed | 1976-02-01 | 1968-01-01 | 1976-02-01 | Petroleum | Used oil | Used oil |  | Steel | Steel |  |  | Steel |  | 1901-01-01 | [15 empty] | UST Currently In Use: 0; UST Temp Close: 0; AST Currently In Use: 0; AST Temp Closed: 0 | 0 | 0 | 3 | 13868-015-012772 | PHILLIPS 66 CO
24791 | Permanently Closed | 1975-05-01 | 1958-01-01 | 1975-05-01 | Petroleum | Unleaded gasoline | Unleaded gasoline |  | Steel | Steel |  |  | Steel |  | 1901-01-01 | [15 empty] | UST Currently In Use: 0; UST Temp Close: 0; AST Currently In Use: 0; AST Temp Closed: 0 | 0 | 0 | 4 | 13868-031-012774 | PHILLIPS 66 CO
24792 | Permanently Closed | 1975-05-01 | 1958-01-01 | 1975-05-01 | Petroleum | Unleaded gasoline | Unleaded gasoline |  | Steel | Steel |  |  | Steel |  | 1901-01-01 | [15 empty] | UST Currently In Use: 0; UST Temp Close: 0; AST Currently In Use: 0; AST Temp Closed: 0 | 0 | 0 | 4 | 13868-031-012774 | PHILLIPS 66 CO
24793 | Permanently Closed | 1975-05-01 | 1958-01-01 | 1975-05-01 | Petroleum | Used oil | Used oil |  | Steel | Steel |  |  | Steel |  | 1901-01-01 | [15 empty] | UST Currently In Use: 0; UST Temp Close: 0; AST Currently In Use: 0; AST Temp Closed: 0 | 0 | 0 | 4 | 13868-031-012774 | PHILLIPS 66 CO
24794 | Permanently Closed | 1975-05-01 | 1958-01-01 | 1975-05-01 | Petroleum | Unleaded gasoline | Unleaded gasoline |  | Steel | Steel |  |  | Steel |  | 1901-01-01 | [15 empty] | UST Currently In Use: 0; UST Temp Close: 0; AST Currently In Use: 0; AST Temp Closed: 0 | 0 | 0 | 4 | 13868-031-012774 | PHILLIPS 66 CO
24795 | Permanently Closed | 1976-12-01 | 1964-01-01 | 1975-05-01 | Petroleum | Unleaded gasoline | Unleaded gasoline |  | Steel | Steel |  |  | Steel |  | 1901-01-01 | [15 empty] | UST Currently In Use: 0; UST Temp Close: 0; AST Currently In Use: 0; AST Temp Closed: 0 | 0 | 0 | 3 | 13868-033-012723 | PHILLIPS 66 CO
24796 | Permanently Closed | 1976-12-01 | 1964-01-01 | 1976-12-01 | Petroleum | Used oil | Used oil |  | Steel | Steel |  |  | Steel |  | 1901-01-01 | [15 empty] | UST Currently In Use: 0; UST Temp Close: 0; AST Currently In Use: 0; AST Temp Closed: 0 | 0 | 0 | 3 | 13868-033-012723 | PHILLIPS 66 CO
24797 | Permanently Closed | 1976-12-01 | 1964-01-01 | 1976-12-01 | Petroleum | Unleaded gasoline | Unleaded gasoline |  | Steel | Steel |  |  | Steel |  | 1901-01-01 | [15 empty] | UST Currently In Use: 0; UST Temp Close: 0; AST Currently In Use: 0; AST Temp Closed: 0 | 0 | 0 | 3 | 13868-033-012723 | PHILLIPS 66 CO
24798 | Permanently Closed | 1977-08-01 | 1971-01-01 | 1977-08-01 | Petroleum | Unleaded gasoline | Unleaded gasoline |  | Steel | Steel |  |  | Steel |  | 1901-01-01 | [15 empty] | UST Currently In Use: 0; UST Temp Close: 0; AST Currently In Use: 0; AST Temp Closed: 0 | 0 | 0 | 2 | 13868-039-012725 | PHILLIPS 66 CO
24799 | Permanently Closed | 1977-08-01 | 1971-01-01 | 1977-08-01 | Petroleum | Unleaded gasoline | Unleaded gasoline |  | Steel | Steel |  |  | Steel |  | 1901-01-01 | [15 empty] | UST Currently In Use: 0; UST Temp Close: 0; AST Currently In Use: 0; AST Temp Closed: 0 | 0 | 0 | 2 | 13868-039-012725 | PHILLIPS 66 CO
24800 | Permanently Closed | 1976-06-01 | 1969-01-01 | 1976-06-01 | Petroleum | Unleaded gasoline | Unleaded gasoline |  | Steel | Steel |  |  | Steel |  | 1901-01-01 | [15 empty] | UST Currently In Use: 0; UST Temp Close: 0; AST Currently In Use: 0; AST Temp Closed: 0 | 0 | 0 | 5 | 13868-039-012775 | PHILLIPS 66 CO
24801 | Permanently Closed | 1976-06-01 | 1968-01-01 | 1976-06-01 | Petroleum | Used oil | Used oil |  | Steel | Steel |  |  | Steel |  | 1901-01-01 | [15 empty] | UST Currently In Use: 0; UST Temp Close: 0; AST Currently In Use: 0; AST Temp Closed: 0 | 0 | 0 | 5 | 13868-039-012775 | PHILLIPS 66 CO
24802 | Permanently Closed | 1976-06-01 | 1970-01-01 | 1976-06-01 | Petroleum | On road diesel | On road diesel |  | Steel | Steel |  |  | Steel |  | 1901-01-01 | [15 empty] | UST Currently In Use: 0; UST Temp Close: 0; AST Currently In Use: 0; AST Temp Closed: 0 | 0 | 0 | 5 | 13868-039-012775 | PHILLIPS 66 CO
24803 | Permanently Closed | 1976-06-01 | 1970-01-01 | 1976-06-01 | Petroleum | On road diesel | On road diesel |  | Steel | Steel |  |  | Steel |  | 1901-01-01 | [15 empty] | UST Currently In Use: 0; UST Temp Close: 0; AST Currently In Use: 0; AST Temp Closed: 0 | 0 | 0 | 5 | 13868-039-012775 | PHILLIPS 66 CO
24804 | Permanently Closed | 1976-06-01 | 1969-01-01 | 1976-06-01 | Petroleum | Unleaded gasoline | Unleaded gasoline |  | Steel | Steel |  |  | Steel |  | 1901-01-01 | [15 empty] | UST Currently In Use: 0; UST Temp Close: 0; AST Currently In Use: 0; AST Temp Closed: 0 | 0 | 0 | 5 | 13868-039-012775 | PHILLIPS 66 CO
24805 | Permanently Closed | 1976-12-01 | 1958-01-01 | 1976-10-01 | Petroleum | Unleaded gasoline | Unleaded gasoline |  | Steel | Steel |  |  | Steel |  | 1901-01-01 | [15 empty] | UST Currently In Use: 0; UST Temp Close: 0; AST Currently In Use: 0; AST Temp Closed: 0 | 0 | 0 | 4 | 13868-039-012776 | PHILLIPS 66 CO
24806 | Permanently Closed | 1976-12-01 | 1958-01-01 | 1976-12-01 | Petroleum | Unleaded gasoline | Unleaded gasoline |  | Steel | Steel |  |  | Steel |  | 1901-01-01 | [15 empty] | UST Currently In Use: 0; UST Temp Close: 0; AST Currently In Use: 0; AST Temp Closed: 0 | 0 | 0 | 4 | 13868-039-012776 | PHILLIPS 66 CO
24807 | Permanently Closed | 1976-12-01 | 1958-01-01 | 1976-12-01 | Petroleum | Unleaded gasoline | Unleaded gasoline |  | Steel | Steel |  |  | Steel |  | 1901-01-01 | [15 empty] | UST Currently In Use: 0; UST Temp Close: 0; AST Currently In Use: 0; AST Temp Closed: 0 | 0 | 0 | 4 | 13868-039-012776 | PHILLIPS 66 CO
24808 | Permanently Closed | 1976-12-01 | 1958-01-01 | 1976-12-01 | Petroleum | Used oil | Used oil |  | Steel | Steel |  |  | Steel |  | 1901-01-01 | [15 empty] | UST Currently In Use: 0; UST Temp Close: 0; AST Currently In Use: 0; AST Temp Closed: 0 | 0 | 0 | 4 | 13868-039-012776 | PHILLIPS 66 CO
24809 | Permanently Closed | 1976-06-01 | 1961-01-01 | 1976-06-01 | Petroleum | Used oil | Used oil |  | Steel | Steel |  |  | Steel |  | 1901-01-01 | [15 empty] | UST Currently In Use: 0; UST Temp Close: 0; AST Currently In Use: 0; AST Temp Closed: 0 | 0 | 0 | 4 | 13868-039-012777 | PHILLIPS 66 CO
24810 | Permanently Closed | 1976-06-01 | 1961-01-01 | 1976-06-01 | Petroleum | Unleaded gasoline | Unleaded gasoline |  | Steel | Steel |  |  | Steel |  | 1901-01-01 | [15 empty] | UST Currently In Use: 0; UST Temp Close: 0; AST Currently In Use: 0; AST Temp Closed: 0 | 0 | 0 | 4 | 13868-039-012777 | PHILLIPS 66 CO
24811 | Permanently Closed | 1976-06-01 | 1961-01-01 | 1976-06-01 | Petroleum | Unleaded gasoline | Unleaded gasoline |  | Steel | Steel |  |  | Steel |  | 1901-01-01 | [15 empty] | UST Currently In Use: 0; UST Temp Close: 0; AST Currently In Use: 0; AST Temp Closed: 0 | 0 | 0 | 4 | 13868-039-012777 | PHILLIPS 66 CO
24812 | Permanently Closed | 1976-06-01 | 1961-01-01 | 1976-06-01 | Petroleum | Unleaded gasoline | Unleaded gasoline |  | Steel | Steel |  |  | Steel |  | 1901-01-01 | [15 empty] | UST Currently In Use: 0; UST Temp Close: 0; AST Currently In Use: 0; AST Temp Closed: 0 | 0 | 0 | 4 | 13868-039-012777 | PHILLIPS 66 CO
24813 | Permanently Closed | 1976-06-01 | 1970-01-01 | 1976-06-01 | Petroleum | Unleaded gasoline | Unleaded gasoline |  | Steel | Steel |  |  | Steel |  | 1901-01-01 | [15 empty] | UST Currently In Use: 0; UST Temp Close: 0; AST Currently In Use: 0; AST Temp Closed: 0 | 0 | 0 | 3 | 13868-039-012778 | PHILLIPS 66 CO
24814 | Permanently Closed | 1976-06-01 | 1970-01-01 | 1976-06-01 | Petroleum | Unleaded gasoline | Unleaded gasoline |  | Steel | Steel |  |  | Steel |  | 1901-01-01 | [15 empty] | UST Currently In Use: 0; UST Temp Close: 0; AST Currently In Use: 0; AST Temp Closed: 0 | 0 | 0 | 3 | 13868-039-012778 | PHILLIPS 66 CO
24815 | Permanently Closed | 1976-06-01 | 1970-01-01 | 1976-06-01 | Petroleum | Unleaded gasoline | Unleaded gasoline |  | Steel | Steel |  |  | Steel |  | 1901-01-01 | [15 empty] | UST Currently In Use: 0; UST Temp Close: 0; AST Currently In Use: 0; AST Temp Closed: 0 | 0 | 0 | 3 | 13868-039-012778 | PHILLIPS 66 CO
24816 | Permanently Closed | 1976-06-01 | 1969-01-01 | 1976-06-01 | Petroleum | Unleaded gasoline | Unleaded gasoline |  | Steel | Steel |  |  | Steel |  | 1901-01-01 | [15 empty] | UST Currently In Use: 0; UST Temp Close: 0; AST Currently In Use: 0; AST Temp Closed: 0 | 0 | 0 | 4 | 13868-039-012779 | PHILLIPS 66 CO
24817 | Permanently Closed | 1976-06-01 | 1969-01-01 | 1976-06-01 | Petroleum | Used oil | Used oil |  | Steel | Steel |  |  | Steel |  | 1901-01-01 | [15 empty] | UST Currently In Use: 0; UST Temp Close: 0; AST Currently In Use: 0; AST Temp Closed: 0 | 0 | 0 | 4 | 13868-039-012779 | PHILLIPS 66 CO
24818 | Permanently Closed | 1976-06-01 | 1969-01-01 | 1976-06-01 | Petroleum | Unleaded gasoline | Unleaded gasoline |  | Steel | Steel |  |  | Steel |  | 1901-01-01 | [15 empty] | UST Currently In Use: 0; UST Temp Close: 0; AST Currently In Use: 0; AST Temp Closed: 0 | 0 | 0 | 4 | 13868-039-012779 | PHILLIPS 66 CO
24819 | Permanently Closed | 1976-06-01 | 1969-01-01 | 1976-06-01 | Petroleum | On road diesel | On road diesel |  | Steel | Steel |  |  | Steel |  | 1901-01-01 | [15 empty] | UST Currently In Use: 0; UST Temp Close: 0; AST Currently In Use: 0; AST Temp Closed: 0 | 0 | 0 | 4 | 13868-039-012779 | PHILLIPS 66 CO
24820 | Permanently Closed | 1976-06-01 | 1969-01-01 | 1976-06-01 | Petroleum | Unleaded gasoline | Unleaded gasoline |  | Steel | Steel |  |  | Steel |  | 1901-01-01 | [15 empty] | UST Currently In Use: 0; UST Temp Close: 0; AST Currently In Use: 0; AST Temp Closed: 0 | 0 | 0 | 3 | 13868-039-012780 | PHILLIPS 66 CO
24821 | Permanently Closed | 1976-06-01 | 1969-01-01 | 1976-06-01 | Petroleum | Unleaded gasoline | Unleaded gasoline |  | Steel | Steel |  |  | Steel |  | 1901-01-01 | [15 empty] | UST Currently In Use: 0; UST Temp Close: 0; AST Currently In Use: 0; AST Temp Closed: 0 | 0 | 0 | 3 | 13868-039-012780 | PHILLIPS 66 CO
24822 | Permanently Closed | 1976-06-01 | 1969-01-01 | 1976-06-01 | Petroleum | Unleaded gasoline | Unleaded gasoline |  | Steel | Steel |  |  | Steel |  | 1901-01-01 | [15 empty] | UST Currently In Use: 0; UST Temp Close: 0; AST Currently In Use: 0; AST Temp Closed: 0 | 0 | 0 | 3 | 13868-039-012780 | PHILLIPS 66 CO
24823 | Permanently Closed | 1976-06-01 | 1970-01-01 | 1976-06-01 | Petroleum | Unleaded gasoline | Unleaded gasoline |  | Steel | Steel |  |  | Steel |  | 1901-01-01 | [15 empty] | UST Currently In Use: 0; UST Temp Close: 0; AST Currently In Use: 0; AST Temp Closed: 0 | 0 | 0 | 2 | 13868-039-012801 | PHILLIPS 66 CO
24824 | Permanently Closed | 1976-06-01 | 1970-01-01 | 1976-06-01 | Petroleum | Unleaded gasoline | Unleaded gasoline |  | Steel | Steel |  |  | Steel |  | 1901-01-01 | [15 empty] | UST Currently In Use: 0; UST Temp Close: 0; AST Currently In Use: 0; AST Temp Closed: 0 | 0 | 0 | 2 | 13868-039-012801 | PHILLIPS 66 CO
24825 | Permanently Closed | 1977-12-01 | 1972-01-01 | 1977-12-01 | Petroleum | Unleaded gasoline | Unleaded gasoline |  | Fiberglass reinforced plastic | Fiberglass reinforced plastic |  |  |  |  | 1901-01-01 | [15 empty] | UST Currently In Use: 0; UST Temp Close: 0; AST Currently In Use: 0; AST Temp Closed: 0 | 0 | 0 | 5 | 13868-043-012782 | PHILLIPS 66 CO
24826 | Permanently Closed | 1977-12-01 | 1962-01-01 | 1977-12-01 | Petroleum | Unleaded gasoline | Unleaded gasoline |  | Steel | Steel |  |  | Steel |  | 1901-01-01 | [15 empty] | UST Currently In Use: 0; UST Temp Close: 0; AST Currently In Use: 0; AST Temp Closed: 0 | 0 | 0 | 5 | 13868-043-012782 | PHILLIPS 66 CO
24827 | Permanently Closed | 1977-12-01 | 1962-01-01 | 1977-12-01 | Petroleum | Unleaded gasoline | Unleaded gasoline |  | Steel | Steel |  |  | Steel |  | 1901-01-01 | [15 empty] | UST Currently In Use: 0; UST Temp Close: 0; AST Currently In Use: 0; AST Temp Closed: 0 | 0 | 0 | 5 | 13868-043-012782 | PHILLIPS 66 CO
24828 | Permanently Closed | 1977-12-01 | 1962-01-01 | 1977-12-01 | Petroleum | Used oil | Used oil |  | Steel | Steel |  |  | Steel |  | 1901-01-01 | [15 empty] | UST Currently In Use: 0; UST Temp Close: 0; AST Currently In Use: 0; AST Temp Closed: 0 | 0 | 0 | 5 | 13868-043-012782 | PHILLIPS 66 CO
24829 | Permanently Closed | 1977-12-01 | 1962-01-01 | 1977-12-01 | Petroleum | Unleaded gasoline | Unleaded gasoline |  | Steel | Steel |  |  | Steel |  | 1901-01-01 | [15 empty] | UST Currently In Use: 0; UST Temp Close: 0; AST Currently In Use: 0; AST Temp Closed: 0 | 0 | 0 | 5 | 13868-043-012782 | PHILLIPS 66 CO
24830 | Permanently Closed | 1978-01-01 | 1962-01-01 | 1978-01-01 | Petroleum | Unleaded gasoline | Unleaded gasoline |  | Steel | Steel |  |  | Steel |  | 1901-01-01 | [15 empty] | UST Currently In Use: 0; UST Temp Close: 0; AST Currently In Use: 0; AST Temp Closed: 0 | 0 | 0 | 4 | 13868-043-012785 | PHILLIPS 66 CO
24831 | Permanently Closed | 1978-01-01 | 1962-01-01 | 1978-01-01 | Petroleum | Unleaded gasoline | Unleaded gasoline |  | Steel | Steel |  |  | Steel |  | 1901-01-01 | [15 empty] | UST Currently In Use: 0; UST Temp Close: 0; AST Currently In Use: 0; AST Temp Closed: 0 | 0 | 0 | 4 | 13868-043-012785 | PHILLIPS 66 CO
24832 | Permanently Closed | 1978-01-01 | 1971-01-01 | 1978-01-01 | Petroleum | Unleaded gasoline | Unleaded gasoline |  | Fiberglass reinforced plastic | Fiberglass reinforced plastic |  |  |  |  | 1901-01-01 | [15 empty] | UST Currently In Use: 0; UST Temp Close: 0; AST Currently In Use: 0; AST Temp Closed: 0 | 0 | 0 | 4 | 13868-043-012785 | PHILLIPS 66 CO
24833 | Permanently Closed | 1978-01-01 | 1962-01-01 | 1978-01-01 | Petroleum | Used oil | Used oil |  | Steel | Steel |  |  | Steel |  | 1901-01-01 | [15 empty] | UST Currently In Use: 0; UST Temp Close: 0; AST Currently In Use: 0; AST Temp Closed: 0 | 0 | 0 | 4 | 13868-043-012785 | PHILLIPS 66 CO
24834 | Permanently Closed | 1976-10-01 | 1961-01-01 | 1976-10-01 | Petroleum | Unleaded gasoline | Unleaded gasoline |  | Steel | Steel |  |  | Steel |  | 1901-01-01 | [15 empty] | UST Currently In Use: 0; UST Temp Close: 0; AST Currently In Use: 0; AST Temp Closed: 0 | 0 | 0 | 4 | 13868-055-012783 | PHILLIPS 66 CO
24835 | Permanently Closed | 1976-10-01 | 1961-01-01 | 1976-10-01 | Petroleum | Used oil | Used oil |  | Steel | Steel |  |  | Steel |  | 1901-01-01 | [15 empty] | UST Currently In Use: 0; UST Temp Close: 0; AST Currently In Use: 0; AST Temp Closed: 0 | 0 | 0 | 4 | 13868-055-012783 | PHILLIPS 66 CO
24836 | Permanently Closed | 1976-10-01 | 1961-01-01 | 1976-10-01 | Petroleum | Unleaded gasoline | Unleaded gasoline |  | Steel | Steel |  |  | Steel |  | 1901-01-01 | [15 empty] | UST Currently In Use: 0; UST Temp Close: 0; AST Currently In Use: 0; AST Temp Closed: 0 | 0 | 0 | 4 | 13868-055-012783 | PHILLIPS 66 CO
24837 | Permanently Closed | 1976-10-01 | 1961-01-01 | 1976-10-01 | Petroleum | Unleaded gasoline | Unleaded gasoline |  | Steel | Steel |  |  | Steel |  | 1901-01-01 | [15 empty] | UST Currently In Use: 0; UST Temp Close: 0; AST Currently In Use: 0; AST Temp Closed: 0 | 0 | 0 | 4 | 13868-055-012783 | PHILLIPS 66 CO
24838 | Permanently Closed | 1977-09-01 | 1961-01-01 | 1977-09-01 | Petroleum | Unleaded gasoline | Unleaded gasoline |  | Steel | Steel |  |  | Steel |  | 1901-01-01 | [15 empty] | UST Currently In Use: 0; UST Temp Close: 0; AST Currently In Use: 0; AST Temp Closed: 0 | 0 | 0 | 4 | 13868-055-012784 | PHILLIPS 66 CO
24839 | Permanently Closed | 1977-09-01 | 1961-01-01 | 1977-09-01 | Petroleum | Used oil | Used oil |  | Steel | Steel |  |  | Steel |  | 1901-01-01 | [15 empty] | UST Currently In Use: 0; UST Temp Close: 0; AST Currently In Use: 0; AST Temp Closed: 0 | 0 | 0 | 4 | 13868-055-012784 | PHILLIPS 66 CO
24840 | Permanently Closed | 1977-09-01 | 1961-01-01 | 1977-09-01 | Petroleum | Unleaded gasoline | Unleaded gasoline |  | Steel | Steel |  |  | Steel |  | 1901-01-01 | [15 empty] | UST Currently In Use: 0; UST Temp Close: 0; AST Currently In Use: 0; AST Temp Closed: 0 | 0 | 0 | 4 | 13868-055-012784 | PHILLIPS 66 CO
24841 | Permanently Closed | 1977-09-01 | 1961-01-01 | 1977-09-01 | Petroleum | Unleaded gasoline | Unleaded gasoline |  | Steel | Steel |  |  | Steel |  | 1901-01-01 | [15 empty] | UST Currently In Use: 0; UST Temp Close: 0; AST Currently In Use: 0; AST Temp Closed: 0 | 0 | 0 | 4 | 13868-055-012784 | PHILLIPS 66 CO
24842 | Permanently Closed | 1976-03-01 | 1965-01-01 | 1976-03-01 | Petroleum | Unleaded gasoline | Unleaded gasoline |  | Fiberglass reinforced plastic | Fiberglass reinforced plastic |  |  |  |  | 1901-01-01 | [15 empty] | UST Currently In Use: 0; UST Temp Close: 0; AST Currently In Use: 0; AST Temp Closed: 0 | 0 | 0 | 3 | 13868-069-012787 | PHILLIPS 66 CO
24843 | Permanently Closed | 1976-03-01 | 1965-01-01 | 1976-03-01 | Petroleum | Used oil | Used oil |  | Steel | Steel |  |  | Steel |  | 1901-01-01 | [15 empty] | UST Currently In Use: 0; UST Temp Close: 0; AST Currently In Use: 0; AST Temp Closed: 0 | 0 | 0 | 3 | 13868-069-012787 | PHILLIPS 66 CO
24844 | Permanently Closed | 1976-03-01 | 1965-01-01 | 1976-03-01 | Petroleum | Unleaded gasoline | Unleaded gasoline |  | Fiberglass reinforced plastic | Fiberglass reinforced plastic |  |  |  |  | 1901-01-01 | [15 empty] | UST Currently In Use: 0; UST Temp Close: 0; AST Currently In Use: 0; AST Temp Closed: 0 | 0 | 0 | 3 | 13868-069-012787 | PHILLIPS 66 CO
24845 | Permanently Closed | 1977-11-01 | 1969-01-01 | 1977-11-01 | Petroleum | Unleaded gasoline | Unleaded gasoline |  | Fiberglass reinforced plastic | Fiberglass reinforced plastic |  |  |  |  | 1901-01-01 | [15 empty] | UST Currently In Use: 0; UST Temp Close: 0; AST Currently In Use: 0; AST Temp Closed: 0 | 0 | 0 | 6 | 13868-073-012724 | PHILLIPS 66 CO
24846 | Permanently Closed | 1977-11-01 | 1970-01-01 | 1977-11-01 | Petroleum | Unleaded gasoline | Unleaded gasoline |  | Steel | Steel |  |  | Steel |  | 1901-01-01 | [15 empty] | UST Currently In Use: 0; UST Temp Close: 0; AST Currently In Use: 0; AST Temp Closed: 0 | 0 | 0 | 6 | 13868-073-012724 | PHILLIPS 66 CO
24847 | Permanently Closed | 1977-11-01 | 1970-01-01 | 1977-11-01 | Petroleum | Unleaded gasoline | Unleaded gasoline |  | Steel | Steel |  |  | Steel |  | 1901-01-01 | [15 empty] | UST Currently In Use: 0; UST Temp Close: 0; AST Currently In Use: 0; AST Temp Closed: 0 | 0 | 0 | 6 | 13868-073-012724 | PHILLIPS 66 CO
24848 | Permanently Closed | 1977-11-01 | 1969-01-01 | 1977-11-01 | Petroleum | Unleaded gasoline | Unleaded gasoline |  | Fiberglass reinforced plastic | Fiberglass reinforced plastic |  |  |  |  | 1901-01-01 | [15 empty] | UST Currently In Use: 0; UST Temp Close: 0; AST Currently In Use: 0; AST Temp Closed: 0 | 0 | 0 | 6 | 13868-073-012724 | PHILLIPS 66 CO
24849 | Permanently Closed | 1977-11-01 | 1969-01-01 | 1977-11-01 | Petroleum | Unleaded gasoline | Unleaded gasoline |  | Fiberglass reinforced plastic | Fiberglass reinforced plastic |  |  |  |  | 1901-01-01 | [15 empty] | UST Currently In Use: 0; UST Temp Close: 0; AST Currently In Use: 0; AST Temp Closed: 0 | 0 | 0 | 6 | 13868-073-012724 | PHILLIPS 66 CO
24850 | Permanently Closed | 1977-11-01 | 1969-01-01 | 1977-11-01 | Petroleum | Unleaded gasoline | Unleaded gasoline |  | Fiberglass reinforced plastic | Fiberglass reinforced plastic |  |  |  |  | 1901-01-01 | [15 empty] | UST Currently In Use: 0; UST Temp Close: 0; AST Currently In Use: 0; AST Temp Closed: 0 | 0 | 0 | 6 | 13868-073-012724 | PHILLIPS 66 CO
24851 | Permanently Closed | 1975-06-01 | 1961-01-01 | 1975-06-01 | Petroleum | Used oil | Used oil |  | Steel | Steel |  |  | Steel |  | 1901-01-01 | [15 empty] | UST Currently In Use: 0; UST Temp Close: 0; AST Currently In Use: 0; AST Temp Closed: 0 | 0 | 0 | 4 | 13868-073-012731 | PHILLIPS 66 CO
24852 | Permanently Closed | 1975-06-01 | 1961-01-01 | 1975-06-01 | Petroleum | Unleaded gasoline | Unleaded gasoline |  | Steel | Steel |  |  | Steel |  | 1901-01-01 | [15 empty] | UST Currently In Use: 0; UST Temp Close: 0; AST Currently In Use: 0; AST Temp Closed: 0 | 0 | 0 | 4 | 13868-073-012731 | PHILLIPS 66 CO
24853 | Permanently Closed | 1975-06-01 | 1961-01-01 | 1975-06-01 | Petroleum | Unleaded gasoline | Unleaded gasoline |  | Steel | Steel |  |  | Steel |  | 1901-01-01 | [15 empty] | UST Currently In Use: 0; UST Temp Close: 0; AST Currently In Use: 0; AST Temp Closed: 0 | 0 | 0 | 4 | 13868-073-012731 | PHILLIPS 66 CO
24854 | Permanently Closed | 1975-06-01 | 1961-01-01 | 1975-06-01 | Petroleum | Unleaded gasoline | Unleaded gasoline |  | Steel | Steel |  |  | Steel |  | 1901-01-01 | [15 empty] | UST Currently In Use: 0; UST Temp Close: 0; AST Currently In Use: 0; AST Temp Closed: 0 | 0 | 0 | 4 | 13868-073-012731 | PHILLIPS 66 CO
24855 | Permanently Closed | 1977-02-01 | 1963-01-01 | 1977-02-01 | Petroleum | Unleaded gasoline | Unleaded gasoline |  | Steel | Steel |  |  | Steel |  | 1901-01-01 | [15 empty] | UST Currently In Use: 0; UST Temp Close: 0; AST Currently In Use: 0; AST Temp Closed: 0 | 0 | 0 | 5 | 13868-073-012732 | PHILLIPS 66 CO
24856 | Permanently Closed | 1977-02-01 | 1963-01-01 | 1977-02-01 | Petroleum | Used oil | Used oil |  | Steel | Steel |  |  | Steel |  | 1901-01-01 | [15 empty] | UST Currently In Use: 0; UST Temp Close: 0; AST Currently In Use: 0; AST Temp Closed: 0 | 0 | 0 | 5 | 13868-073-012732 | PHILLIPS 66 CO
24857 | Permanently Closed | 1977-02-01 | 1963-01-01 | 1977-02-01 | Petroleum | Unleaded gasoline | Unleaded gasoline |  | Steel | Steel |  |  | Steel |  | 1901-01-01 | [15 empty] | UST Currently In Use: 0; UST Temp Close: 0; AST Currently In Use: 0; AST Temp Closed: 0 | 0 | 0 | 5 | 13868-073-012732 | PHILLIPS 66 CO
24858 | Permanently Closed | 1977-02-01 | 1966-01-01 | 1977-02-01 | Petroleum | Unleaded gasoline | Unleaded gasoline |  | Steel | Steel |  |  | Steel |  | 1901-01-01 | [15 empty] | UST Currently In Use: 0; UST Temp Close: 0; AST Currently In Use: 0; AST Temp Closed: 0 | 0 | 0 | 5 | 13868-073-012732 | PHILLIPS 66 CO
24859 | Permanently Closed | 1977-02-01 | 1963-01-01 | 1977-02-01 | Petroleum | Unleaded gasoline | Unleaded gasoline |  | Steel | Steel |  |  | Steel |  | 1901-01-01 | [15 empty] | UST Currently In Use: 0; UST Temp Close: 0; AST Currently In Use: 0; AST Temp Closed: 0 | 0 | 0 | 5 | 13868-073-012732 | PHILLIPS 66 CO
24860 | Permanently Closed | 1977-02-01 | 1966-01-01 | 1977-02-01 | Petroleum | Unleaded gasoline | Unleaded gasoline |  | Steel | Steel |  |  | Steel |  | 1901-01-01 | [15 empty] | UST Currently In Use: 0; UST Temp Close: 0; AST Currently In Use: 0; AST Temp Closed: 0 | 0 | 0 | 5 | 13868-073-012733 | PHILLIPS 66 CO
24861 | Permanently Closed | 1977-02-01 | 1972-01-01 | 1977-02-01 | Petroleum | Unleaded gasoline | Unleaded gasoline |  | Fiberglass reinforced plastic | Fiberglass reinforced plastic |  |  |  |  | 1901-01-01 | [15 empty] | UST Currently In Use: 0; UST Temp Close: 0; AST Currently In Use: 0; AST Temp Closed: 0 | 0 | 0 | 5 | 13868-073-012733 | PHILLIPS 66 CO
24862 | Permanently Closed | 1977-02-01 | 1966-01-01 | 1977-02-01 | Petroleum | Unleaded gasoline | Unleaded gasoline |  | Steel | Steel |  |  | Steel |  | 1901-01-01 | [15 empty] | UST Currently In Use: 0; UST Temp Close: 0; AST Currently In Use: 0; AST Temp Closed: 0 | 0 | 0 | 5 | 13868-073-012733 | PHILLIPS 66 CO
24863 | Permanently Closed | 1977-02-01 | 1966-01-01 | 1977-02-01 | Petroleum | Unleaded gasoline | Unleaded gasoline |  | Steel | Steel |  |  | Steel |  | 1901-01-01 | [15 empty] | UST Currently In Use: 0; UST Temp Close: 0; AST Currently In Use: 0; AST Temp Closed: 0 | 0 | 0 | 5 | 13868-073-012733 | PHILLIPS 66 CO
24864 | Permanently Closed | 1977-02-01 | 1966-01-01 | 1977-02-01 | Petroleum | Used oil | Used oil |  | Steel | Steel |  |  | Steel |  | 1901-01-01 | [15 empty] | UST Currently In Use: 0; UST Temp Close: 0; AST Currently In Use: 0; AST Temp Closed: 0 | 0 | 0 | 5 | 13868-073-012733 | PHILLIPS 66 CO
24865 | Permanently Closed | 1977-02-01 | 1963-01-01 | 1977-02-01 | Petroleum | Unleaded gasoline | Unleaded gasoline |  | Steel | Steel |  |  | Steel |  | 1901-01-01 | [15 empty] | UST Currently In Use: 0; UST Temp Close: 0; AST Currently In Use: 0; AST Temp Closed: 0 | 0 | 0 | 4 | 13868-073-012734 | PHILLIPS 66 CO
24866 | Permanently Closed | 1977-02-01 | 1963-01-01 | 1977-02-01 | Petroleum | Unleaded gasoline | Unleaded gasoline |  | Steel | Steel |  |  | Steel |  | 1901-01-01 | [15 empty] | UST Currently In Use: 0; UST Temp Close: 0; AST Currently In Use: 0; AST Temp Closed: 0 | 0 | 0 | 4 | 13868-073-012734 | PHILLIPS 66 CO
24867 | Permanently Closed | 1977-02-01 | 1963-01-01 | 1977-02-01 | Petroleum | Used oil | Used oil |  | Steel | Steel |  |  | Steel |  | 1901-01-01 | [15 empty] | UST Currently In Use: 0; UST Temp Close: 0; AST Currently In Use: 0; AST Temp Closed: 0 | 0 | 0 | 4 | 13868-073-012734 | PHILLIPS 66 CO
24868 | Permanently Closed | 1977-02-01 | 1963-01-01 | 1977-02-01 | Petroleum | Unleaded gasoline | Unleaded gasoline |  | Steel | Steel |  |  | Steel |  | 1901-01-01 | [15 empty] | UST Currently In Use: 0; UST Temp Close: 0; AST Currently In Use: 0; AST Temp Closed: 0 | 0 | 0 | 4 | 13868-073-012734 | PHILLIPS 66 CO
24869 | Permanently Closed | 1977-02-01 | 1972-01-01 | 1977-02-01 | Petroleum | Unleaded gasoline | Unleaded gasoline |  | Fiberglass reinforced plastic | Fiberglass reinforced plastic |  |  |  |  | 1901-01-01 | [15 empty] | UST Currently In Use: 0; UST Temp Close: 0; AST Currently In Use: 0; AST Temp Closed: 0 | 0 | 0 | 4 | 13868-073-012762 | PHILLIPS 66 CO
24870 | Permanently Closed | 1977-02-01 | 1966-01-01 | 1977-02-01 | Petroleum | Unleaded gasoline | Unleaded gasoline |  | Fiberglass reinforced plastic | Fiberglass reinforced plastic |  |  |  |  | 1901-01-01 | [15 empty] | UST Currently In Use: 0; UST Temp Close: 0; AST Currently In Use: 0; AST Temp Closed: 0 | 0 | 0 | 4 | 13868-073-012762 | PHILLIPS 66 CO
24871 | Permanently Closed | 1977-02-01 | 1966-01-01 | 1977-02-01 | Petroleum | Unleaded gasoline | Unleaded gasoline |  | Fiberglass reinforced plastic | Fiberglass reinforced plastic |  |  |  |  | 1901-01-01 | [15 empty] | UST Currently In Use: 0; UST Temp Close: 0; AST Currently In Use: 0; AST Temp Closed: 0 | 0 | 0 | 4 | 13868-073-012762 | PHILLIPS 66 CO
24872 | Permanently Closed | 1977-02-01 | 1966-01-01 | 1977-02-01 | Petroleum | Used oil | Used oil |  | Steel | Steel |  |  | Steel |  | 1901-01-01 | [15 empty] | UST Currently In Use: 0; UST Temp Close: 0; AST Currently In Use: 0; AST Temp Closed: 0 | 0 | 0 | 4 | 13868-073-012762 | PHILLIPS 66 CO
24873 | Permanently Closed | 1977-01-01 | 1964-01-01 | 1977-01-01 | Petroleum | Used oil | Used oil |  | Steel | Steel |  |  | Steel |  | 1901-01-01 | [15 empty] | UST Currently In Use: 0; UST Temp Close: 0; AST Currently In Use: 0; AST Temp Closed: 0 | 0 | 0 | 3 | 13868-073-012763 | PHILLIPS 66 CO
24874 | Permanently Closed | 1977-01-01 | 1964-01-01 | 1977-01-01 | Petroleum | Unleaded gasoline | Unleaded gasoline |  | Fiberglass reinforced plastic | Fiberglass reinforced plastic |  |  |  |  | 1901-01-01 | [15 empty] | UST Currently In Use: 0; UST Temp Close: 0; AST Currently In Use: 0; AST Temp Closed: 0 | 0 | 0 | 3 | 13868-073-012763 | PHILLIPS 66 CO
24875 | Permanently Closed | 1977-01-01 | 1964-01-01 | 1977-01-01 | Petroleum | Unleaded gasoline | Unleaded gasoline |  | Fiberglass reinforced plastic | Fiberglass reinforced plastic |  |  |  |  | 1901-01-01 | [15 empty] | UST Currently In Use: 0; UST Temp Close: 0; AST Currently In Use: 0; AST Temp Closed: 0 | 0 | 0 | 3 | 13868-073-012763 | PHILLIPS 66 CO
24876 | Permanently Closed | 1975-08-01 | 1963-01-01 | 1975-08-01 | Petroleum | Unleaded gasoline | Unleaded gasoline |  | Steel | Steel |  |  | Steel |  | 1901-01-01 | [15 empty] | UST Currently In Use: 0; UST Temp Close: 0; AST Currently In Use: 0; AST Temp Closed: 0 | 0 | 0 | 4 | 13868-073-012764 | PHILLIPS 66 CO
24877 | Permanently Closed | 1975-08-01 | 1963-01-01 | 1975-08-01 | Petroleum | Unleaded gasoline | Unleaded gasoline |  | Steel | Steel |  |  | Steel |  | 1901-01-01 | [15 empty] | UST Currently In Use: 0; UST Temp Close: 0; AST Currently In Use: 0; AST Temp Closed: 0 | 0 | 0 | 4 | 13868-073-012764 | PHILLIPS 66 CO
24878 | Permanently Closed | 1975-08-01 | 1963-01-01 | 1975-08-01 | Petroleum | Unleaded gasoline | Unleaded gasoline |  | Steel | Steel |  |  | Steel |  | 1901-01-01 | [15 empty] | UST Currently In Use: 0; UST Temp Close: 0; AST Currently In Use: 0; AST Temp Closed: 0 | 0 | 0 | 4 | 13868-073-012764 | PHILLIPS 66 CO
24879 | Permanently Closed | 1975-08-01 | 1963-01-01 | 1975-08-01 | Petroleum | Used oil | Used oil |  | Steel | Steel |  |  | Steel |  | 1901-01-01 | [15 empty] | UST Currently In Use: 0; UST Temp Close: 0; AST Currently In Use: 0; AST Temp Closed: 0 | 0 | 0 | 4 | 13868-073-012764 | PHILLIPS 66 CO
24880 | Permanently Closed | 1977-02-01 | 1963-01-01 | 1977-02-01 | Petroleum | Used oil | Used oil |  | Steel | Steel |  |  | Steel |  | 1901-01-01 | [15 empty] | UST Currently In Use: 0; UST Temp Close: 0; AST Currently In Use: 0; AST Temp Closed: 0 | 0 | 0 | 4 | 13868-073-012765 | PHILLIPS 66 CO
24881 | Permanently Closed | 1977-02-01 | 1963-01-01 | 1977-02-01 | Petroleum | Unleaded gasoline | Unleaded gasoline |  | Steel | Steel |  |  | Steel |  | 1901-01-01 | [15 empty] | UST Currently In Use: 0; UST Temp Close: 0; AST Currently In Use: 0; AST Temp Closed: 0 | 0 | 0 | 4 | 13868-073-012765 | PHILLIPS 66 CO
24882 | Permanently Closed | 1977-02-01 | 1963-01-01 | 1977-02-01 | Petroleum | Unleaded gasoline | Unleaded gasoline |  | Steel | Steel |  |  | Steel |  | 1901-01-01 | [15 empty] | UST Currently In Use: 0; UST Temp Close: 0; AST Currently In Use: 0; AST Temp Closed: 0 | 0 | 0 | 4 | 13868-073-012765 | PHILLIPS 66 CO
24883 | Permanently Closed | 1977-02-01 | 1963-01-01 | 1977-02-01 | Petroleum | Unleaded gasoline | Unleaded gasoline |  | Steel | Steel |  |  | Steel |  | 1901-01-01 | [15 empty] | UST Currently In Use: 0; UST Temp Close: 0; AST Currently In Use: 0; AST Temp Closed: 0 | 0 | 0 | 4 | 13868-073-012765 | PHILLIPS 66 CO
24884 | Permanently Closed | 1976-05-01 | 1963-01-01 | 1976-05-01 | Petroleum | Unleaded gasoline | Unleaded gasoline |  | Steel | Steel |  |  | Steel |  | 1901-01-01 | [15 empty] | UST Currently In Use: 0; UST Temp Close: 0; AST Currently In Use: 0; AST Temp Closed: 0 | 0 | 0 | 4 | 13868-073-012766 | PHILLIPS 66 CO
24885 | Permanently Closed | 1976-05-01 | 1963-01-01 | 1976-05-01 | Petroleum | Unleaded gasoline | Unleaded gasoline |  | Steel | Steel |  |  | Steel |  | 1901-01-01 | [15 empty] | UST Currently In Use: 0; UST Temp Close: 0; AST Currently In Use: 0; AST Temp Closed: 0 | 0 | 0 | 4 | 13868-073-012766 | PHILLIPS 66 CO
24886 | Permanently Closed | 1976-05-01 | 1963-01-01 | 1976-05-01 | Petroleum | Used oil | Used oil |  | Steel | Steel |  |  | Steel |  | 1901-01-01 | [15 empty] | UST Currently In Use: 0; UST Temp Close: 0; AST Currently In Use: 0; AST Temp Closed: 0 | 0 | 0 | 4 | 13868-073-012766 | PHILLIPS 66 CO
24887 | Permanently Closed | 1976-05-01 | 1963-01-01 | 1976-05-01 | Petroleum | Unleaded gasoline | Unleaded gasoline |  | Steel | Steel |  |  | Steel |  | 1901-01-01 | [15 empty] | UST Currently In Use: 0; UST Temp Close: 0; AST Currently In Use: 0; AST Temp Closed: 0 | 0 | 0 | 4 | 13868-073-012766 | PHILLIPS 66 CO
24888 | Permanently Closed | 1975-09-01 | 1963-01-01 | 1975-09-01 | Petroleum | Unleaded gasoline | Unleaded gasoline |  | Steel | Steel |  |  | Steel |  | 1901-01-01 | [15 empty] | UST Currently In Use: 0; UST Temp Close: 0; AST Currently In Use: 0; AST Temp Closed: 0 | 0 | 0 | 4 | 13868-073-012767 | PHILLIPS 66 CO
24889 | Permanently Closed | 1975-09-01 | 1963-01-01 | 1975-09-01 | Petroleum | Used oil | Used oil |  | Steel | Steel |  |  | Steel |  | 1901-01-01 | [15 empty] | UST Currently In Use: 0; UST Temp Close: 0; AST Currently In Use: 0; AST Temp Closed: 0 | 0 | 0 | 4 | 13868-073-012767 | PHILLIPS 66 CO
24890 | Permanently Closed | 1975-09-01 | 1963-01-01 | 1975-09-01 | Petroleum | Unleaded gasoline | Unleaded gasoline |  | Steel | Steel |  |  | Steel |  | 1901-01-01 | [15 empty] | UST Currently In Use: 0; UST Temp Close: 0; AST Currently In Use: 0; AST Temp Closed: 0 | 0 | 0 | 4 | 13868-073-012767 | PHILLIPS 66 CO
24891 | Permanently Closed | 1975-09-01 | 1963-01-01 | 1975-09-01 | Petroleum | Unleaded gasoline | Unleaded gasoline |  | Steel | Steel |  |  | Steel |  | 1901-01-01 | [15 empty] | UST Currently In Use: 0; UST Temp Close: 0; AST Currently In Use: 0; AST Temp Closed: 0 | 0 | 0 | 4 | 13868-073-012767 | PHILLIPS 66 CO
24892 | Permanently Closed | 1977-04-01 | 1963-01-01 | 1977-04-01 | Petroleum | Unleaded gasoline | Unleaded gasoline |  | Steel | Steel |  |  | Steel |  | 1901-01-01 | [15 empty] | UST Currently In Use: 0; UST Temp Close: 0; AST Currently In Use: 0; AST Temp Closed: 0 | 0 | 0 | 4 | 13868-073-012768 | PHILLIPS 66 CO
24893 | Permanently Closed | 1977-04-01 | 1963-01-01 | 1977-04-01 | Petroleum | Used oil | Used oil |  | Steel | Steel |  |  | Steel |  | 1901-01-01 | [15 empty] | UST Currently In Use: 0; UST Temp Close: 0; AST Currently In Use: 0; AST Temp Closed: 0 | 0 | 0 | 4 | 13868-073-012768 | PHILLIPS 66 CO
24894 | Permanently Closed | 1977-04-01 | 1963-01-01 | 1977-04-01 | Petroleum | Unleaded gasoline | Unleaded gasoline |  | Fiberglass reinforced plastic | Fiberglass reinforced plastic |  |  |  |  | 1901-01-01 | [15 empty] | UST Currently In Use: 0; UST Temp Close: 0; AST Currently In Use: 0; AST Temp Closed: 0 | 0 | 0 | 4 | 13868-073-012768 | PHILLIPS 66 CO
24895 | Permanently Closed | 1977-04-01 | 1963-01-01 | 1977-04-01 | Petroleum | Unleaded gasoline | Unleaded gasoline |  | Steel | Steel |  |  | Steel |  | 1901-01-01 | [15 empty] | UST Currently In Use: 0; UST Temp Close: 0; AST Currently In Use: 0; AST Temp Closed: 0 | 0 | 0 | 4 | 13868-073-012768 | PHILLIPS 66 CO
24896 | Permanently Closed | 1976-01-01 | 1955-01-01 | 1976-01-01 | Petroleum | Unleaded gasoline | Unleaded gasoline |  | Fiberglass reinforced plastic | Fiberglass reinforced plastic |  |  |  |  | 1901-01-01 | [15 empty] | UST Currently In Use: 0; UST Temp Close: 0; AST Currently In Use: 0; AST Temp Closed: 0 | 0 | 0 | 4 | 13868-073-012786 | PHILLIPS 66 CO
24897 | Permanently Closed | 1976-01-01 | 1955-01-01 | 1976-01-01 | Petroleum | Unleaded gasoline | Unleaded gasoline |  | Fiberglass reinforced plastic | Fiberglass reinforced plastic |  |  |  |  | 1901-01-01 | [15 empty] | UST Currently In Use: 0; UST Temp Close: 0; AST Currently In Use: 0; AST Temp Closed: 0 | 0 | 0 | 4 | 13868-073-012786 | PHILLIPS 66 CO
24898 | Permanently Closed | 1976-01-01 | 1955-01-01 | 1976-01-01 | Petroleum | Used oil | Used oil |  | Steel | Steel |  |  | Steel |  | 1901-01-01 | [15 empty] | UST Currently In Use: 0; UST Temp Close: 0; AST Currently In Use: 0; AST Temp Closed: 0 | 0 | 0 | 4 | 13868-073-012786 | PHILLIPS 66 CO
24899 | Permanently Closed | 1976-04-01 | 1955-01-01 | 1976-04-01 | Petroleum | Unleaded gasoline | Unleaded gasoline |  | Fiberglass reinforced plastic | Fiberglass reinforced plastic |  |  |  |  | 1901-01-01 | [15 empty] | UST Currently In Use: 0; UST Temp Close: 0; AST Currently In Use: 0; AST Temp Closed: 0 | 0 | 0 | 4 | 13868-073-012786 | PHILLIPS 66 CO
24900 | Permanently Closed | 1976-06-01 | 1964-01-01 | 1976-06-01 | Petroleum | Unleaded gasoline | Unleaded gasoline |  | Fiberglass reinforced plastic | Fiberglass reinforced plastic |  |  |  |  | 1901-01-01 | [15 empty] | UST Currently In Use: 0; UST Temp Close: 0; AST Currently In Use: 0; AST Temp Closed: 0 | 0 | 0 | 4 | 13868-077-012761 | PHILLIPS 66 CO
24901 | Permanently Closed | 1976-06-01 | 1964-01-01 | 1976-06-01 | Petroleum | Used oil | Used oil |  | Steel | Steel |  |  | Steel |  | 1901-01-01 | [15 empty] | UST Currently In Use: 0; UST Temp Close: 0; AST Currently In Use: 0; AST Temp Closed: 0 | 0 | 0 | 4 | 13868-077-012761 | PHILLIPS 66 CO
24902 | Permanently Closed | 1976-06-01 | 1964-01-01 | 1976-06-01 | Petroleum | Unleaded gasoline | Unleaded gasoline |  | Fiberglass reinforced plastic | Fiberglass reinforced plastic |  |  |  |  | 1901-01-01 | [15 empty] | UST Currently In Use: 0; UST Temp Close: 0; AST Currently In Use: 0; AST Temp Closed: 0 | 0 | 0 | 4 | 13868-077-012761 | PHILLIPS 66 CO
24903 | Permanently Closed | 1976-06-01 | 1964-01-01 | 1976-06-01 | Petroleum | Unleaded gasoline | Unleaded gasoline |  | Fiberglass reinforced plastic | Fiberglass reinforced plastic |  |  |  |  | 1901-01-01 | [15 empty] | UST Currently In Use: 0; UST Temp Close: 0; AST Currently In Use: 0; AST Temp Closed: 0 | 0 | 0 | 4 | 13868-077-012761 | PHILLIPS 66 CO
24904 | Permanently Closed | 1975-02-01 | 1969-01-01 | 1975-02-01 | Petroleum | Unleaded gasoline | Unleaded gasoline |  | Steel | Steel |  |  | Steel |  | 1901-01-01 | [15 empty] | UST Currently In Use: 0; UST Temp Close: 0; AST Currently In Use: 0; AST Temp Closed: 0 | 0 | 0 | 4 | 13868-079-012759 | PHILLIPS 66 CO
24905 | Permanently Closed | 1975-02-01 | 1969-01-01 | 1975-02-01 | Petroleum | Unleaded gasoline | Unleaded gasoline |  | Steel | Steel |  |  | Steel |  | 1901-01-01 | [15 empty] | UST Currently In Use: 0; UST Temp Close: 0; AST Currently In Use: 0; AST Temp Closed: 0 | 0 | 0 | 4 | 13868-079-012759 | PHILLIPS 66 CO
24906 | Permanently Closed | 1975-02-01 | 1969-01-01 | 1975-02-01 | Petroleum | Unleaded gasoline | Unleaded gasoline |  | Steel | Steel |  |  | Steel |  | 1901-01-01 | [15 empty] | UST Currently In Use: 0; UST Temp Close: 0; AST Currently In Use: 0; AST Temp Closed: 0 | 0 | 0 | 4 | 13868-079-012759 | PHILLIPS 66 CO
24907 | Permanently Closed | 1975-02-01 | 1969-01-01 | 1975-02-01 | Petroleum | Used oil | Used oil |  | Steel | Steel |  |  | Steel |  | 1901-01-01 | [15 empty] | UST Currently In Use: 0; UST Temp Close: 0; AST Currently In Use: 0; AST Temp Closed: 0 | 0 | 0 | 4 | 13868-079-012759 | PHILLIPS 66 CO
24908 | Permanently Closed | 1975-02-01 | 1969-01-01 | 1975-02-01 | Petroleum | Unleaded gasoline | Unleaded gasoline |  | Steel | Steel |  |  | Steel |  | 1901-01-01 | [15 empty] | UST Currently In Use: 0; UST Temp Close: 0; AST Currently In Use: 0; AST Temp Closed: 0 | 0 | 0 | 2 | 13868-079-012760 | PHILLIPS 66 CO
24909 | Permanently Closed | 1975-02-01 | 1969-01-01 | 1975-02-01 | Petroleum | Unleaded gasoline | Unleaded gasoline |  | Steel | Steel |  |  | Steel |  | 1901-01-01 | [15 empty] | UST Currently In Use: 0; UST Temp Close: 0; AST Currently In Use: 0; AST Temp Closed: 0 | 0 | 0 | 2 | 13868-079-012760 | PHILLIPS 66 CO
24910 | Permanently Closed | 1977-04-01 | 1973-01-01 | 1977-04-01 | Petroleum | Unleaded gasoline | Unleaded gasoline |  | Steel | Steel |  |  | Steel |  | 1901-01-01 | [15 empty] | UST Currently In Use: 0; UST Temp Close: 0; AST Currently In Use: 0; AST Temp Closed: 0 | 0 | 0 | 4 | 13868-083-012757 | PHILLIPS 66 CO
24911 | Permanently Closed | 1977-04-01 | 1968-01-01 | 1977-04-01 | Petroleum | Unleaded gasoline | Unleaded gasoline |  | Steel | Steel |  |  | Steel |  | 1901-01-01 | [15 empty] | UST Currently In Use: 0; UST Temp Close: 0; AST Currently In Use: 0; AST Temp Closed: 0 | 0 | 0 | 4 | 13868-083-012757 | PHILLIPS 66 CO
24912 | Permanently Closed | 1977-04-01 | 1968-01-01 | 1977-04-01 | Petroleum | Used oil | Used oil |  | Steel | Steel |  |  | Steel |  | 1901-01-01 | [15 empty] | UST Currently In Use: 0; UST Temp Close: 0; AST Currently In Use: 0; AST Temp Closed: 0 | 0 | 0 | 4 | 13868-083-012757 | PHILLIPS 66 CO
24913 | Permanently Closed | 1977-04-01 | 1968-01-01 | 1977-04-01 | Petroleum | Unleaded gasoline | Unleaded gasoline |  | Steel | Steel |  |  | Steel |  | 1901-01-01 | [15 empty] | UST Currently In Use: 0; UST Temp Close: 0; AST Currently In Use: 0; AST Temp Closed: 0 | 0 | 0 | 4 | 13868-083-012757 | PHILLIPS 66 CO
24914 | Permanently Closed | 1976-09-01 | 1968-01-01 | 1976-09-01 | Petroleum | Used oil | Used oil |  | Steel | Steel |  |  | Steel |  | 1901-01-01 | [15 empty] | UST Currently In Use: 0; UST Temp Close: 0; AST Currently In Use: 0; AST Temp Closed: 0 | 0 | 0 | 4 | 13868-083-012758 | PHILLIPS 66 CO
24915 | Permanently Closed | 1976-09-01 | 1968-01-01 | 1976-09-01 | Petroleum | Unleaded gasoline | Unleaded gasoline |  | Steel | Steel |  |  | Steel |  | 1901-01-01 | [15 empty] | UST Currently In Use: 0; UST Temp Close: 0; AST Currently In Use: 0; AST Temp Closed: 0 | 0 | 0 | 4 | 13868-083-012758 | PHILLIPS 66 CO
24916 | Permanently Closed | 1976-09-01 | 1968-01-01 | 1976-09-01 | Petroleum | Unleaded gasoline | Unleaded gasoline |  | Steel | Steel |  |  | Steel |  | 1901-01-01 | [15 empty] | UST Currently In Use: 0; UST Temp Close: 0; AST Currently In Use: 0; AST Temp Closed: 0 | 0 | 0 | 4 | 13868-083-012758 | PHILLIPS 66 CO
24917 | Permanently Closed | 1976-09-01 | 1968-01-01 | 1976-09-01 | Petroleum | On road diesel | On road diesel |  | Steel | Steel |  |  | Steel |  | 1901-01-01 | [15 empty] | UST Currently In Use: 0; UST Temp Close: 0; AST Currently In Use: 0; AST Temp Closed: 0 | 0 | 0 | 4 | 13868-083-012758 | PHILLIPS 66 CO
24918 | Permanently Closed | 1978-04-01 | 1964-01-01 | 1978-04-01 | Petroleum | Used oil | Used oil |  | Steel | Steel |  |  | Steel |  | 1901-01-01 | [15 empty] | UST Currently In Use: 0; UST Temp Close: 0; AST Currently In Use: 0; AST Temp Closed: 0 | 0 | 0 | 3 | 13868-089-012756 | PHILLIPS 66 CO
24919 | Permanently Closed | 1978-04-01 | 1964-01-01 | 1978-04-01 | Petroleum | Unleaded gasoline | Unleaded gasoline |  | Fiberglass reinforced plastic | Fiberglass reinforced plastic |  |  |  |  | 1901-01-01 | [15 empty] | UST Currently In Use: 0; UST Temp Close: 0; AST Currently In Use: 0; AST Temp Closed: 0 | 0 | 0 | 3 | 13868-089-012756 | PHILLIPS 66 CO
24920 | Permanently Closed | 1978-04-01 | 1964-01-01 | 1978-04-01 | Petroleum | Unleaded gasoline | Unleaded gasoline |  | Fiberglass reinforced plastic | Fiberglass reinforced plastic |  |  |  |  | 1901-01-01 | [15 empty] | UST Currently In Use: 0; UST Temp Close: 0; AST Currently In Use: 0; AST Temp Closed: 0 | 0 | 0 | 3 | 13868-089-012756 | PHILLIPS 66 CO
24921 | Permanently Closed | 1976-08-01 | 1972-01-01 | 1976-08-01 | Petroleum | Unleaded gasoline | Unleaded gasoline |  | Fiberglass reinforced plastic | Fiberglass reinforced plastic |  |  |  |  | 1901-01-01 | [15 empty] | UST Currently In Use: 0; UST Temp Close: 0; AST Currently In Use: 0; AST Temp Closed: 0 | 0 | 0 | 1 | 13868-097-012740 | PHILLIPS 66 CO
24922 | Permanently Closed | 1975-11-01 | 1963-01-01 | 1975-11-01 | Petroleum | Used oil | Used oil |  | Steel | Steel |  |  | Steel |  | 1901-01-01 | [15 empty] | UST Currently In Use: 0; UST Temp Close: 0; AST Currently In Use: 0; AST Temp Closed: 0 | 0 | 0 | 1 | 13868-097-012741 | PHILLIPS 66 CO
24923 | Permanently Closed | 1979-01-01 | 1964-01-01 | 1979-01-01 | Petroleum | Unleaded gasoline | Unleaded gasoline |  | Fiberglass reinforced plastic | Fiberglass reinforced plastic |  |  |  |  | 1901-01-01 | [15 empty] | UST Currently In Use: 0; UST Temp Close: 0; AST Currently In Use: 0; AST Temp Closed: 0 | 0 | 0 | 4 | 13868-097-012742 | PHILLIPS 66 CO
24924 | Permanently Closed | 1979-01-01 | 1964-01-01 | 1979-01-01 | Petroleum | Unleaded gasoline | Unleaded gasoline |  | Fiberglass reinforced plastic | Fiberglass reinforced plastic |  |  |  |  | 1901-01-01 | [15 empty] | UST Currently In Use: 0; UST Temp Close: 0; AST Currently In Use: 0; AST Temp Closed: 0 | 0 | 0 | 4 | 13868-097-012742 | PHILLIPS 66 CO
24925 | Permanently Closed | 1979-01-01 | 1972-01-01 | 1979-01-01 | Petroleum | Unleaded gasoline | Unleaded gasoline |  | Fiberglass reinforced plastic | Fiberglass reinforced plastic |  |  |  |  | 1901-01-01 | [15 empty] | UST Currently In Use: 0; UST Temp Close: 0; AST Currently In Use: 0; AST Temp Closed: 0 | 0 | 0 | 4 | 13868-097-012742 | PHILLIPS 66 CO
24926 | Permanently Closed | 1979-01-01 | 1964-01-01 | 1979-01-01 | Petroleum | Used oil | Used oil |  | Steel | Steel |  |  | Steel |  | 1901-01-01 | [15 empty] | UST Currently In Use: 0; UST Temp Close: 0; AST Currently In Use: 0; AST Temp Closed: 0 | 0 | 0 | 4 | 13868-097-012742 | PHILLIPS 66 CO
24927 | Permanently Closed | 1977-04-01 | 1964-01-01 | 1977-04-01 | Petroleum | Unleaded gasoline | Unleaded gasoline |  | Fiberglass reinforced plastic | Fiberglass reinforced plastic |  |  |  |  | 1901-01-01 | [15 empty] | UST Currently In Use: 0; UST Temp Close: 0; AST Currently In Use: 0; AST Temp Closed: 0 | 0 | 0 | 4 | 13868-097-012743 | PHILLIPS 66 CO
24928 | Permanently Closed | 1977-04-01 | 1973-01-01 | 1977-04-01 | Petroleum | Used oil | Used oil |  | Fiberglass reinforced plastic | Fiberglass reinforced plastic |  |  |  |  | 1901-01-01 | [15 empty] | UST Currently In Use: 0; UST Temp Close: 0; AST Currently In Use: 0; AST Temp Closed: 0 | 0 | 0 | 4 | 13868-097-012743 | PHILLIPS 66 CO
24929 | Permanently Closed | 1977-04-01 | 1973-01-01 | 1977-04-01 | Petroleum | Unleaded gasoline | Unleaded gasoline |  | Fiberglass reinforced plastic | Fiberglass reinforced plastic |  |  |  |  | 1901-01-01 | [15 empty] | UST Currently In Use: 0; UST Temp Close: 0; AST Currently In Use: 0; AST Temp Closed: 0 | 0 | 0 | 4 | 13868-097-012743 | PHILLIPS 66 CO
24930 | Permanently Closed | 1977-04-01 | 1964-01-01 | 1977-04-01 | Petroleum | Unleaded gasoline | Unleaded gasoline |  | Fiberglass reinforced plastic | Fiberglass reinforced plastic |  |  |  |  | 1901-01-01 | [15 empty] | UST Currently In Use: 0; UST Temp Close: 0; AST Currently In Use: 0; AST Temp Closed: 0 | 0 | 0 | 4 | 13868-097-012743 | PHILLIPS 66 CO
24931 | Permanently Closed | 1978-04-01 | 1973-01-01 | 1978-04-01 | Petroleum | Unleaded gasoline | Unleaded gasoline |  | Fiberglass reinforced plastic | Fiberglass reinforced plastic |  |  |  |  | 1901-01-01 | [15 empty] | UST Currently In Use: 0; UST Temp Close: 0; AST Currently In Use: 0; AST Temp Closed: 0 | 0 | 0 | 4 | 13868-097-012745 | PHILLIPS 66 CO
24932 | Permanently Closed | 1978-04-01 | 1962-01-01 | 1978-04-01 | Petroleum | Unleaded gasoline | Unleaded gasoline |  | Steel | Steel |  |  | Steel |  | 1901-01-01 | [15 empty] | UST Currently In Use: 0; UST Temp Close: 0; AST Currently In Use: 0; AST Temp Closed: 0 | 0 | 0 | 4 | 13868-097-012745 | PHILLIPS 66 CO
24933 | Permanently Closed | 1978-04-01 | 1962-01-01 | 1978-04-01 | Petroleum | Unleaded gasoline | Unleaded gasoline |  | Steel | Steel |  |  | Steel |  | 1901-01-01 | [15 empty] | UST Currently In Use: 0; UST Temp Close: 0; AST Currently In Use: 0; AST Temp Closed: 0 | 0 | 0 | 4 | 13868-097-012745 | PHILLIPS 66 CO
24934 | Permanently Closed | 1978-04-01 | 1962-01-01 | 1978-04-01 | Petroleum | Used oil | Used oil |  | Steel | Steel |  |  | Steel |  | 1901-01-01 | [15 empty] | UST Currently In Use: 0; UST Temp Close: 0; AST Currently In Use: 0; AST Temp Closed: 0 | 0 | 0 | 4 | 13868-097-012745 | PHILLIPS 66 CO
24935 | Permanently Closed | 1975-10-01 | 1962-01-01 | 1975-10-01 | Petroleum | Unleaded gasoline | Unleaded gasoline |  | Steel | Steel |  |  | Steel |  | 1901-01-01 | [15 empty] | UST Currently In Use: 0; UST Temp Close: 0; AST Currently In Use: 0; AST Temp Closed: 0 | 0 | 0 | 4 | 13868-097-012746 | PHILLIPS 66 CO
24936 | Permanently Closed | 1975-10-01 | 1962-01-01 | 1975-10-01 | Petroleum | Used oil | Used oil |  | Steel | Steel |  |  | Steel |  | 1901-01-01 | [15 empty] | UST Currently In Use: 0; UST Temp Close: 0; AST Currently In Use: 0; AST Temp Closed: 0 | 0 | 0 | 4 | 13868-097-012746 | PHILLIPS 66 CO
24937 | Permanently Closed | 1975-10-01 | 1962-01-01 | 1975-10-01 | Petroleum | Unleaded gasoline | Unleaded gasoline |  | Steel | Steel |  |  | Steel |  | 1901-01-01 | [15 empty] | UST Currently In Use: 0; UST Temp Close: 0; AST Currently In Use: 0; AST Temp Closed: 0 | 0 | 0 | 4 | 13868-097-012746 | PHILLIPS 66 CO
24938 | Permanently Closed | 1975-10-01 | 1962-01-01 | 1975-10-01 | Petroleum | Unleaded gasoline | Unleaded gasoline |  | Steel | Steel |  |  | Steel |  | 1901-01-01 | [15 empty] | UST Currently In Use: 0; UST Temp Close: 0; AST Currently In Use: 0; AST Temp Closed: 0 | 0 | 0 | 4 | 13868-097-012746 | PHILLIPS 66 CO
24939 | Permanently Closed | 1977-02-01 | 1958-01-01 | 1977-02-01 | Petroleum | Used oil | Used oil |  | Steel | Steel |  |  | Steel |  | 1901-01-01 | [15 empty] | UST Currently In Use: 0; UST Temp Close: 0; AST Currently In Use: 0; AST Temp Closed: 0 | 0 | 0 | 1 | 13868-097-012747 | PHILLIPS 66 CO
24940 | Permanently Closed | 1978-03-01 | 1958-01-01 | 1978-03-01 | Petroleum | Unleaded gasoline | Unleaded gasoline |  | Steel | Steel |  |  | Steel |  | 1901-01-01 | [15 empty] | UST Currently In Use: 0; UST Temp Close: 0; AST Currently In Use: 0; AST Temp Closed: 0 | 0 | 0 | 5 | 13868-097-012748 | PHILLIPS 66 CO
24941 | Permanently Closed | 1978-03-01 | 1970-01-01 | 1978-03-01 | Petroleum | Unleaded gasoline | Unleaded gasoline |  | Steel | Steel |  |  | Steel |  | 1901-01-01 | [15 empty] | UST Currently In Use: 0; UST Temp Close: 0; AST Currently In Use: 0; AST Temp Closed: 0 | 0 | 0 | 5 | 13868-097-012748 | PHILLIPS 66 CO
24942 | Permanently Closed | 1978-03-01 | 1958-01-01 | 1978-03-01 | Petroleum | Used oil | Used oil |  | Steel | Steel |  |  | Steel |  | 1901-01-01 | [15 empty] | UST Currently In Use: 0; UST Temp Close: 0; AST Currently In Use: 0; AST Temp Closed: 0 | 0 | 0 | 5 | 13868-097-012748 | PHILLIPS 66 CO
24943 | Permanently Closed | 1978-03-01 | 1958-01-01 | 1978-03-01 | Petroleum | Unleaded gasoline | Unleaded gasoline |  | Steel | Steel |  |  | Steel |  | 1901-01-01 | [15 empty] | UST Currently In Use: 0; UST Temp Close: 0; AST Currently In Use: 0; AST Temp Closed: 0 | 0 | 0 | 5 | 13868-097-012748 | PHILLIPS 66 CO
24944 | Permanently Closed | 1978-03-01 | 1958-01-01 | 1978-03-01 | Petroleum | Unleaded gasoline | Unleaded gasoline |  | Steel | Steel |  |  | Steel |  | 1901-01-01 | [15 empty] | UST Currently In Use: 0; UST Temp Close: 0; AST Currently In Use: 0; AST Temp Closed: 0 | 0 | 0 | 5 | 13868-097-012748 | PHILLIPS 66 CO
24945 | Permanently Closed | 1978-01-01 | 1970-01-01 | 1978-01-01 | Petroleum | Unleaded gasoline | Unleaded gasoline |  | Steel | Steel |  |  | Steel |  | 1901-01-01 | [15 empty] | UST Currently In Use: 0; UST Temp Close: 0; AST Currently In Use: 0; AST Temp Closed: 0 | 0 | 0 | 3 | 13868-097-012749 | PHILLIPS 66 CO
24946 | Permanently Closed | 1978-01-01 | 1958-01-01 | 1978-01-01 | Petroleum | Used oil | Used oil |  | Steel | Steel |  |  | Steel |  | 1901-01-01 | [15 empty] | UST Currently In Use: 0; UST Temp Close: 0; AST Currently In Use: 0; AST Temp Closed: 0 | 0 | 0 | 3 | 13868-097-012749 | PHILLIPS 66 CO
24947 | Permanently Closed | 1978-01-01 | 1970-01-01 | 1978-01-01 | Petroleum | Unleaded gasoline | Unleaded gasoline |  | Steel | Steel |  |  | Steel |  | 1901-01-01 | [15 empty] | UST Currently In Use: 0; UST Temp Close: 0; AST Currently In Use: 0; AST Temp Closed: 0 | 0 | 0 | 3 | 13868-097-012749 | PHILLIPS 66 CO
24948 | Permanently Closed | 1975-10-01 | 1961-01-01 | 1981-01-01 | Petroleum | Unleaded gasoline | Unleaded gasoline |  | Steel | Steel |  |  | Steel |  | 1901-01-01 | [15 empty] | UST Currently In Use: 0; UST Temp Close: 0; AST Currently In Use: 0; AST Temp Closed: 0 | 0 | 0 | 4 | 13868-097-012750 | PHILLIPS 66 CO
24949 | Permanently Closed | 1975-10-01 | 1961-01-01 | 1981-01-01 | Petroleum | Unleaded gasoline | Unleaded gasoline |  | Steel | Steel |  |  | Steel |  | 1901-01-01 | [15 empty] | UST Currently In Use: 0; UST Temp Close: 0; AST Currently In Use: 0; AST Temp Closed: 0 | 0 | 0 | 4 | 13868-097-012750 | PHILLIPS 66 CO
24950 | Permanently Closed | 1975-10-01 | 1961-01-01 | 1981-01-01 | Petroleum | Used oil | Used oil |  | Steel | Steel |  |  | Steel |  | 1901-01-01 | [15 empty] | UST Currently In Use: 0; UST Temp Close: 0; AST Currently In Use: 0; AST Temp Closed: 0 | 0 | 0 | 4 | 13868-097-012750 | PHILLIPS 66 CO
24951 | Permanently Closed | 1975-10-01 | 1961-01-01 | 1981-01-01 | Petroleum | Unleaded gasoline | Unleaded gasoline |  | Steel | Steel |  |  | Steel |  | 1901-01-01 | [15 empty] | UST Currently In Use: 0; UST Temp Close: 0; AST Currently In Use: 0; AST Temp Closed: 0 | 0 | 0 | 4 | 13868-097-012750 | PHILLIPS 66 CO
24952 | Permanently Closed | 1975-08-01 | 1956-01-01 | 1975-08-01 | Petroleum | Used oil | Used oil |  | Steel | Steel |  |  | Steel |  | 1901-01-01 | [15 empty] | UST Currently In Use: 0; UST Temp Close: 0; AST Currently In Use: 0; AST Temp Closed: 0 | 0 | 0 | 1 | 13868-097-012752 | PHILLIPS 66 CO
24953 | Permanently Closed | 1979-12-01 | 1961-01-01 | 1979-12-01 | Petroleum | Unleaded gasoline | Unleaded gasoline |  | Steel | Steel |  |  | Steel |  | 1901-01-01 | [15 empty] | UST Currently In Use: 0; UST Temp Close: 0; AST Currently In Use: 0; AST Temp Closed: 0 | 0 | 0 | 4 | 13868-097-012753 | PHILLIPS 66 CO
24954 | Permanently Closed | 1979-12-01 | 1961-01-01 | 1979-12-01 | Petroleum | Unleaded gasoline | Unleaded gasoline |  | Steel | Steel |  |  | Steel |  | 1901-01-01 | [15 empty] | UST Currently In Use: 0; UST Temp Close: 0; AST Currently In Use: 0; AST Temp Closed: 0 | 0 | 0 | 4 | 13868-097-012753 | PHILLIPS 66 CO
24955 | Permanently Closed | 1979-12-01 | 1961-01-01 | 1979-12-01 | Petroleum | Used oil | Used oil |  | Steel | Steel |  |  | Steel |  | 1901-01-01 | [15 empty] | UST Currently In Use: 0; UST Temp Close: 0; AST Currently In Use: 0; AST Temp Closed: 0 | 0 | 0 | 4 | 13868-097-012753 | PHILLIPS 66 CO
24956 | Permanently Closed | 1979-12-01 | 1961-01-01 | 1979-12-01 | Petroleum | Unleaded gasoline | Unleaded gasoline |  | Steel | Steel |  |  | Steel |  | 1901-01-01 | [15 empty] | UST Currently In Use: 0; UST Temp Close: 0; AST Currently In Use: 0; AST Temp Closed: 0 | 0 | 0 | 4 | 13868-097-012753 | PHILLIPS 66 CO
24957 | Permanently Closed | 1975-10-01 | 1961-01-01 | 1975-10-01 | Petroleum | Used oil | Used oil |  | Steel | Steel |  |  | Steel |  | 1901-01-01 | [15 empty] | UST Currently In Use: 0; UST Temp Close: 0; AST Currently In Use: 0; AST Temp Closed: 0 | 0 | 0 | 4 | 13868-097-012754 | PHILLIPS 66 CO
24958 | Permanently Closed | 1975-10-01 | 1961-01-01 | 1975-10-01 | Petroleum | Unleaded gasoline | Unleaded gasoline |  | Steel | Steel |  |  | Steel |  | 1901-01-01 | [15 empty] | UST Currently In Use: 0; UST Temp Close: 0; AST Currently In Use: 0; AST Temp Closed: 0 | 0 | 0 | 4 | 13868-097-012754 | PHILLIPS 66 CO
24959 | Permanently Closed | 1975-10-01 | 1961-01-01 | 1975-10-01 | Petroleum | Unleaded gasoline | Unleaded gasoline |  | Steel | Steel |  |  | Steel |  | 1901-01-01 | [15 empty] | UST Currently In Use: 0; UST Temp Close: 0; AST Currently In Use: 0; AST Temp Closed: 0 | 0 | 0 | 4 | 13868-097-012754 | PHILLIPS 66 CO
24960 | Permanently Closed | 1975-10-01 | 1961-01-01 | 1975-10-01 | Petroleum | Unleaded gasoline | Unleaded gasoline |  | Steel | Steel |  |  | Steel |  | 1901-01-01 | [15 empty] | UST Currently In Use: 0; UST Temp Close: 0; AST Currently In Use: 0; AST Temp Closed: 0 | 0 | 0 | 4 | 13868-097-012754 | PHILLIPS 66 CO
24961 | Permanently Closed | 1975-04-01 01:00 | 1965-01-01 | 1975-04-01 01:00 | Petroleum | Unleaded gasoline | Unleaded gasoline |  | Fiberglass reinforced plastic | Fiberglass reinforced plastic |  |  |  |  | 1901-01-01 | [15 empty] | UST Currently In Use: 0; UST Temp Close: 0; AST Currently In Use: 0; AST Temp Closed: 0 | 0 | 0 | 3 | 13868-101-012736 | PHILLIPS 66 CO
24962 | Permanently Closed | 1975-04-01 01:00 | 1965-01-01 | 1975-04-01 01:00 | Petroleum | Used oil | Used oil |  | Steel | Steel |  |  | Steel |  | 1901-01-01 | [15 empty] | UST Currently In Use: 0; UST Temp Close: 0; AST Currently In Use: 0; AST Temp Closed: 0 | 0 | 0 | 3 | 13868-101-012736 | PHILLIPS 66 CO
24963 | Permanently Closed | 1975-04-01 01:00 | 1965-01-01 | 1975-04-01 01:00 | Petroleum | Unleaded gasoline | Unleaded gasoline |  | Fiberglass reinforced plastic | Fiberglass reinforced plastic |  |  |  |  | 1901-01-01 | [15 empty] | UST Currently In Use: 0; UST Temp Close: 0; AST Currently In Use: 0; AST Temp Closed: 0 | 0 | 0 | 3 | 13868-101-012736 | PHILLIPS 66 CO
24964 | Permanently Closed | 1977-08-01 | 1963-01-01 | 1977-08-01 | Petroleum | Used oil | Used oil |  | Steel | Steel |  |  | Steel |  | 1901-01-01 | [15 empty] | UST Currently In Use: 0; UST Temp Close: 0; AST Currently In Use: 0; AST Temp Closed: 0 | 0 | 0 | 4 | 13868-101-012737 | PHILLIPS 66 CO
24965 | Permanently Closed | 1977-08-01 | 1963-01-01 | 1977-08-01 | Petroleum | Unleaded gasoline | Unleaded gasoline |  | Fiberglass reinforced plastic | Fiberglass reinforced plastic |  |  |  |  | 1901-01-01 | [15 empty] | UST Currently In Use: 0; UST Temp Close: 0; AST Currently In Use: 0; AST Temp Closed: 0 | 0 | 0 | 4 | 13868-101-012737 | PHILLIPS 66 CO
24966 | Permanently Closed | 1977-08-01 | 1963-01-01 | 1977-08-01 | Petroleum | Unleaded gasoline | Unleaded gasoline |  | Fiberglass reinforced plastic | Fiberglass reinforced plastic |  |  |  |  | 1901-01-01 | [15 empty] | UST Currently In Use: 0; UST Temp Close: 0; AST Currently In Use: 0; AST Temp Closed: 0 | 0 | 0 | 4 | 13868-101-012737 | PHILLIPS 66 CO
24967 | Permanently Closed | 1977-08-01 | 1963-01-01 | 1977-08-01 | Petroleum | Unleaded gasoline | Unleaded gasoline |  | Fiberglass reinforced plastic | Fiberglass reinforced plastic |  |  |  |  | 1901-01-01 | [15 empty] | UST Currently In Use: 0; UST Temp Close: 0; AST Currently In Use: 0; AST Temp Closed: 0 | 0 | 0 | 4 | 13868-101-012737 | PHILLIPS 66 CO
24968 | Permanently Closed | 1980-02-01 | 1963-01-01 | 1988-01-01 | Petroleum | Unleaded gasoline | Unleaded gasoline |  | Steel | Steel |  |  | Steel |  | 1901-01-01 | [15 empty] | UST Currently In Use: 0; UST Temp Close: 0; AST Currently In Use: 0; AST Temp Closed: 0 | 0 | 0 | 4 | 13868-101-012738 | PHILLIPS 66 CO
24969 | Permanently Closed | 1980-02-01 | 1963-01-01 | 1988-01-01 | Petroleum | Unleaded gasoline | Unleaded gasoline |  | Steel | Steel |  |  | Steel |  | 1901-01-01 | [15 empty] | UST Currently In Use: 0; UST Temp Close: 0; AST Currently In Use: 0; AST Temp Closed: 0 | 0 | 0 | 4 | 13868-101-012738 | PHILLIPS 66 CO
24970 | Permanently Closed | 1980-02-01 | 1972-01-01 | 1988-01-01 | Petroleum | Unleaded gasoline | Unleaded gasoline |  | Fiberglass reinforced plastic | Fiberglass reinforced plastic |  |  |  |  | 1901-01-01 | [15 empty] | UST Currently In Use: 0; UST Temp Close: 0; AST Currently In Use: 0; AST Temp Closed: 0 | 0 | 0 | 4 | 13868-101-012738 | PHILLIPS 66 CO
24971 | Permanently Closed | 1980-02-01 | 1960-01-01 | 1988-01-01 | Petroleum | Used oil | Used oil |  | Fiberglass reinforced plastic | Fiberglass reinforced plastic |  |  | Steel |  | 1901-01-01 | [15 empty] | UST Currently In Use: 0; UST Temp Close: 0; AST Currently In Use: 0; AST Temp Closed: 0 | 0 | 0 | 4 | 13868-101-012738 | PHILLIPS 66 CO
24972 | Permanently Closed | 1978-05-01 | 1973-01-01 | 1978-05-01 | Petroleum | Unleaded gasoline | Unleaded gasoline |  | Fiberglass reinforced plastic | Fiberglass reinforced plastic |  |  |  |  | 1901-01-01 | [15 empty] | UST Currently In Use: 0; UST Temp Close: 0; AST Currently In Use: 0; AST Temp Closed: 0 | 0 | 0 | 4 | 13868-101-012739 | PHILLIPS 66 CO
24973 | Permanently Closed | 1978-05-01 | 1972-01-01 | 1978-05-01 | Petroleum | Unleaded gasoline | Unleaded gasoline |  | Steel | Steel |  |  | Steel |  | 1901-01-01 | [15 empty] | UST Currently In Use: 0; UST Temp Close: 0; AST Currently In Use: 0; AST Temp Closed: 0 | 0 | 0 | 4 | 13868-101-012739 | PHILLIPS 66 CO
24974 | Permanently Closed | 1978-05-01 | 1972-01-01 | 1978-05-01 | Petroleum | Unleaded gasoline | Unleaded gasoline |  | Steel | Steel |  |  | Steel |  | 1901-01-01 | [15 empty] | UST Currently In Use: 0; UST Temp Close: 0; AST Currently In Use: 0; AST Temp Closed: 0 | 0 | 0 | 4 | 13868-101-012739 | PHILLIPS 66 CO
24975 | Permanently Closed | 1978-05-01 | 1954-01-01 | 1978-05-01 | Petroleum | Used oil | Used oil |  | Steel | Steel |  |  | Steel |  | 1901-01-01 | [15 empty] | UST Currently In Use: 0; UST Temp Close: 0; AST Currently In Use: 0; AST Temp Closed: 0 | 0 | 0 | 4 | 13868-101-012739 | PHILLIPS 66 CO
24976 | Permanently Closed | 1984-08-01 | 1964-01-01 | 1984-08-01 | Petroleum | Unleaded gasoline | Unleaded gasoline |  | Steel | Steel |  |  | Steel |  | 1901-01-01 | [12 empty] | Annual line testing | Annual line testing |  | UST Currently In Use: 0; UST Temp Close: 0; AST Currently In Use: 0; AST Temp Closed: 0 | 0 | 0 | 3 | 13868-103-012729 | PHILLIPS 66 CO
24977 | Permanently Closed | 1984-08-01 | 1964-01-01 | 1984-08-01 | Petroleum | Used oil | Used oil |  | Steel | Steel |  |  | Steel |  | 1901-01-01 | [12 empty] | Annual line testing | Annual line testing |  | UST Currently In Use: 0; UST Temp Close: 0; AST Currently In Use: 0; AST Temp Closed: 0 | 0 | 0 | 3 | 13868-103-012729 | PHILLIPS 66 CO
24978 | Permanently Closed | 1984-08-01 | 1964-01-01 | 1984-08-01 | Petroleum | Unleaded gasoline | Unleaded gasoline |  | Steel | Steel |  |  | Steel |  | 1901-01-01 | [12 empty] | Annual line testing | Annual line testing |  | UST Currently In Use: 0; UST Temp Close: 0; AST Currently In Use: 0; AST Temp Closed: 0 | 0 | 0 | 3 | 13868-103-012729 | PHILLIPS 66 CO
24979 | Permanently Closed | 1979-12-01 | 1974-01-01 | 1979-12-01 | Petroleum | Unleaded gasoline | Unleaded gasoline |  | Steel | Steel |  |  | Steel |  | 1901-01-01 | [15 empty] | UST Currently In Use: 0; UST Temp Close: 0; AST Currently In Use: 0; AST Temp Closed: 0 | 0 | 0 | 3 | 13868-103-012735 | PHILLIPS 66 CO
24980 | Permanently Closed | 1979-12-01 | 1961-01-01 | 1979-12-01 | Petroleum | Unleaded gasoline | Unleaded gasoline |  | Steel | Steel |  |  | Steel |  | 1901-01-01 | [15 empty] | UST Currently In Use: 0; UST Temp Close: 0; AST Currently In Use: 0; AST Temp Closed: 0 | 0 | 0 | 3 | 13868-103-012735 | PHILLIPS 66 CO
24981 | Permanently Closed | 1979-12-01 | 1961-01-01 | 1979-12-01 | Petroleum | Used oil | Used oil |  | Steel | Steel |  |  | Steel |  | 1901-01-01 | [15 empty] | UST Currently In Use: 0; UST Temp Close: 0; AST Currently In Use: 0; AST Temp Closed: 0 | 0 | 0 | 3 | 13868-103-012735 | PHILLIPS 66 CO
24982 | Permanently Closed | 1976-06-01 | 1963-01-01 | 1976-06-01 | Petroleum | Unleaded gasoline | Unleaded gasoline |  | Steel | Steel |  |  | Steel |  | 1901-01-01 | [15 empty] | UST Currently In Use: 0; UST Temp Close: 0; AST Currently In Use: 0; AST Temp Closed: 0 | 0 | 0 | 3 | 13868-123-012727 | PHILLIPS 66 CO
24983 | Permanently Closed | 1976-06-01 | 1963-01-01 | 1976-06-01 | Petroleum | Unleaded gasoline | Unleaded gasoline |  | Steel | Steel |  |  | Steel |  | 1901-01-01 | [15 empty] | UST Currently In Use: 0; UST Temp Close: 0; AST Currently In Use: 0; AST Temp Closed: 0 | 0 | 0 | 3 | 13868-123-012727 | PHILLIPS 66 CO
24984 | Permanently Closed | 1976-06-01 | 1963-01-01 | 1976-06-01 | Petroleum | Unleaded gasoline | Unleaded gasoline |  | Steel | Steel |  |  | Steel |  | 1901-01-01 | [15 empty] | UST Currently In Use: 0; UST Temp Close: 0; AST Currently In Use: 0; AST Temp Closed: 0 | 0 | 0 | 3 | 13868-123-012727 | PHILLIPS 66 CO
24985 | Permanently Closed | 1976-12-01 | 1961-01-01 | 1976-12-01 | Petroleum | Unleaded gasoline | Unleaded gasoline |  | Fiberglass reinforced plastic | Fiberglass reinforced plastic |  |  |  |  | 1901-01-01 | [15 empty] | UST Currently In Use: 0; UST Temp Close: 0; AST Currently In Use: 0; AST Temp Closed: 0 | 0 | 0 | 5 | 13868-123-012728 | PHILLIPS 66 CO
24986 | Permanently Closed | 1976-12-01 | 1961-01-01 | 1976-12-01 | Petroleum | Unleaded gasoline | Unleaded gasoline |  | Fiberglass reinforced plastic | Fiberglass reinforced plastic |  |  |  |  | 1901-01-01 | [15 empty] | UST Currently In Use: 0; UST Temp Close: 0; AST Currently In Use: 0; AST Temp Closed: 0 | 0 | 0 | 5 | 13868-123-012728 | PHILLIPS 66 CO
24987 | Permanently Closed | 1976-12-01 | 1961-01-01 | 1976-12-01 | Petroleum | Unleaded gasoline | Unleaded gasoline |  | Fiberglass reinforced plastic | Fiberglass reinforced plastic |  |  |  |  | 1901-01-01 | [15 empty] | UST Currently In Use: 0; UST Temp Close: 0; AST Currently In Use: 0; AST Temp Closed: 0 | 0 | 0 | 5 | 13868-123-012728 | PHILLIPS 66 CO
24988 | Permanently Closed | 1976-12-01 | 1961-01-01 | 1976-12-01 | Petroleum | Unleaded gasoline | Unleaded gasoline |  | Fiberglass reinforced plastic | Fiberglass reinforced plastic |  |  |  |  | 1901-01-01 | [15 empty] | UST Currently In Use: 0; UST Temp Close: 0; AST Currently In Use: 0; AST Temp Closed: 0 | 0 | 0 | 5 | 13868-123-012728 | PHILLIPS 66 CO
24989 | Permanently Closed | 1976-12-01 | 1961-01-01 | 1976-12-01 | Petroleum | Used oil | Used oil |  | Steel | Steel |  |  | Steel |  | 1901-01-01 | [15 empty] | UST Currently In Use: 0; UST Temp Close: 0; AST Currently In Use: 0; AST Temp Closed: 0 | 0 | 0 | 5 | 13868-123-012728 | PHILLIPS 66 CO
24990 | Permanently Closed | 1976-05-01 | 1971-01-01 | 1976-05-01 | Petroleum | Unleaded gasoline | Unleaded gasoline |  | Steel | Steel |  |  | Steel |  | 1901-01-01 | [15 empty] | UST Currently In Use: 0; UST Temp Close: 0; AST Currently In Use: 0; AST Temp Closed: 0 | 0 | 0 | 5 | 13868-125-012726 | PHILLIPS 66 CO
24991 | Permanently Closed | 1976-05-01 | 1970-01-01 | 1976-05-01 | Petroleum | Unleaded gasoline | Unleaded gasoline |  | Steel | Steel |  |  | Steel |  | 1901-01-01 | [15 empty] | UST Currently In Use: 0; UST Temp Close: 0; AST Currently In Use: 0; AST Temp Closed: 0 | 0 | 0 | 5 | 13868-125-012726 | PHILLIPS 66 CO
24992 | Permanently Closed | 1976-05-01 | 1970-01-01 | 1976-05-01 | Petroleum | Unleaded gasoline | Unleaded gasoline |  | Steel | Steel |  |  | Steel |  | 1901-01-01 | [15 empty] | UST Currently In Use: 0; UST Temp Close: 0; AST Currently In Use: 0; AST Temp Closed: 0 | 0 | 0 | 5 | 13868-125-012726 | PHILLIPS 66 CO
24993 | Permanently Closed | 1976-05-01 | 1971-01-01 | 1976-05-01 | Petroleum | Unleaded gasoline | Unleaded gasoline |  | Steel | Steel |  |  | Steel |  | 1901-01-01 | [15 empty] | UST Currently In Use: 0; UST Temp Close: 0; AST Currently In Use: 0; AST Temp Closed: 0 | 0 | 0 | 5 | 13868-125-012726 | PHILLIPS 66 CO
24994 | Permanently Closed | 1976-05-01 | 1971-01-01 | 1976-05-01 | Petroleum | Unleaded gasoline | Unleaded gasoline |  | Steel | Steel |  |  | Steel |  | 1901-01-01 | [15 empty] | UST Currently In Use: 0; UST Temp Close: 0; AST Currently In Use: 0; AST Temp Closed: 0 | 0 | 0 | 5 | 13868-125-012726 | PHILLIPS 66 CO
24995 | Permanently Closed | 1993-07-07 | 1972-06-07 | 1993-07-07 | Petroleum | Unleaded gasoline | Unleaded gasoline |  | Steel | Steel |  |  | Steel |  | 1901-01-01 | [15 empty] | UST Currently In Use: 0; UST Temp Close: 0; AST Currently In Use: 0; AST Temp Closed: 0 | 0 | 0 | 2 | 13869-073-007825 | D & L CONVENIENCE STORE
24996 | Permanently Closed | 1993-07-07 | 1972-06-07 | 1993-07-07 | Petroleum | Unleaded gasoline | Unleaded gasoline |  | Steel | Steel |  |  | Steel |  | 1901-01-01 | [15 empty] | UST Currently In Use: 0; UST Temp Close: 0; AST Currently In Use: 0; AST Temp Closed: 0 | 0 | 0 | 2 | 13869-073-007825 | D & L CONVENIENCE STORE
24997 | Permanently Closed | 1992-10-15 | 1973-01-01 | 1992-10-15 | Petroleum | Unleaded gasoline | Unleaded gasoline |  | Steel | Steel |  | Painted or None | Steel |  | 1901-01-01 | [15 empty] | UST Currently In Use: 0; UST Temp Close: 0; AST Currently In Use: 0; AST Temp Closed: 0 | 0 | 0 | 1 | 13870-097-011392 | PHILLIPS FEED CO INC
24998 | Permanently Closed | 1990-01-12 | 1969-01-01 | 1990-01-12 | Petroleum | Unleaded gasoline | Unleaded gasoline | Local government |  |  |  |  | Steel |  | 1901-01-01 | [15 empty] | UST Currently In Use: 0; UST Temp Close: 0; AST Currently In Use: 0; AST Temp Closed: 0 | 0 | 0 | 2 | 13873-107-002798 | PICKENS COUNTY BOARD OF EDUCATION
24999 | Permanently Closed | 1990-01-12 | 1982-01-01 | 1990-01-12 | Petroleum | On road diesel | On road diesel | Local government | Steel | Steel |  | Painted or None | Steel |  | 1901-01-01 | [15 empty] | UST Currently In Use: 0; UST Temp Close: 0; AST Currently In Use: 0; AST Temp Closed: 0 | 0 | 0 | 2 | 13873-107-002798 | PICKENS COUNTY BOARD OF EDUCATION
25000 | Permanently Closed | 1990-01-12 | 1982-01-01 | 1990-01-12 | Petroleum | Unleaded gasoline | Unleaded gasoline | Local government | Steel | Steel |  | Painted or None | Steel |  | 1901-01-01 | [15 empty] | UST Currently In Use: 0; UST Temp Close: 0; AST Currently In Use: 0; AST Temp Closed: 0 | 0 | 0 | 2 | 13873-107-002799 | PICKENS COUNTY BOARD OF EDUCATION
25001 | Permanently Closed | 1990-01-12 | 1982-01-01 | 1990-01-12 | Petroleum | On road diesel | On road diesel | Local government | Steel | Steel |  | Painted or None | Steel |  | 1901-01-01 | [15 empty] | UST Currently In Use: 0; UST Temp Close: 0; AST Currently In Use: 0; AST Temp Closed: 0 | 0 | 0 | 2 | 13873-107-002799 | PICKENS COUNTY BOARD OF EDUCATION
25002 | Permanently Closed | 1990-01-11 | 1969-01-01 | 1990-01-11 | Petroleum | Unleaded gasoline | Unleaded gasoline | Local government |  |  |  |  | Steel |  | 1901-01-01 | [15 empty] | UST Currently In Use: 0; UST Temp Close: 0; AST Currently In Use: 0; AST Temp Closed: 0 | 0 | 0 | 2 | 13873-107-002800 | PICKENS COUNTY BOARD OF EDUCATION
25003 | Permanently Closed | 1990-01-11 | 1982-01-01 | 1990-01-11 | Petroleum | On road diesel | On road diesel | Local government | Steel | Steel |  | Painted or None | Steel |  | 1901-01-01 | [15 empty] | UST Currently In Use: 0; UST Temp Close: 0; AST Currently In Use: 0; AST Temp Closed: 0 | 0 | 0 | 2 | 13873-107-002800 | PICKENS COUNTY BOARD OF EDUCATION
25004 | Permanently Closed | 1990-01-12 | 1969-01-01 | 1990-01-12 | Petroleum | Unleaded gasoline | Unleaded gasoline | Local government |  |  |  |  | Steel |  | 1901-01-01 | [15 empty] | UST Currently In Use: 0; UST Temp Close: 0; AST Currently In Use: 0; AST Temp Closed: 0 | 0 | 0 | 1 | 13873-107-002801 | PICKENS COUNTY BOARD OF EDUCATION
25005 | Permanently Closed | 1991-09-11 | 1971-01-01 | 1991-09-11 | Petroleum | On road diesel | On road diesel | Local government | Steel | Steel |  |  | Steel |  | 1901-01-01 | [15 empty] | UST Currently In Use: 0; UST Temp Close: 0; AST Currently In Use: 1; AST Temp Closed: 0 | 0 | 0 | 1 | 13874-107-006661 | PICKENS COUNTY COMMISSION
25006 | Permanently Closed | 1991-09-09 | 1981-01-01 | 1991-09-09 | Petroleum | Unleaded gasoline | Unleaded gasoline | Local government | Steel | Steel |  |  | Steel |  | 1901-01-01 | [15 empty] | UST Currently In Use: 0; UST Temp Close: 0; AST Currently In Use: 1; AST Temp Closed: 0 | 0 | 0 | 4 | 13874-107-006662 | PICKENS COUNTY COMMISSION
25007 | Permanently Closed | 1991-09-09 | 1962-01-01 | 1991-09-09 | Petroleum | Unleaded gasoline | Unleaded gasoline | Local government | Steel | Steel |  |  | Steel |  | 1901-01-01 | [15 empty] | UST Currently In Use: 0; UST Temp Close: 0; AST Currently In Use: 1; AST Temp Closed: 0 | 0 | 0 | 4 | 13874-107-006662 | PICKENS COUNTY COMMISSION
25008 | Permanently Closed | 1991-09-09 | 1983-01-01 | 1991-09-09 | Petroleum | On road diesel | On road diesel | Local government | Steel | Steel |  |  | Steel |  | 1901-01-01 | [15 empty] | UST Currently In Use: 0; UST Temp Close: 0; AST Currently In Use: 1; AST Temp Closed: 0 | 0 | 0 | 4 | 13874-107-006662 | PICKENS COUNTY COMMISSION
25009 | Permanently Closed | 1991-09-09 | 1981-01-01 | 1991-09-09 | Petroleum | On road diesel | On road diesel | Local government | Steel | Steel |  |  | Steel |  | 1901-01-01 | [15 empty] | UST Currently In Use: 0; UST Temp Close: 0; AST Currently In Use: 1; AST Temp Closed: 0 | 0 | 0 | 4 | 13874-107-006662 | PICKENS COUNTY COMMISSION
25010 | Permanently Closed | 1991-09-09 | 1961-01-01 | 1991-09-09 | Petroleum | Unleaded gasoline | Unleaded gasoline | Local government | Steel | Steel |  |  | Steel |  | 1901-01-01 | [15 empty] | UST Currently In Use: 0; UST Temp Close: 0; AST Currently In Use: 1; AST Temp Closed: 0 | 0 | 0 | 2 | 13874-107-006663 | PICKENS COUNTY COMMISSION
25011 | Permanently Closed | 1991-09-09 | 1961-01-01 | 1991-09-09 | Petroleum | On road diesel | On road diesel | Local government | Steel | Steel |  |  | Steel |  | 1901-01-01 | [15 empty] | UST Currently In Use: 0; UST Temp Close: 0; AST Currently In Use: 1; AST Temp Closed: 0 | 0 | 0 | 2 | 13874-107-006663 | PICKENS COUNTY COMMISSION
25012 | Permanently Closed | 1991-10-08 | 1983-01-01 | 1991-10-08 | Petroleum | Unleaded gasoline | Unleaded gasoline | Local government | Steel | Steel |  |  | Steel |  | 1901-01-01 | [15 empty] | UST Currently In Use: 0; UST Temp Close: 0; AST Currently In Use: 1; AST Temp Closed: 0 | 0 | 0 | 2 | 13874-107-006665 | PICKENS COUNTY COMMISSION
25013 | Permanently Closed | 1991-10-08 | 1983-01-01 | 1991-10-08 | Petroleum | On road diesel | On road diesel | Local government | Steel | Steel |  |  | Steel |  | 1901-01-01 | [15 empty] | UST Currently In Use: 0; UST Temp Close: 0; AST Currently In Use: 1; AST Temp Closed: 0 | 0 | 0 | 2 | 13874-107-006665 | PICKENS COUNTY COMMISSION
25014 | Permanently Closed | 1991-09-09 | 1961-01-01 | 1991-09-09 | Petroleum | Unleaded gasoline | Unleaded gasoline | Local government | Steel | Steel |  |  | Steel |  | 1901-01-01 | [15 empty] | UST Currently In Use: 0; UST Temp Close: 0; AST Currently In Use: 1; AST Temp Closed: 0 | 0 | 0 | 2 | 13874-107-006666 | PICKENS COUNTY COMMISSION
25015 | Permanently Closed | 1991-09-09 | 1961-01-01 | 1991-09-09 | Petroleum | On road diesel | On road diesel | Local government | Steel | Steel |  |  | Steel |  | 1901-01-01 | [15 empty] | UST Currently In Use: 0; UST Temp Close: 0; AST Currently In Use: 1; AST Temp Closed: 0 | 0 | 0 | 2 | 13874-107-006666 | PICKENS COUNTY COMMISSION
25016 | Permanently Closed | 1991-09-18 | 1979-01-01 | 1991-09-18 | Petroleum | Unleaded gasoline | Unleaded gasoline | Local government | Steel | Steel |  | Painted or None | Steel |  | 1901-01-01 | [15 empty] | UST Currently In Use: 0; UST Temp Close: 0; AST Currently In Use: 0; AST Temp Closed: 0 | 0 | 0 | 1 | 13874-107-013691 | PICKENS COUNTY COMMISSION
25017 | Permanently Closed | 1999-09-30 | 1975-01-01 | 1999-09-30 | Petroleum | On road diesel | On road diesel | Emergency Power Generator | Steel | Steel | Coated & cathodic protection (sti-P3) |  | Steel, COPPER |  | 1901-01-01 | [6 empty] | Automatic Tank Gauge | [8 empty] | UST Currently In Use: 2; UST Temp Close: 0; AST Currently In Use: 0; AST Temp Closed: 0 | 2 | 0 | 1 | 13875-107-000462 | PICKENS COUNTY MEDICAL CENTER
25018 | Temporary Closed | 2017-01-01 | 1978-01-01 |  | Petroleum | On road diesel | On road diesel |  | Steel | Steel | Field installed cathodic protection |  | Steel |  |  | Field installed cathodic protection | Catchment Basin, Single walled catchment basin | Automatic shutoff device At 95% full | Automatic shutoff device At 95% full |  |  | Statistical Inventory Reconciliation (SIR) | [8 empty] | UST Currently In Use: 3; UST Temp Close: 2; AST Currently In Use: 0; AST Temp Closed: 0 | 3 | 2 | 0 | 25363-013-008411 | DIPESHKUMAR G MISTRY
25019 | Currently in Use |  | 1978-01-01 |  | Petroleum | Unleaded gasoline | Unleaded gasoline |  | Steel | Steel | Field installed cathodic protection |  | Steel |  |  | Field installed cathodic protection | Catchment Basin, Single walled catchment basin | Automatic shutoff device At 95% full | Automatic shutoff device At 95% full |  |  | Statistical Inventory Reconciliation (SIR) | [8 empty] | UST Currently In Use: 3; UST Temp Close: 2; AST Currently In Use: 0; AST Temp Closed: 0 | 3 | 2 | 0 | 25363-013-008411 | DIPESHKUMAR G MISTRY
25020 | Currently in Use |  | 1978-01-01 |  | Petroleum | Unleaded gasoline | Unleaded gasoline |  | Steel | Steel | Field installed cathodic protection |  | Steel |  |  | Field installed cathodic protection | Catchment Basin, Single walled catchment basin | Automatic shutoff device At 95% full | Automatic shutoff device At 95% full |  |  | Statistical Inventory Reconciliation (SIR) | [8 empty] | UST Currently In Use: 3; UST Temp Close: 2; AST Currently In Use: 0; AST Temp Closed: 0 | 3 | 2 | 0 | 25363-013-008411 | DIPESHKUMAR G MISTRY
25021 | Currently in Use |  | 1978-01-01 |  | Petroleum | Unleaded gasoline | Unleaded gasoline |  | Steel | Steel | Field installed cathodic protection |  | Steel |  |  | Field installed cathodic protection | Catchment Basin, Single walled catchment basin | Automatic shutoff device At 95% full | Automatic shutoff device At 95% full |  |  | Statistical Inventory Reconciliation (SIR) | [8 empty] | UST Currently In Use: 3; UST Temp Close: 2; AST Currently In Use: 0; AST Temp Closed: 0 | 3 | 2 | 0 | 25363-013-008411 | DIPESHKUMAR G MISTRY
25022 | Temporary Closed | 2017-01-01 | 1978-01-01 |  | Petroleum | On road diesel | On road diesel |  | Steel | Steel | Field installed cathodic protection |  | Steel |  |  | Field installed cathodic protection | Catchment Basin, Single walled catchment basin | Automatic shutoff device At 95% full | Automatic shutoff device At 95% full |  |  | Statistical Inventory Reconciliation (SIR) | [8 empty] | UST Currently In Use: 3; UST Temp Close: 2; AST Currently In Use: 0; AST Temp Closed: 0 | 3 | 2 | 0 | 25363-013-008411 | DIPESHKUMAR G MISTRY
25023 | Permanently Closed | 1901-01-01 | 1962-01-01 | 1988-10-27 | Petroleum | Unleaded gasoline | Unleaded gasoline |  | Steel | Steel |  |  | Steel |  | 1901-01-01 | [15 empty] | UST Currently In Use: 0; UST Temp Close: 0; AST Currently In Use: 0; AST Temp Closed: 0 | 0 | 0 | 3 | 13878-055-000068 | PIERSON CHEVROLET
25024 | Permanently Closed | 1988-10-27 | 1970-01-01 | 1988-10-27 | Petroleum | Unleaded gasoline | Unleaded gasoline |  | Steel | Steel |  |  | Steel |  | 1901-01-01 | [15 empty] | UST Currently In Use: 0; UST Temp Close: 0; AST Currently In Use: 0; AST Temp Closed: 0 | 0 | 0 | 3 | 13878-055-000068 | PIERSON CHEVROLET
25025 | Permanently Closed | 1901-01-01 | 1962-01-01 | 1991-03-11 | Petroleum | Used oil | Used oil |  | Steel | Steel |  |  | Steel |  | 1901-01-01 | [15 empty] | UST Currently In Use: 0; UST Temp Close: 0; AST Currently In Use: 0; AST Temp Closed: 0 | 0 | 0 | 3 | 13878-055-000068 | PIERSON CHEVROLET
25026 | Permanently Closed |  | 1987-01-01 | 2024-10-01 | Petroleum | On road diesel | On road diesel | Industrial | Steel, 20K/20K | Steel | Coated & cathodic protection (sti-P3) |  | Fiberglass reinforced plastic |  |  |  | Catchment Basin, Single walled catchment basin | Automatic shutoff device At 95% full | Automatic shutoff device At 95% full |  |  | Continuous Automatic Tank Gauge |  | Automatic flow restrictor (MLLD) | Automatic flow restrictor (MLLD) |  |  | Annual line testing | Annual line testing |  | UST Currently In Use: 0; UST Temp Close: 0; AST Currently In Use: 0; AST Temp Closed: 0 | 0 | 0 | 1 | 13879-073-013673 | PIGGLY WIGGLY ALABAMA DIST CO
25030 | Permanently Closed | 1988-01-01 | 1974-01-01 | 1988-01-01 | Petroleum | Unleaded gasoline | Unleaded gasoline |  | Steel | Steel |  | Painted or None | Steel |  | 1901-01-01 | [15 empty] | UST Currently In Use: 0; UST Temp Close: 0; AST Currently In Use: 0; AST Temp Closed: 0 | 0 | 0 | 1 | 13880-109-012546 | PIKE CONSTRUCTION INC
25031 | Permanently Closed | 1992-03-09 | 1976-01-01 | 1992-03-09 | Petroleum | Unleaded gasoline | Unleaded gasoline | Local government | Steel | Steel |  |  |  |  | 1901-01-01 | [15 empty] | UST Currently In Use: 0; UST Temp Close: 0; AST Currently In Use: 0; AST Temp Closed: 0 | 0 | 0 | 2 | 13881-109-009361 | PIKE COUNTY COMMISSION
25032 | Permanently Closed | 1992-03-09 | 1976-01-01 | 1992-03-09 | Petroleum | On road diesel | On road diesel | Local government | Steel | Steel |  |  |  |  | 1901-01-01 | [15 empty] | UST Currently In Use: 0; UST Temp Close: 0; AST Currently In Use: 0; AST Temp Closed: 0 | 0 | 0 | 2 | 13881-109-009361 | PIKE COUNTY COMMISSION
25033 | Permanently Closed | 1992-05-05 | 1957-01-01 | 1992-05-05 | Petroleum | Unleaded gasoline | Unleaded gasoline | Local government | Steel | Steel |  | Painted or None | Steel |  | 1901-01-01 | [15 empty] | UST Currently In Use: 0; UST Temp Close: 0; AST Currently In Use: 0; AST Temp Closed: 0 | 0 | 0 | 2 | 13881-109-011944 | PIKE COUNTY COMMISSION
25034 | Permanently Closed | 1992-05-05 | 1957-01-01 | 1992-05-05 | Petroleum | On road diesel | On road diesel | Local government | Steel | Steel |  | Painted or None | Steel |  | 1901-01-01 | [15 empty] | UST Currently In Use: 0; UST Temp Close: 0; AST Currently In Use: 0; AST Temp Closed: 0 | 0 | 0 | 2 | 13881-109-011944 | PIKE COUNTY COMMISSION
25035 | Permanently Closed | 1996-06-26 | 1969-01-01 | 1996-06-26 | Petroleum | Unleaded gasoline | Unleaded gasoline |  | Steel | Steel |  | Painted or None | Steel |  | 1901-01-01 | [6 empty] | Statistical Inventory Reconciliation (SIR) | [5 empty] | Annual line testing, Statistical inventory reconciliation (SIR) | Statistical inventory reconciliation (SIR) |  | UST Currently In Use: 0; UST Temp Close: 0; AST Currently In Use: 0; AST Temp Closed: 0 | 0 | 0 | 3 | 11632-015-006157 | SPEEDWAY/SUPERAMERICA LLC
25036 | Permanently Closed | 1996-06-26 | 1969-01-01 | 1996-06-26 | Petroleum | Unleaded gasoline | Unleaded gasoline |  | Steel | Steel |  | Painted or None | Steel |  | 1901-01-01 | [6 empty] | Statistical Inventory Reconciliation (SIR) | [5 empty] | Annual line testing, Statistical inventory reconciliation (SIR) | Statistical inventory reconciliation (SIR) |  | UST Currently In Use: 0; UST Temp Close: 0; AST Currently In Use: 0; AST Temp Closed: 0 | 0 | 0 | 3 | 11632-015-006157 | SPEEDWAY/SUPERAMERICA LLC
25037 | Permanently Closed | 1996-06-26 | 1969-01-01 | 1996-06-26 | Petroleum | Unleaded gasoline | Unleaded gasoline |  | Steel | Steel |  | Painted or None | Steel |  | 1901-01-01 | [6 empty] | Statistical Inventory Reconciliation (SIR) | [5 empty] | Annual line testing, Statistical inventory reconciliation (SIR) | Statistical inventory reconciliation (SIR) |  | UST Currently In Use: 0; UST Temp Close: 0; AST Currently In Use: 0; AST Temp Closed: 0 | 0 | 0 | 3 | 11632-015-006157 | SPEEDWAY/SUPERAMERICA LLC
25038 | Permanently Closed | 1998-12-01 | 1973-01-01 | 1999-03-05 | Petroleum | Unleaded gasoline | Unleaded gasoline | Retail | Steel | Steel |  | Painted or None | Steel |  | 1901-01-01 | [6 empty] | Statistical Inventory Reconciliation (SIR) | [5 empty] | Annual line testing, Statistical inventory reconciliation (SIR) | Statistical inventory reconciliation (SIR) |  | UST Currently In Use: 0; UST Temp Close: 0; AST Currently In Use: 0; AST Temp Closed: 0 | 0 | 0 | 3 | 11632-073-006158 | SPEEDWAY/SUPERAMERICA LLC
25039 | Permanently Closed | 1998-12-01 | 1973-01-01 | 1999-03-05 | Petroleum | Unleaded gasoline | Unleaded gasoline | Retail | Steel | Steel |  | Painted or None | Steel |  | 1901-01-01 | [6 empty] | Statistical Inventory Reconciliation (SIR) | [5 empty] | Annual line testing, Statistical inventory reconciliation (SIR) | Statistical inventory reconciliation (SIR) |  | UST Currently In Use: 0; UST Temp Close: 0; AST Currently In Use: 0; AST Temp Closed: 0 | 0 | 0 | 3 | 11632-073-006158 | SPEEDWAY/SUPERAMERICA LLC
25040 | Permanently Closed | 1998-12-01 | 1973-01-01 | 1999-03-05 | Petroleum | Unleaded gasoline | Unleaded gasoline | Retail | Steel | Steel |  | Painted or None | Steel |  | 1901-01-01 | [6 empty] | Statistical Inventory Reconciliation (SIR) | [5 empty] | Annual line testing, Statistical inventory reconciliation (SIR) | Statistical inventory reconciliation (SIR) |  | UST Currently In Use: 0; UST Temp Close: 0; AST Currently In Use: 0; AST Temp Closed: 0 | 0 | 0 | 3 | 11632-073-006158 | SPEEDWAY/SUPERAMERICA LLC
25041 | Permanently Closed | 1987-12-31 | 1976-01-01 | 1988-10-19 | Petroleum | Unleaded gasoline | Unleaded gasoline |  | Steel | Steel |  | Painted or None | Steel |  | 1901-01-01 | [15 empty] | UST Currently In Use: 0; UST Temp Close: 0; AST Currently In Use: 0; AST Temp Closed: 0 | 0 | 0 | 3 | 13883-013-010540 | PINEDALE INC
25042 | Permanently Closed | 1987-12-31 | 1976-01-01 | 1988-10-19 | Petroleum | Unleaded gasoline | Unleaded gasoline |  | Steel | Steel |  | Painted or None | Steel |  | 1901-01-01 | [15 empty] | UST Currently In Use: 0; UST Temp Close: 0; AST Currently In Use: 0; AST Temp Closed: 0 | 0 | 0 | 3 | 13883-013-010540 | PINEDALE INC
25043 | Permanently Closed | 1987-12-31 | 1976-01-01 | 1988-10-19 | Petroleum | Unleaded gasoline | Unleaded gasoline |  | Steel | Steel |  | Painted or None | Steel |  | 1901-01-01 | [15 empty] | UST Currently In Use: 0; UST Temp Close: 0; AST Currently In Use: 0; AST Temp Closed: 0 | 0 | 0 | 3 | 13883-013-010540 | PINEDALE INC
25044 | Permanently Closed | 1990-10-27 | 1962-01-01 | 1990-10-27 | Petroleum | Unleaded gasoline | Unleaded gasoline |  | Steel | Steel |  | Painted or None | Steel |  | 1901-01-01 | [15 empty] | UST Currently In Use: 0; UST Temp Close: 0; AST Currently In Use: 0; AST Temp Closed: 0 | 0 | 0 | 3 | 13884-013-000003 | PIONEER ELECTRIC COOP INC
25045 | Permanently Closed | 1990-10-27 | 1962-01-01 | 1990-10-27 | Petroleum | On road diesel | On road diesel |  | Steel | Steel |  | Painted or None | Steel |  | 1901-01-01 | [15 empty] | UST Currently In Use: 0; UST Temp Close: 0; AST Currently In Use: 0; AST Temp Closed: 0 | 0 | 0 | 3 | 13884-013-000003 | PIONEER ELECTRIC COOP INC
25046 | Permanently Closed | 1993-11-11 | 1978-01-01 | 1993-11-11 | Petroleum | On road diesel | On road diesel |  | Steel | Steel |  | Painted or None | Steel |  | 1901-01-01 | [15 empty] | UST Currently In Use: 0; UST Temp Close: 0; AST Currently In Use: 0; AST Temp Closed: 0 | 0 | 0 | 3 | 13884-013-000003 | PIONEER ELECTRIC COOP INC
25047 | Permanently Closed | 1991-12-16 | 1967-01-01 | 1991-12-16 | Petroleum | Unleaded gasoline | Unleaded gasoline |  | Steel | Steel |  |  | Steel |  | 1901-01-01 | [15 empty] | UST Currently In Use: 0; UST Temp Close: 0; AST Currently In Use: 0; AST Temp Closed: 0 | 0 | 0 | 2 | 13884-047-000002 | PIONEER ELECTRIC COOP INC
25048 | Permanently Closed | 1992-12-18 | 1976-01-01 | 1992-12-18 | Petroleum | On road diesel | On road diesel |  | Steel | Steel |  |  | Steel |  | 1901-01-01 | [15 empty] | UST Currently In Use: 0; UST Temp Close: 0; AST Currently In Use: 0; AST Temp Closed: 0 | 0 | 0 | 2 | 13884-047-000002 | PIONEER ELECTRIC COOP INC
25049 | Permanently Closed | 1994-07-07 | 1964-01-01 | 1994-07-07 | Petroleum | On road diesel | On road diesel |  | Steel | Steel |  |  | Steel |  | 1901-01-01 | [15 empty] | UST Currently In Use: 0; UST Temp Close: 0; AST Currently In Use: 0; AST Temp Closed: 0 | 0 | 0 | 1 | 13885-117-002391 | PIPING & EQUIPMENT CORP
25050 | Permanently Closed | 1991-02-06 | 1973-01-01 | 1991-02-06 | Petroleum | On road diesel | On road diesel |  | Steel | Steel |  | Painted or None | Steel |  | 1901-01-01 | [15 empty] | UST Currently In Use: 0; UST Temp Close: 0; AST Currently In Use: 18; AST Temp Closed: 3 | 0 | 0 | 5 | 13887-057-012591 | CHEVRON MINING INC., N. RIVER MINE
25051 | Permanently Closed | 1991-03-15 | 1973-01-01 | 1991-03-15 | Petroleum | On road diesel | On road diesel |  | Steel | Steel |  | Painted or None | Steel |  | 1901-01-01 | [15 empty] | UST Currently In Use: 0; UST Temp Close: 0; AST Currently In Use: 18; AST Temp Closed: 3 | 0 | 0 | 5 | 13887-057-012591 | CHEVRON MINING INC., N. RIVER MINE
25052 | Permanently Closed | 1991-03-15 | 1973-01-01 | 1991-03-15 | Petroleum | On road diesel | On road diesel |  | Steel | Steel |  | Painted or None | Steel |  | 1901-01-01 | [15 empty] | UST Currently In Use: 0; UST Temp Close: 0; AST Currently In Use: 18; AST Temp Closed: 3 | 0 | 0 | 5 | 13887-057-012591 | CHEVRON MINING INC., N. RIVER MINE
25053 | Permanently Closed | 1991-02-02 | 1973-01-01 | 1991-02-02 | Petroleum | Unleaded gasoline | Unleaded gasoline |  | Steel | Steel |  | Painted or None | Steel |  | 1901-01-01 | [15 empty] | UST Currently In Use: 0; UST Temp Close: 0; AST Currently In Use: 18; AST Temp Closed: 3 | 0 | 0 | 5 | 13887-057-012591 | CHEVRON MINING INC., N. RIVER MINE
25054 | Permanently Closed | 1991-02-02 | 1973-01-01 | 1991-02-02 | Petroleum | Unleaded gasoline | Unleaded gasoline |  | Steel | Steel |  | Painted or None | Steel |  | 1901-01-01 | [15 empty] | UST Currently In Use: 0; UST Temp Close: 0; AST Currently In Use: 18; AST Temp Closed: 3 | 0 | 0 | 5 | 13887-057-012591 | CHEVRON MINING INC., N. RIVER MINE
25055 | Permanently Closed | 1993-12-17 | 1978-01-01 | 1993-12-17 | Petroleum | Unleaded gasoline | Unleaded gasoline |  | Steel | Steel | Coated & cathodic protection (sti-P3) |  | Other, COAT STEEL |  | 1901-01-01 | [15 empty] | UST Currently In Use: 0; UST Temp Close: 0; AST Currently In Use: 2; AST Temp Closed: 0 | 0 | 0 | 2 | 13888-117-002388 | PLANTATION PIPE LINE CO
25056 | Permanently Closed | 1993-12-17 | 1981-01-01 | 1993-12-17 | Petroleum | Unleaded gasoline | Unleaded gasoline |  | Steel | Steel | Coated & cathodic protection (sti-P3) |  | Other, COAT STEEL |  | 1901-01-01 | [15 empty] | UST Currently In Use: 0; UST Temp Close: 0; AST Currently In Use: 2; AST Temp Closed: 0 | 0 | 0 | 2 | 13888-117-002388 | PLANTATION PIPE LINE CO
25057 | Permanently Closed | 1994-02-16 | 1980-01-01 | 1994-02-16 | Petroleum | On road diesel | On road diesel |  | Fiberglass coated steel | Fiberglass coated steel | Interior lined (not allowed as a standalone method of corrosion protection) |  | Steel |  | 1901-01-01 | [15 empty] | UST Currently In Use: 0; UST Temp Close: 0; AST Currently In Use: 0; AST Temp Closed: 0 | 0 | 0 | 1 | 13889-091-000395 | PLASTIC CONTAINERS INC
25058 | Permanently Closed | 1994-08-26 | 1977-01-01 | 1994-08-26 | Petroleum | On road diesel | On road diesel |  | Steel | Steel |  | Painted or None | Steel |  | 1901-01-01 | [12 empty] | Annual line testing | Annual line testing |  | UST Currently In Use: 0; UST Temp Close: 1; AST Currently In Use: 0; AST Temp Closed: 0 | 0 | 1 | 3 | 21722-073-000052 | CYPRESS TRUCK LINES INC
25059 | Permanently Closed | 1994-08-26 | 1977-01-01 | 1994-08-26 | Petroleum | On road diesel | On road diesel |  | Steel | Steel |  | Painted or None | Steel |  | 1901-01-01 | [12 empty] | Annual line testing | Annual line testing |  | UST Currently In Use: 0; UST Temp Close: 1; AST Currently In Use: 0; AST Temp Closed: 0 | 0 | 1 | 3 | 21722-073-000052 | CYPRESS TRUCK LINES INC
25060 | Permanently Closed | 2014-07-24 | 1977-01-01 | 2015-10-02 | Petroleum | Used oil | Used oil |  | Steel | Steel |  | Painted or None | Steel |  | 1901-01-01 |  | Other, EXEMPT | Other, EXEMPT | Other | [11 empty] | UST Currently In Use: 0; UST Temp Close: 1; AST Currently In Use: 0; AST Temp Closed: 0 | 0 | 1 | 3 | 21722-073-000052 | CYPRESS TRUCK LINES INC
25061 | Permanently Closed | 1998-12-21 | 1981-01-01 | 1999-02-26 | Petroleum | On road diesel | On road diesel |  | Steel | Steel |  | Painted or None | Other, ENVIROFLEX |  | 1901-01-01 | Other, ENVIROFLEX | Catchment Basin, Single walled catchment basin | Automatic shutoff device At 95% full | Automatic shutoff device At 95% full |  |  | Statistical Inventory Reconciliation (SIR) | [5 empty] | Annual line testing, Statistical inventory reconciliation (SIR) | Statistical inventory reconciliation (SIR) |  | UST Currently In Use: 0; UST Temp Close: 0; AST Currently In Use: 0; AST Temp Closed: 0 | 0 | 0 | 2 | 13891-003-005987 | SUNBELT VACATION AND TRAVEL
25062 | Permanently Closed | 1998-12-21 | 1981-01-01 | 1999-02-26 | Petroleum | Unleaded gasoline | Unleaded gasoline |  | Steel | Steel |  | Painted or None | Other, ENVIROFLEX |  | 1901-01-01 | Other, ENVIROFLEX | Catchment Basin, Single walled catchment basin | Automatic shutoff device At 95% full | Automatic shutoff device At 95% full |  |  | Statistical Inventory Reconciliation (SIR) | [5 empty] | Annual line testing, Statistical inventory reconciliation (SIR) | Statistical inventory reconciliation (SIR) |  | UST Currently In Use: 0; UST Temp Close: 0; AST Currently In Use: 0; AST Temp Closed: 0 | 0 | 0 | 2 | 13891-003-005987 | SUNBELT VACATION AND TRAVEL
25063 | Permanently Closed | 1998-06-01 | 1971-01-01 | 2000-10-27 | Petroleum | Kerosene | Kerosene | Retail | Steel | Steel |  | Painted or None | Steel |  | 1901-01-01 | [6 empty] | Statistical Inventory Reconciliation (SIR) | [8 empty] | UST Currently In Use: 0; UST Temp Close: 0; AST Currently In Use: 5; AST Temp Closed: 0 | 0 | 0 | 1 | 13892-015-004938 | POLLOCK COLLINS OIL CO INC
25064 | Currently in Use |  | 1960-01-01 |  | Petroleum | Unleaded gasoline | Unleaded gasoline | Retail | Steel | Steel | Coated & cathodic protection (sti-P3) |  | Fiberglass reinforced plastic |  |  |  | Catchment Basin, Single walled catchment basin | Automatic shutoff device At 95% full | Automatic shutoff device At 95% full |  |  | Continuous Automatic Tank Gauge | [8 empty] | UST Currently In Use: 4; UST Temp Close: 0; AST Currently In Use: 0; AST Temp Closed: 0 | 4 | 0 | 0 | 25146-015-004939 | NADIR LODHI
25065 | Currently in Use |  | 1960-01-01 |  | Petroleum | Other, 100% | Other | Retail | Steel | Steel | Coated & cathodic protection (sti-P3) |  | Fiberglass reinforced plastic |  |  |  | Catchment Basin, Single walled catchment basin | Flow Rest 90% Full | Flow Rest 90% Full |  |  | Continuous Automatic Tank Gauge | [8 empty] | UST Currently In Use: 4; UST Temp Close: 0; AST Currently In Use: 0; AST Temp Closed: 0 | 4 | 0 | 0 | 25146-015-004939 | NADIR LODHI
25066 | Permanently Closed | 1999-09-14 | 1977-01-01 | 1999-09-14 | Petroleum | Unleaded gasoline | Unleaded gasoline | Retail | Steel | Steel |  | Painted or None | Steel |  | 1901-01-01 | [6 empty] | Statistical Inventory Reconciliation (SIR) | [8 empty] | UST Currently In Use: 0; UST Temp Close: 0; AST Currently In Use: 0; AST Temp Closed: 0 | 0 | 0 | 5 | 13892-015-004940 | POLLOCK COLLINS OIL CO INC
25067 | Permanently Closed | 1999-09-14 | 1967-01-01 | 1999-09-14 | Petroleum | Unleaded gasoline | Unleaded gasoline | Retail | Steel | Steel |  | Painted or None | Steel |  | 1901-01-01 | [6 empty] | Statistical Inventory Reconciliation (SIR) | [8 empty] | UST Currently In Use: 0; UST Temp Close: 0; AST Currently In Use: 0; AST Temp Closed: 0 | 0 | 0 | 5 | 13892-015-004940 | POLLOCK COLLINS OIL CO INC
25068 | Permanently Closed | 1999-09-14 | 1967-01-01 | 1999-09-14 | Petroleum | Unleaded gasoline | Unleaded gasoline | Retail | Steel | Steel |  | Painted or None | Steel |  | 1901-01-01 | [6 empty] | Statistical Inventory Reconciliation (SIR) | [8 empty] | UST Currently In Use: 0; UST Temp Close: 0; AST Currently In Use: 0; AST Temp Closed: 0 | 0 | 0 | 5 | 13892-015-004940 | POLLOCK COLLINS OIL CO INC
25069 | Permanently Closed | 1999-09-14 | 1967-01-01 | 1999-09-14 | Petroleum | Unleaded gasoline | Unleaded gasoline | Retail | Steel | Steel |  | Painted or None | Steel |  | 1901-01-01 | [6 empty] | Statistical Inventory Reconciliation (SIR) | [8 empty] | UST Currently In Use: 0; UST Temp Close: 0; AST Currently In Use: 0; AST Temp Closed: 0 | 0 | 0 | 5 | 13892-015-004940 | POLLOCK COLLINS OIL CO INC
25070 | Permanently Closed | 1999-09-14 | 1977-01-01 | 1999-09-14 | Petroleum | On road diesel | On road diesel | Retail | Steel | Steel |  | Painted or None | Steel |  | 1901-01-01 | [6 empty] | Statistical Inventory Reconciliation (SIR) | [8 empty] | UST Currently In Use: 0; UST Temp Close: 0; AST Currently In Use: 0; AST Temp Closed: 0 | 0 | 0 | 5 | 13892-015-004940 | POLLOCK COLLINS OIL CO INC
25071 | Currently in Use |  | 1978-01-01 |  | Petroleum | Unleaded gasoline | Unleaded gasoline | Retail | Single Wall, Steel | Steel | Field installed cathodic protection |  | Fiberglass reinforced plastic, Single Wall |  |  |  | Catchment Basin, Single walled catchment basin | Automatic shutoff device At 95% full, Flow Rest 90% Full | Flow Rest 90% Full |  |  | Continuous Automatic Tank Gauge |  | Automatic flow restrictor (MLLD) | Automatic flow restrictor (MLLD) |  |  | Annual line testing | Annual line testing |  | UST Currently In Use: 5; UST Temp Close: 0; AST Currently In Use: 0; AST Temp Closed: 0 | 5 | 0 | 0 | 23429-015-004941 | MUSA PROPERTIES, LLC
25072 | Currently in Use |  | 1978-01-01 |  | Petroleum | Unleaded gasoline | Unleaded gasoline | Retail | Single Wall, Steel | Steel | Coated & cathodic protection (sti-P3), Field installed cathodic protection |  | Fiberglass reinforced plastic, Single Wall |  |  |  | Catchment Basin, Single walled catchment basin | Automatic shutoff device At 95% full, Flow Rest 90% Full | Flow Rest 90% Full |  |  | Continuous Automatic Tank Gauge |  | Automatic flow restrictor (MLLD) | Automatic flow restrictor (MLLD) |  |  | Annual line testing | Annual line testing |  | UST Currently In Use: 5; UST Temp Close: 0; AST Currently In Use: 0; AST Temp Closed: 0 | 5 | 0 | 0 | 23429-015-004941 | MUSA PROPERTIES, LLC
25073 | Currently in Use |  | 1958-01-01 |  | Petroleum | Premium gasoline | Premium gasoline | Retail | Single Wall, Steel | Steel | Coated & cathodic protection (sti-P3), Field installed cathodic protection |  | Fiberglass reinforced plastic, Single Wall |  |  |  | Catchment Basin, Single walled catchment basin | Automatic shutoff device At 95% full, Flow Rest 90% Full | Flow Rest 90% Full |  |  | Continuous Automatic Tank Gauge |  | Automatic flow restrictor (MLLD) | Automatic flow restrictor (MLLD) |  |  | Annual line testing | Annual line testing |  | UST Currently In Use: 5; UST Temp Close: 0; AST Currently In Use: 0; AST Temp Closed: 0 | 5 | 0 | 0 | 23429-015-004941 | MUSA PROPERTIES, LLC
25074 | Currently in Use |  | 1958-01-01 |  | Petroleum | Kerosene | Kerosene | Retail | Single Wall, Steel | Steel | Field installed cathodic protection |  | Fiberglass reinforced plastic, Single Wall |  |  |  | Catchment Basin, Single walled catchment basin | Automatic shutoff device At 95% full, Flow Rest 90% Full | Flow Rest 90% Full |  |  | Continuous Automatic Tank Gauge |  | Automatic flow restrictor (MLLD) | Automatic flow restrictor (MLLD) |  |  | Annual line testing | Annual line testing |  | UST Currently In Use: 5; UST Temp Close: 0; AST Currently In Use: 0; AST Temp Closed: 0 | 5 | 0 | 0 | 23429-015-004941 | MUSA PROPERTIES, LLC
25075 | Permanently Closed | 1998-12-22 | 1976-01-01 | 2000-02-09 | Petroleum | Unleaded gasoline | Unleaded gasoline |  | Steel | Steel |  | Painted or None | Steel |  | 1901-01-01 | [15 empty] | UST Currently In Use: 0; UST Temp Close: 0; AST Currently In Use: 0; AST Temp Closed: 0 | 0 | 0 | 3 | 19084-015-004942 | MARK E STRICKLAND
25076 | Permanently Closed | 1998-12-22 | 1976-01-01 | 2000-02-09 | Petroleum | Unleaded gasoline | Unleaded gasoline |  | Steel | Steel |  | Painted or None | Steel |  | 1901-01-01 | [15 empty] | UST Currently In Use: 0; UST Temp Close: 0; AST Currently In Use: 0; AST Temp Closed: 0 | 0 | 0 | 3 | 19084-015-004942 | MARK E STRICKLAND
25077 | Permanently Closed | 1998-12-22 | 1976-01-01 | 2000-02-09 | Petroleum | Unleaded gasoline | Unleaded gasoline |  | Steel | Steel |  | Painted or None | Steel |  | 1901-01-01 | [15 empty] | UST Currently In Use: 0; UST Temp Close: 0; AST Currently In Use: 0; AST Temp Closed: 0 | 0 | 0 | 3 | 19084-015-004942 | MARK E STRICKLAND
25078 | Permanently Closed | 1998-12-22 | 1963-01-01 | 2000-02-14 | Petroleum | Unleaded gasoline | Unleaded gasoline | Retail | Steel | Steel |  | Painted or None | Steel |  | 1901-01-01 | [6 empty] | Statistical Inventory Reconciliation (SIR) | [8 empty] | UST Currently In Use: 0; UST Temp Close: 0; AST Currently In Use: 0; AST Temp Closed: 0 | 0 | 0 | 2 | 13892-015-004943 | POLLOCK COLLINS OIL CO INC
25079 | Permanently Closed | 1998-12-22 | 1963-01-01 | 2000-02-14 | Petroleum | Unleaded gasoline | Unleaded gasoline | Retail | Steel | Steel |  | Painted or None | Steel |  | 1901-01-01 | [6 empty] | Statistical Inventory Reconciliation (SIR) | [8 empty] | UST Currently In Use: 0; UST Temp Close: 0; AST Currently In Use: 0; AST Temp Closed: 0 | 0 | 0 | 2 | 13892-015-004943 | POLLOCK COLLINS OIL CO INC
25080 | Temporary Closed | 1999-08-04 | 1979-01-01 |  | Petroleum | Unleaded gasoline | Unleaded gasoline | Retail | Steel | Steel | Field installed cathodic protection |  | Steel |  |  | Field installed cathodic protection | Catchment Basin, Single walled catchment basin | Automatic shutoff device At 95% full | Automatic shutoff device At 95% full | [11 empty] | UST Currently In Use: 0; UST Temp Close: 2; AST Currently In Use: 0; AST Temp Closed: 0 | 0 | 2 | 0 | 20782-015-004945 | MAUDINE J HOLLOWAY
25081 | Temporary Closed | 1999-08-04 | 1979-01-01 |  | Petroleum | Unleaded gasoline | Unleaded gasoline | Retail | Steel | Steel | Field installed cathodic protection |  | Steel |  |  | Field installed cathodic protection | Catchment Basin, Single walled catchment basin | Automatic shutoff device At 95% full | Automatic shutoff device At 95% full | [11 empty] | UST Currently In Use: 0; UST Temp Close: 2; AST Currently In Use: 0; AST Temp Closed: 0 | 0 | 2 | 0 | 20782-015-004945 | MAUDINE J HOLLOWAY
25083 | Permanently Closed | 1998-12-13 | 1973-01-01 | 1999-09-15 | Petroleum | Unleaded gasoline | Unleaded gasoline |  | Steel | Steel |  | Painted or None | Steel |  | 1901-01-01 | [15 empty] | UST Currently In Use: 0; UST Temp Close: 0; AST Currently In Use: 0; AST Temp Closed: 0 | 0 | 0 | 2 | 19088-015-004946 | ROBERT J HOWELL
25084 | Permanently Closed | 1998-12-22 | 1973-01-01 | 1999-09-15 | Petroleum | Unleaded gasoline | Unleaded gasoline |  | Steel | Steel |  | Painted or None | Steel |  | 1901-01-01 | [15 empty] | UST Currently In Use: 0; UST Temp Close: 0; AST Currently In Use: 0; AST Temp Closed: 0 | 0 | 0 | 2 | 19088-015-004946 | ROBERT J HOWELL
25085 | Currently in Use |  | 1976-01-01 |  | Petroleum | Premium gasoline | Premium gasoline | Retail | Single Wall, Steel | Steel | Field installed cathodic protection |  | Double Wall, Fiberglass reinforced plastic |  | 2013-01-18 |  | Catchment Basin, Single walled catchment basin | Flow Rest 90% Full | Flow Rest 90% Full |  |  | Continuous Automatic Tank Gauge |  | Automatic flow restrictor (MLLD), Containment Sump | Containment Sump | Interstitial Monitoring within Secondary Containment | SENSOR TO ATG | Continuous alarm system | Continuous alarm system |  | UST Currently In Use: 3; UST Temp Close: 0; AST Currently In Use: 0; AST Temp Closed: 0 | 3 | 0 | 3 | 23429-015-011382 | MUSA PROPERTIES, LLC
25086 | Currently in Use |  | 1976-01-01 |  | Petroleum | Unleaded gasoline | Unleaded gasoline | Retail | Single Wall, Steel | Steel | Field installed cathodic protection |  | Double Wall, Fiberglass reinforced plastic |  | 2013-01-18 |  | Catchment Basin, Single walled catchment basin | Flow Rest 90% Full | Flow Rest 90% Full |  |  | Continuous Automatic Tank Gauge |  | Automatic flow restrictor (MLLD), Containment Sump | Containment Sump | Interstitial Monitoring within Secondary Containment | SENSOR TO ATG | Continuous alarm system | Continuous alarm system |  | UST Currently In Use: 3; UST Temp Close: 0; AST Currently In Use: 0; AST Temp Closed: 0 | 3 | 0 | 3 | 23429-015-011382 | MUSA PROPERTIES, LLC
25087 | Currently in Use |  | 1976-01-01 |  | Petroleum | On road diesel | On road diesel | Retail | Single Wall, Steel | Steel | Field installed cathodic protection |  | Double Wall, Fiberglass reinforced plastic |  | 2013-01-18 |  | Catchment Basin, Single walled catchment basin | Flow Rest 90% Full | Flow Rest 90% Full |  |  | Continuous Automatic Tank Gauge |  | Automatic flow restrictor (MLLD), Containment Sump | Containment Sump | Interstitial Monitoring within Secondary Containment | SENSOR TO ATG | Continuous alarm system | Continuous alarm system |  | UST Currently In Use: 3; UST Temp Close: 0; AST Currently In Use: 0; AST Temp Closed: 0 | 3 | 0 | 3 | 23429-015-011382 | MUSA PROPERTIES, LLC
25088 | Permanently Closed | 2000-01-01 | 1981-01-01 | 2000-01-14 | Petroleum | On road diesel | On road diesel | Retail | Steel | Steel | Field installed cathodic protection |  | Steel |  | 1901-01-01 |  | Catchment Basin, Single walled catchment basin | Automatic shutoff device At 95% full | Automatic shutoff device At 95% full |  |  | Statistical Inventory Reconciliation (SIR) | [5 empty] | Annual line testing | Annual line testing |  | UST Currently In Use: 3; UST Temp Close: 0; AST Currently In Use: 0; AST Temp Closed: 0 | 3 | 0 | 3 | 23429-015-011382 | MUSA PROPERTIES, LLC
25089 | Permanently Closed | 2000-01-01 | 1981-01-01 | 2000-01-14 | Petroleum | On road diesel | On road diesel | Retail | Steel | Steel | Field installed cathodic protection | Painted or None | Steel |  | 1901-01-01 | Field installed cathodic protection | Catchment Basin, Single walled catchment basin | Automatic shutoff device At 95% full | Automatic shutoff device At 95% full |  |  | Statistical Inventory Reconciliation (SIR) | [5 empty] | Annual line testing | Annual line testing |  | UST Currently In Use: 3; UST Temp Close: 0; AST Currently In Use: 0; AST Temp Closed: 0 | 3 | 0 | 3 | 23429-015-011382 | MUSA PROPERTIES, LLC
25090 | Permanently Closed | 2000-01-01 | 1981-01-01 | 2000-01-14 | Petroleum | Kerosene | Kerosene | Retail | Steel | Steel | Field installed cathodic protection | Painted or None | Steel |  | 1901-01-01 | Field installed cathodic protection | Catchment Basin, Single walled catchment basin | Automatic shutoff device At 95% full | Automatic shutoff device At 95% full |  |  | Statistical Inventory Reconciliation (SIR) | [5 empty] | Annual line testing | Annual line testing |  | UST Currently In Use: 3; UST Temp Close: 0; AST Currently In Use: 0; AST Temp Closed: 0 | 3 | 0 | 3 | 23429-015-011382 | MUSA PROPERTIES, LLC
25091 | Permanently Closed | 1997-01-29 | 1968-01-01 | 2000-01-20 | Petroleum | Unleaded gasoline | Unleaded gasoline | Retail | Steel | Steel |  | Painted or None | Steel |  | 1901-01-01 | [6 empty] | Statistical Inventory Reconciliation (SIR) | [8 empty] | UST Currently In Use: 0; UST Temp Close: 0; AST Currently In Use: 0; AST Temp Closed: 0 | 0 | 0 | 4 | 13892-029-011383 | POLLOCK COLLINS OIL CO INC
25092 | Permanently Closed | 1997-01-29 | 1973-01-01 | 2000-01-20 | Petroleum | Unleaded gasoline | Unleaded gasoline | Retail | Steel | Steel |  | Painted or None | Steel |  | 1901-01-01 | [6 empty] | Statistical Inventory Reconciliation (SIR) | [8 empty] | UST Currently In Use: 0; UST Temp Close: 0; AST Currently In Use: 0; AST Temp Closed: 0 | 0 | 0 | 4 | 13892-029-011383 | POLLOCK COLLINS OIL CO INC
25093 | Permanently Closed | 1997-01-29 | 1968-01-01 | 2000-01-20 | Petroleum | Unleaded gasoline | Unleaded gasoline | Retail | Steel | Steel |  | Painted or None | Steel |  | 1901-01-01 | [6 empty] | Statistical Inventory Reconciliation (SIR) | [8 empty] | UST Currently In Use: 0; UST Temp Close: 0; AST Currently In Use: 0; AST Temp Closed: 0 | 0 | 0 | 4 | 13892-029-011383 | POLLOCK COLLINS OIL CO INC
25094 | Permanently Closed | 1997-01-29 | 1968-01-01 | 2000-01-20 | Petroleum | Unleaded gasoline | Unleaded gasoline | Retail | Steel | Steel |  | Painted or None | Steel |  | 1901-01-01 | [6 empty] | Statistical Inventory Reconciliation (SIR) | [8 empty] | UST Currently In Use: 0; UST Temp Close: 0; AST Currently In Use: 0; AST Temp Closed: 0 | 0 | 0 | 4 | 13892-029-011383 | POLLOCK COLLINS OIL CO INC
25095 | Temporary Closed | 2005-10-16 | 1980-01-01 |  | Petroleum | Unleaded gasoline | Unleaded gasoline | Retail | Steel | Steel | Field installed cathodic protection |  | Steel |  | 1901-01-01 | Field installed cathodic protection | Catchment Basin, Single walled catchment basin | Automatic shutoff device At 95% full | Automatic shutoff device At 95% full |  |  |  |  | Automatic flow restrictor (MLLD) | Automatic flow restrictor (MLLD) |  |  | Annual line testing | Annual line testing |  | UST Currently In Use: 0; UST Temp Close: 5; AST Currently In Use: 0; AST Temp Closed: 0 | 0 | 5 | 0 | 20929-121-004944 | PAT SANFORD
25096 | Temporary Closed | 2005-10-16 | 1980-01-01 |  | Petroleum | Kerosene | Kerosene | Retail | Steel | Steel | Field installed cathodic protection |  | Steel |  | 1901-01-01 | Field installed cathodic protection | Catchment Basin, Single walled catchment basin | Automatic shutoff device At 95% full | Automatic shutoff device At 95% full | [11 empty] | UST Currently In Use: 0; UST Temp Close: 5; AST Currently In Use: 0; AST Temp Closed: 0 | 0 | 5 | 0 | 20929-121-004944 | PAT SANFORD
25097 | Temporary Closed | 2005-10-16 | 1980-01-01 |  | Petroleum | On road diesel | On road diesel | Retail | Steel | Steel | Field installed cathodic protection |  | Steel |  | 1901-01-01 | Field installed cathodic protection | Catchment Basin, Single walled catchment basin | Automatic shutoff device At 95% full | Automatic shutoff device At 95% full |  |  |  |  | Automatic flow restrictor (MLLD) | Automatic flow restrictor (MLLD) |  |  | Annual line testing | Annual line testing |  | UST Currently In Use: 0; UST Temp Close: 5; AST Currently In Use: 0; AST Temp Closed: 0 | 0 | 5 | 0 | 20929-121-004944 | PAT SANFORD
25098 | Temporary Closed | 2005-10-16 | 1980-01-01 |  | Petroleum | Mid-grade gasoline | Mid-grade gasoline | Retail | Steel | Steel | Field installed cathodic protection |  | Steel |  | 1901-01-01 | Field installed cathodic protection | Catchment Basin, Single walled catchment basin | Automatic shutoff device At 95% full | Automatic shutoff device At 95% full |  |  |  |  | Automatic flow restrictor (MLLD) | Automatic flow restrictor (MLLD) |  |  | Annual line testing | Annual line testing |  | UST Currently In Use: 0; UST Temp Close: 5; AST Currently In Use: 0; AST Temp Closed: 0 | 0 | 5 | 0 | 20929-121-004944 | PAT SANFORD
25099 | Temporary Closed | 2005-10-16 | 1980-01-01 |  | Petroleum | Premium gasoline | Premium gasoline | Retail | Steel | Steel | Field installed cathodic protection |  | Steel |  | 1901-01-01 | Field installed cathodic protection | Catchment Basin, Single walled catchment basin | Automatic shutoff device At 95% full | Automatic shutoff device At 95% full |  |  |  |  | Automatic flow restrictor (MLLD) | Automatic flow restrictor (MLLD) |  |  | Annual line testing | Annual line testing |  | UST Currently In Use: 0; UST Temp Close: 5; AST Currently In Use: 0; AST Temp Closed: 0 | 0 | 5 | 0 | 20929-121-004944 | PAT SANFORD
25100 | Permanently Closed | 1901-01-01 | 1963-01-01 | 1988-12-19 | Petroleum | On road diesel | On road diesel |  | Steel | Steel |  | Painted or None | Steel |  | 1901-01-01 | [15 empty] | UST Currently In Use: 0; UST Temp Close: 0; AST Currently In Use: 0; AST Temp Closed: 0 | 0 | 0 | 1 | 13895-073-001975 | POLYMER COIL COATERS
25101 | Permanently Closed | 1989-11-01 | 1971-01-01 | 1989-11-01 | Hazardous Substance |  |  |  | Steel | Steel |  | Painted or None | Steel |  | 1901-01-01 | [15 empty] | UST Currently In Use: 0; UST Temp Close: 0; AST Currently In Use: 1; AST Temp Closed: 2 | 0 | 0 | 4 | 13896-103-013144 | NOVA CHEMICALS INC
25102 | Permanently Closed | 1989-11-01 | 1976-01-01 | 1989-11-01 | Hazardous Substance |  |  |  | Steel | Steel | Coated & cathodic protection (sti-P3) |  | Steel |  | 1901-01-01 | [15 empty] | UST Currently In Use: 0; UST Temp Close: 0; AST Currently In Use: 1; AST Temp Closed: 2 | 0 | 0 | 4 | 13896-103-013144 | NOVA CHEMICALS INC
25103 | Permanently Closed | 1989-11-01 | 1972-01-01 | 1989-11-01 | Hazardous Substance |  |  |  | Steel | Steel |  | Painted or None | Steel, SS |  | 1901-01-01 | [15 empty] | UST Currently In Use: 0; UST Temp Close: 0; AST Currently In Use: 1; AST Temp Closed: 2 | 0 | 0 | 4 | 13896-103-013144 | NOVA CHEMICALS INC
25104 | Permanently Closed | 1989-11-01 | 1976-01-01 | 1989-11-01 | Petroleum | Other, MNRL OIL | Other |  | Steel | Steel | Coated & cathodic protection (sti-P3) |  | Steel |  | 1901-01-01 | [15 empty] | UST Currently In Use: 0; UST Temp Close: 0; AST Currently In Use: 1; AST Temp Closed: 2 | 0 | 0 | 4 | 13896-103-013144 | NOVA CHEMICALS INC
25105 | Permanently Closed | 1990-03-16 | 1984-01-01 | 1990-03-16 | Petroleum | Unleaded gasoline | Unleaded gasoline |  | Steel | Steel | Coated & cathodic protection (sti-P3) |  | Steel |  | 1901-01-01 | [15 empty] | UST Currently In Use: 0; UST Temp Close: 0; AST Currently In Use: 0; AST Temp Closed: 0 | 0 | 0 | 1 | 13897-073-000193 | PONY EXPRESS COURIER CORP
25106 | Permanently Closed | 1998-08-17 | 1968-01-01 | 1998-08-18 | Petroleum | On road diesel | On road diesel |  | Steel | Steel |  | Painted or None |  |  | 1901-01-01 | [12 empty] | Annual line testing | Annual line testing |  | UST Currently In Use: 0; UST Temp Close: 4; AST Currently In Use: 0; AST Temp Closed: 0 | 0 | 4 | 7 | 25378-035-000106 | CONECUH COUNTY BOARD OF EDUCTION
25107 | Permanently Closed | 1998-07-28 | 1968-01-01 | 1998-08-03 | Petroleum | Unleaded gasoline | Unleaded gasoline |  | Steel | Steel |  | Painted or None |  |  | 1901-01-01 | [12 empty] | Annual line testing | Annual line testing |  | UST Currently In Use: 0; UST Temp Close: 4; AST Currently In Use: 0; AST Temp Closed: 0 | 0 | 4 | 7 | 25378-035-000106 | CONECUH COUNTY BOARD OF EDUCTION
25108 | Permanently Closed | 1998-07-28 | 1968-01-01 | 1998-08-03 | Petroleum | On road diesel | On road diesel |  | Steel | Steel |  | Painted or None |  |  | 1901-01-01 | [12 empty] | Annual line testing | Annual line testing |  | UST Currently In Use: 0; UST Temp Close: 4; AST Currently In Use: 0; AST Temp Closed: 0 | 0 | 4 | 7 | 25378-035-000106 | CONECUH COUNTY BOARD OF EDUCTION
25109 | Permanently Closed | 1998-07-05 | 1968-01-01 | 1998-07-10 | Petroleum | Other, GEAR OIL | Other |  | Steel | Steel |  | Painted or None |  |  | 1901-01-01 | [12 empty] | Annual line testing | Annual line testing |  | UST Currently In Use: 0; UST Temp Close: 4; AST Currently In Use: 0; AST Temp Closed: 0 | 0 | 4 | 7 | 25378-035-000106 | CONECUH COUNTY BOARD OF EDUCTION
25110 | Permanently Closed | 1998-07-05 | 1968-01-01 | 1998-07-10 | Petroleum | Used oil | Used oil |  | Steel | Steel |  | Painted or None |  |  | 1901-01-01 | [12 empty] | Annual line testing | Annual line testing |  | UST Currently In Use: 0; UST Temp Close: 4; AST Currently In Use: 0; AST Temp Closed: 0 | 0 | 4 | 7 | 25378-035-000106 | CONECUH COUNTY BOARD OF EDUCTION
25111 | Permanently Closed | 1998-07-05 | 1968-01-01 | 1998-07-10 | Petroleum | Other, ANTIFREEZE | Other |  | Steel | Steel |  | Painted or None |  |  | 1901-01-01 | [12 empty] | Annual line testing | Annual line testing |  | UST Currently In Use: 0; UST Temp Close: 4; AST Currently In Use: 0; AST Temp Closed: 0 | 0 | 4 | 7 | 25378-035-000106 | CONECUH COUNTY BOARD OF EDUCTION
25112 | Permanently Closed | 1998-07-05 | 1983-01-01 | 1998-07-10 | Petroleum | On road diesel | On road diesel |  | Steel | Steel |  | Painted or None | Other, BLACK ROLL |  | 1901-01-01 | [12 empty] | Annual line testing | Annual line testing |  | UST Currently In Use: 0; UST Temp Close: 4; AST Currently In Use: 0; AST Temp Closed: 0 | 0 | 4 | 7 | 25378-035-000106 | CONECUH COUNTY BOARD OF EDUCTION
25113 | Permanently Closed | 1990-04-01 | 1983-01-01 | 1990-04-01 | Petroleum | On road diesel | On road diesel |  | Fiberglass reinforced plastic | Fiberglass reinforced plastic |  |  |  |  | 1901-01-01 | [15 empty] | UST Currently In Use: 0; UST Temp Close: 1; AST Currently In Use: 0; AST Temp Closed: 0 | 0 | 1 | 2 | 24741-073-000119 | SKIPPER PROPERTIES INC
25114 | Permanently Closed | 1990-04-01 | 1969-01-01 | 1990-04-01 | Petroleum | On road diesel | On road diesel |  | Steel | Steel |  | Painted or None | Steel |  | 1901-01-01 | [15 empty] | UST Currently In Use: 0; UST Temp Close: 1; AST Currently In Use: 0; AST Temp Closed: 0 | 0 | 1 | 2 | 24741-073-000119 | SKIPPER PROPERTIES INC
25115 | Temporary Closed | 1997-01-01 | 1990-06-05 |  | Petroleum | On road diesel | On road diesel | Bulk facility | Fiberglass reinforced plastic | Fiberglass reinforced plastic |  |  | Fiberglass reinforced plastic |  | 1901-01-01 |  | Catchment Basin, Single walled catchment basin | Flow Rest 90% Full | Flow Rest 90% Full |  |  | Statistical Inventory Reconciliation (SIR) | [5 empty] | Continuous alarm system, Statistical inventory reconciliation (SIR) | Statistical inventory reconciliation (SIR) |  | UST Currently In Use: 0; UST Temp Close: 1; AST Currently In Use: 0; AST Temp Closed: 0 | 0 | 1 | 2 | 24741-073-000119 | SKIPPER PROPERTIES INC
25118 | Permanently Closed | 1996-07-10 | 1964-01-01 | 1996-09-09 | Petroleum | On road diesel | On road diesel |  | Steel | Steel |  | Painted or None | Steel |  | 1901-01-01 | [12 empty] | Annual line testing | Annual line testing |  | UST Currently In Use: 0; UST Temp Close: 0; AST Currently In Use: 0; AST Temp Closed: 1 | 0 | 0 | 5 | 13898-097-000108 | SCHNEIDER NATIONAL INC
25119 | Permanently Closed | 1996-07-10 | 1964-01-01 | 1996-09-09 | Petroleum | On road diesel | On road diesel |  | Steel | Steel |  | Painted or None | Steel |  | 1901-01-01 | [12 empty] | Annual line testing | Annual line testing |  | UST Currently In Use: 0; UST Temp Close: 0; AST Currently In Use: 0; AST Temp Closed: 1 | 0 | 0 | 5 | 13898-097-000108 | SCHNEIDER NATIONAL INC
25120 | Permanently Closed | 1993-04-23 | 1964-01-01 | 1996-09-09 | Petroleum | On road diesel | On road diesel |  | Steel | Steel |  | Painted or None | Steel |  | 1901-01-01 | [12 empty] | Annual line testing | Annual line testing |  | UST Currently In Use: 0; UST Temp Close: 0; AST Currently In Use: 0; AST Temp Closed: 1 | 0 | 0 | 5 | 13898-097-000108 | SCHNEIDER NATIONAL INC
25121 | Permanently Closed | 1996-07-10 | 1964-01-01 | 1996-09-09 | Petroleum | Virgin oil | Virgin oil |  | Steel | Steel |  | Painted or None | Steel |  | 1901-01-01 | [12 empty] | Annual line testing | Annual line testing |  | UST Currently In Use: 0; UST Temp Close: 0; AST Currently In Use: 0; AST Temp Closed: 1 | 0 | 0 | 5 | 13898-097-000108 | SCHNEIDER NATIONAL INC
25122 | Permanently Closed | 1996-07-10 | 1964-01-01 | 1996-09-09 | Petroleum | Used oil | Used oil |  | Steel | Steel |  | Painted or None | Steel |  | 1901-01-01 | [12 empty] | Annual line testing | Annual line testing |  | UST Currently In Use: 0; UST Temp Close: 0; AST Currently In Use: 0; AST Temp Closed: 1 | 0 | 0 | 5 | 13898-097-000108 | SCHNEIDER NATIONAL INC
25126 | Permanently Closed | 1990-10-09 | 1981-01-01 | 1998-10-09 | Petroleum | Unleaded gasoline | Unleaded gasoline |  | Fiberglass coated steel | Fiberglass coated steel |  |  | Fiberglass reinforced plastic |  | 1901-01-01 | None | [14 empty] | UST Currently In Use: 0; UST Temp Close: 0; AST Currently In Use: 0; AST Temp Closed: 0 | 0 | 0 | 3 | 13900-101-007783 | POPULAR PACKAGE STORES INC
25127 | Permanently Closed | 1990-10-09 | 1981-01-01 | 1998-10-09 | Petroleum | Unleaded gasoline | Unleaded gasoline |  | Fiberglass coated steel | Fiberglass coated steel |  |  | Fiberglass reinforced plastic |  | 1901-01-01 | None | [14 empty] | UST Currently In Use: 0; UST Temp Close: 0; AST Currently In Use: 0; AST Temp Closed: 0 | 0 | 0 | 3 | 13900-101-007783 | POPULAR PACKAGE STORES INC
25128 | Permanently Closed | 1990-10-09 | 1981-01-01 | 1998-10-09 | Petroleum | Unleaded gasoline | Unleaded gasoline |  | Fiberglass coated steel | Fiberglass coated steel |  |  | Fiberglass reinforced plastic |  | 1901-01-01 | None | [14 empty] | UST Currently In Use: 0; UST Temp Close: 0; AST Currently In Use: 0; AST Temp Closed: 0 | 0 | 0 | 3 | 13900-101-007783 | POPULAR PACKAGE STORES INC
25129 | Permanently Closed | 2000-01-13 | 1982-01-01 | 2000-11-10 | Petroleum | Unleaded gasoline | Unleaded gasoline |  | Fiberglass reinforced plastic | Fiberglass reinforced plastic |  |  | Fiberglass reinforced plastic |  | 1901-01-01 | None | [14 empty] | UST Currently In Use: 0; UST Temp Close: 0; AST Currently In Use: 0; AST Temp Closed: 0 | 0 | 0 | 3 | 21082-101-013665 | YOUNG OH KIM
25130 | Permanently Closed | 2000-01-13 | 1982-01-01 | 2000-11-10 | Petroleum | Unleaded gasoline | Unleaded gasoline |  | Fiberglass reinforced plastic | Fiberglass reinforced plastic |  |  | Fiberglass reinforced plastic |  | 1901-01-01 | None | [14 empty] | UST Currently In Use: 0; UST Temp Close: 0; AST Currently In Use: 0; AST Temp Closed: 0 | 0 | 0 | 3 | 21082-101-013665 | YOUNG OH KIM
25131 | Permanently Closed | 2000-01-13 | 1982-01-01 | 2000-11-10 | Petroleum | Unleaded gasoline | Unleaded gasoline |  | Fiberglass reinforced plastic | Fiberglass reinforced plastic |  |  | Fiberglass reinforced plastic |  | 1901-01-01 | None | [14 empty] | UST Currently In Use: 0; UST Temp Close: 0; AST Currently In Use: 0; AST Temp Closed: 0 | 0 | 0 | 3 | 21082-101-013665 | YOUNG OH KIM
25132 | Permanently Closed | 1999-01-01 | 1974-01-01 | 1999-01-01 | Petroleum | Unleaded gasoline | Unleaded gasoline | Industrial | Steel | Steel |  |  | Steel |  | 1901-01-01 | [15 empty] | UST Currently In Use: 0; UST Temp Close: 1; AST Currently In Use: 0; AST Temp Closed: 0 | 0 | 1 | 1 | 24433-097-004167 | MARIE FORD
25133 | Temporary Closed | 2011-04-01 | 1980-01-01 |  | Petroleum | On road diesel | On road diesel | Industrial | Steel | Steel | Coated & cathodic protection (sti-P3) |  | Fiberglass reinforced plastic |  |  | Galvanic Cathodic, FLX CONN | Catchment Basin, Single walled catchment basin | Flow Rest 90% Full | Flow Rest 90% Full |  |  | Statistical Inventory Reconciliation (SIR) | [8 empty] | UST Currently In Use: 0; UST Temp Close: 1; AST Currently In Use: 0; AST Temp Closed: 0 | 0 | 1 | 1 | 24433-097-004167 | MARIE FORD
25134 | Cannot Locate or abandoned | 1999-05-18 | 1963-01-01 |  | Petroleum | Unleaded gasoline | Unleaded gasoline |  | Steel | Steel |  |  |  |  | 1901-01-01 | [15 empty] | UST Currently In Use: 0; UST Temp Close: 0; AST Currently In Use: 0; AST Temp Closed: 0 | 0 | 0 | 0 | 13901-097-012927 | PORT OIL CO INC
25135 | Cannot Locate or abandoned | 1999-05-18 | 1963-01-01 |  | Petroleum | Unleaded gasoline | Unleaded gasoline |  | Steel | Steel |  |  |  |  | 1901-01-01 | [15 empty] | UST Currently In Use: 0; UST Temp Close: 0; AST Currently In Use: 0; AST Temp Closed: 0 | 0 | 0 | 0 | 13901-097-012927 | PORT OIL CO INC
25136 | Cannot Locate or abandoned | 1999-05-18 | 1976-01-01 |  | Petroleum | On road diesel | On road diesel |  | Steel | Steel |  |  |  |  | 1901-01-01 | [15 empty] | UST Currently In Use: 0; UST Temp Close: 0; AST Currently In Use: 0; AST Temp Closed: 0 | 0 | 0 | 0 | 13901-097-012927 | PORT OIL CO INC
25137 | Permanently Closed | 1999-05-18 | 1966-01-01 | 2003-08-20 | Petroleum | On road diesel | On road diesel |  | Steel | Steel |  |  |  |  | 1901-01-01 | [15 empty] | UST Currently In Use: 0; UST Temp Close: 0; AST Currently In Use: 0; AST Temp Closed: 0 | 0 | 0 | 6 | 13901-097-014474 | PORT OIL CO INC
25138 | Permanently Closed | 1999-05-18 | 1966-01-01 | 2003-08-20 | Petroleum | Unleaded gasoline | Unleaded gasoline |  | Steel | Steel |  |  |  |  | 1901-01-01 | [15 empty] | UST Currently In Use: 0; UST Temp Close: 0; AST Currently In Use: 0; AST Temp Closed: 0 | 0 | 0 | 6 | 13901-097-014474 | PORT OIL CO INC
25139 | Permanently Closed | 1999-05-18 | 1966-01-01 | 2003-08-20 | Petroleum | Unleaded gasoline | Unleaded gasoline |  | Steel | Steel |  |  |  |  | 1901-01-01 | [15 empty] | UST Currently In Use: 0; UST Temp Close: 0; AST Currently In Use: 0; AST Temp Closed: 0 | 0 | 0 | 6 | 13901-097-014474 | PORT OIL CO INC
25140 | Permanently Closed | 1999-05-18 | 1966-01-01 | 2003-08-20 | Petroleum | Unleaded gasoline | Unleaded gasoline |  | Steel | Steel |  |  |  |  | 1901-01-01 | [15 empty] | UST Currently In Use: 0; UST Temp Close: 0; AST Currently In Use: 0; AST Temp Closed: 0 | 0 | 0 | 6 | 13901-097-014474 | PORT OIL CO INC
25141 | Permanently Closed | 1999-05-18 | 1966-01-01 | 2003-08-20 | Petroleum | Unleaded gasoline | Unleaded gasoline |  | Steel | Steel |  |  |  |  | 1901-01-01 | [15 empty] | UST Currently In Use: 0; UST Temp Close: 0; AST Currently In Use: 0; AST Temp Closed: 0 | 0 | 0 | 6 | 13901-097-014474 | PORT OIL CO INC
25142 | Permanently Closed | 1997-04-03 | 1966-01-01 | 2003-08-20 | Petroleum | Kerosene | Kerosene |  | Steel | Steel |  |  |  |  | 1901-01-01 | [15 empty] | UST Currently In Use: 0; UST Temp Close: 0; AST Currently In Use: 0; AST Temp Closed: 0 | 0 | 0 | 6 | 13901-097-014474 | PORT OIL CO INC
25143 | Retired | 1987-01-01 | 1966-01-01 |  | Petroleum | On road diesel | On road diesel |  | Steel | Steel |  |  |  |  | 1901-01-01 | [15 empty] | UST Currently In Use: 0; UST Temp Close: 0; AST Currently In Use: 0; AST Temp Closed: 0 | 0 | 0 | 0 | 13901-097-014475 | PORT OIL CO INC
25144 | Retired | 1987-01-01 | 1966-01-01 |  | Petroleum | Unleaded gasoline | Unleaded gasoline |  | Steel | Steel |  |  |  |  | 1901-01-01 | [15 empty] | UST Currently In Use: 0; UST Temp Close: 0; AST Currently In Use: 0; AST Temp Closed: 0 | 0 | 0 | 0 | 13901-097-014475 | PORT OIL CO INC
25145 | Cannot Locate or abandoned |  | 1966-01-01 |  | Petroleum | Unleaded gasoline | Unleaded gasoline |  | Steel | Steel |  |  |  |  | 1901-01-01 | [15 empty] | UST Currently In Use: 0; UST Temp Close: 0; AST Currently In Use: 0; AST Temp Closed: 0 | 0 | 0 | 0 | 13901-097-014475 | PORT OIL CO INC
25146 | Cannot Locate or abandoned |  | 1966-01-01 |  | Petroleum | Unleaded gasoline | Unleaded gasoline |  | Steel | Steel |  |  |  |  | 1901-01-01 | [15 empty] | UST Currently In Use: 0; UST Temp Close: 0; AST Currently In Use: 0; AST Temp Closed: 0 | 0 | 0 | 0 | 13901-097-014475 | PORT OIL CO INC
25147 | Cannot Locate or abandoned |  | 1966-01-01 |  | Petroleum | On road diesel | On road diesel |  | Steel | Steel |  |  |  |  | 1901-01-01 | [15 empty] | UST Currently In Use: 0; UST Temp Close: 0; AST Currently In Use: 0; AST Temp Closed: 0 | 0 | 0 | 0 | 13901-097-014475 | PORT OIL CO INC
25148 | Cannot Locate or abandoned |  | 1970-01-01 |  | Petroleum | On road diesel | On road diesel |  | Steel | Steel |  |  |  |  | 1901-01-01 | [15 empty] | UST Currently In Use: 0; UST Temp Close: 0; AST Currently In Use: 0; AST Temp Closed: 0 | 0 | 0 | 0 | 13901-097-014475 | PORT OIL CO INC
25149 | Cannot Locate or abandoned |  | 1970-01-01 |  | Petroleum | On road diesel | On road diesel |  | Steel | Steel |  |  |  |  | 1901-01-01 | [15 empty] | UST Currently In Use: 0; UST Temp Close: 0; AST Currently In Use: 0; AST Temp Closed: 0 | 0 | 0 | 0 | 13901-097-014475 | PORT OIL CO INC
25150 | Permanently Closed | 1999-05-18 | 1970-01-01 | 2006-11-13 | Petroleum | Unleaded gasoline | Unleaded gasoline |  | Fiberglass reinforced plastic | Fiberglass reinforced plastic |  |  |  |  | 1901-01-01 | [15 empty] | UST Currently In Use: 0; UST Temp Close: 0; AST Currently In Use: 0; AST Temp Closed: 0 | 0 | 0 | 2 | 22575-097-014476 | RSB III LLC
25151 | Permanently Closed | 1999-05-18 | 1970-01-01 | 2006-11-13 | Petroleum | Unleaded gasoline | Unleaded gasoline |  | Fiberglass reinforced plastic | Fiberglass reinforced plastic |  |  |  |  | 1901-01-01 | [15 empty] | UST Currently In Use: 0; UST Temp Close: 0; AST Currently In Use: 0; AST Temp Closed: 0 | 0 | 0 | 2 | 22575-097-014476 | RSB III LLC
25152 | Cannot Locate or abandoned | 1999-05-18 | 1970-01-01 |  | Petroleum | Used oil | Used oil |  | Steel | Steel |  |  |  |  | 1901-01-01 |  | Other, EXEMPT | Other, EXEMPT | Other | [11 empty] | UST Currently In Use: 0; UST Temp Close: 0; AST Currently In Use: 0; AST Temp Closed: 0 | 0 | 0 | 2 | 22575-097-014476 | RSB III LLC
25153 | Permanently Closed | 1999-05-18 | 1979-01-01 | 1999-12-09 | Petroleum | Unleaded gasoline | Unleaded gasoline |  | Steel | Steel |  |  |  |  | 1901-01-01 | [15 empty] | UST Currently In Use: 0; UST Temp Close: 0; AST Currently In Use: 0; AST Temp Closed: 0 | 0 | 0 | 3 | 13901-097-014477 | PORT OIL CO INC
25154 | Permanently Closed | 1999-05-18 | 1979-01-01 | 1999-12-09 | Petroleum | Unleaded gasoline | Unleaded gasoline |  | Steel | Steel |  |  |  |  | 1901-01-01 | [15 empty] | UST Currently In Use: 0; UST Temp Close: 0; AST Currently In Use: 0; AST Temp Closed: 0 | 0 | 0 | 3 | 13901-097-014477 | PORT OIL CO INC
25155 | Permanently Closed | 1999-05-18 | 1979-01-01 | 1999-12-09 | Petroleum | Unleaded gasoline | Unleaded gasoline |  | Steel | Steel |  |  |  |  | 1901-01-01 | [15 empty] | UST Currently In Use: 0; UST Temp Close: 0; AST Currently In Use: 0; AST Temp Closed: 0 | 0 | 0 | 3 | 13901-097-014477 | PORT OIL CO INC
25157 | Permanently Closed | 2001-09-12 | 1980-01-01 | 2001-09-12 | Petroleum | Unleaded gasoline | Unleaded gasoline |  | Steel | Steel |  |  | Steel |  | 1901-01-01 |  |  | Automatic shutoff device At 95% full | Automatic shutoff device At 95% full | [11 empty] | UST Currently In Use: 2; UST Temp Close: 0; AST Currently In Use: 0; AST Temp Closed: 0 | 2 | 0 | 1 | 23242-097-014478 | HUSAIN ABDULLA
25158 | Currently in Use |  | 1968-01-01 |  | Petroleum | Unleaded gasoline | Unleaded gasoline | Retail | Steel | Steel | Field installed cathodic protection |  | Flexible |  |  |  | Catchment Basin, Single walled catchment basin | Automatic shutoff device At 95% full | Automatic shutoff device At 95% full |  |  | Automatic Tank Gauge, Statistical Inventory Reconciliation (SIR) |  | Automatic flow restrictor (MLLD), Containment Sump | Containment Sump | Interstitial Monitoring within Secondary Containment | SENSOR TO ATG | Annual line testing, Continuous alarm system | Continuous alarm system |  | UST Currently In Use: 2; UST Temp Close: 0; AST Currently In Use: 0; AST Temp Closed: 0 | 2 | 0 | 1 | 23242-097-014478 | HUSAIN ABDULLA
25159 | Currently in Use |  | 1968-01-01 |  | Petroleum | Premium gasoline | Premium gasoline | Retail | Steel | Steel | Field installed cathodic protection |  | Flexible |  |  |  | Catchment Basin, Single walled catchment basin | Automatic shutoff device At 95% full | Automatic shutoff device At 95% full |  |  | Automatic Tank Gauge, Statistical Inventory Reconciliation (SIR) |  | Automatic flow restrictor (MLLD), Containment Sump | Containment Sump | Interstitial Monitoring within Secondary Containment | SENSOR TO ATG | Annual line testing, Continuous alarm system | Continuous alarm system |  | UST Currently In Use: 2; UST Temp Close: 0; AST Currently In Use: 0; AST Temp Closed: 0 | 2 | 0 | 1 | 23242-097-014478 | HUSAIN ABDULLA
25160 | Permanently Closed | 2003-09-26 | 1978-01-01 | 2007-04-24 | Petroleum | On road diesel | On road diesel | Retail | Steel | Steel | Field installed cathodic protection |  | Steel |  | 1901-01-01 | Field installed cathodic protection | Catchment Basin, Single walled catchment basin |  |  |  |  | Statistical Inventory Reconciliation (SIR) | [8 empty] | UST Currently In Use: 3; UST Temp Close: 0; AST Currently In Use: 0; AST Temp Closed: 0 | 3 | 0 | 5 | 23104-097-014479 | MARVIN HEWATT ENTERPRISES, INC.
25161 | Permanently Closed | 2003-09-26 | 1966-01-01 | 2007-04-24 | Petroleum | Unleaded gasoline | Unleaded gasoline | Retail | Steel | Steel | Field installed cathodic protection |  | Steel |  | 1901-01-01 | Field installed cathodic protection | Catchment Basin, Single walled catchment basin |  |  |  |  | Statistical Inventory Reconciliation (SIR) | [8 empty] | UST Currently In Use: 3; UST Temp Close: 0; AST Currently In Use: 0; AST Temp Closed: 0 | 3 | 0 | 5 | 23104-097-014479 | MARVIN HEWATT ENTERPRISES, INC.
25162 | Permanently Closed | 2003-09-26 | 1966-01-01 | 2007-04-24 | Petroleum | Unleaded gasoline | Unleaded gasoline | Retail | Steel | Steel | Field installed cathodic protection |  | Steel |  | 1901-01-01 | Field installed cathodic protection | Catchment Basin, Single walled catchment basin |  |  |  |  | Statistical Inventory Reconciliation (SIR) | [8 empty] | UST Currently In Use: 3; UST Temp Close: 0; AST Currently In Use: 0; AST Temp Closed: 0 | 3 | 0 | 5 | 23104-097-014479 | MARVIN HEWATT ENTERPRISES, INC.
25163 | Permanently Closed | 2003-09-26 | 1966-01-01 | 2007-04-24 | Petroleum | Premium gasoline | Premium gasoline | Retail | Steel | Steel | Field installed cathodic protection |  | Steel |  | 1901-01-01 | Field installed cathodic protection | Catchment Basin, Single walled catchment basin |  |  |  |  | Statistical Inventory Reconciliation (SIR) | [8 empty] | UST Currently In Use: 3; UST Temp Close: 0; AST Currently In Use: 0; AST Temp Closed: 0 | 3 | 0 | 5 | 23104-097-014479 | MARVIN HEWATT ENTERPRISES, INC.
25164 | Permanently Closed | 2003-09-26 | 1966-01-01 | 2007-04-24 | Petroleum | Premium gasoline | Premium gasoline | Retail | Steel | Steel | Field installed cathodic protection |  | Steel |  | 1901-01-01 | Field installed cathodic protection | Catchment Basin, Single walled catchment basin |  |  |  |  | Statistical Inventory Reconciliation (SIR) | [8 empty] | UST Currently In Use: 3; UST Temp Close: 0; AST Currently In Use: 0; AST Temp Closed: 0 | 3 | 0 | 5 | 23104-097-014479 | MARVIN HEWATT ENTERPRISES, INC.
25165 | Cannot Locate or abandoned | 1999-10-22 | 1988-01-01 |  | Petroleum | On road diesel | On road diesel | Retail | Steel | Steel | Field installed cathodic protection |  |  |  | 1901-01-01 | Field installed cathodic protection | Catchment Basin, Single walled catchment basin | Automatic shutoff device At 95% full | Automatic shutoff device At 95% full | [11 empty] | UST Currently In Use: 0; UST Temp Close: 0; AST Currently In Use: 0; AST Temp Closed: 0 | 0 | 0 | 0 | 16799-097-014691 | STAN WINTZELL
25166 | Cannot Locate or abandoned | 1999-10-22 | 1988-01-01 |  | Petroleum | Unleaded gasoline | Unleaded gasoline | Retail | Steel | Steel | Field installed cathodic protection |  | Steel |  | 1901-01-01 | Field installed cathodic protection | Catchment Basin, Single walled catchment basin | Automatic shutoff device At 95% full | Automatic shutoff device At 95% full | [11 empty] | UST Currently In Use: 0; UST Temp Close: 0; AST Currently In Use: 0; AST Temp Closed: 0 | 0 | 0 | 0 | 16799-097-014691 | STAN WINTZELL
25167 | Permanently Closed | 1986-02-01 | 1969-01-01 | 1991-02-05 | Petroleum | Unleaded gasoline | Unleaded gasoline |  | Steel | Steel |  | Painted or None | Steel |  | 1901-01-01 | [15 empty] | UST Currently In Use: 0; UST Temp Close: 0; AST Currently In Use: 0; AST Temp Closed: 0 | 0 | 0 | 4 | 13903-073-001651 | POST AIRGAS INC
25168 | Permanently Closed | 1991-02-05 | 1974-01-01 | 1991-02-05 | Petroleum | Unleaded gasoline | Unleaded gasoline |  | Steel | Steel |  | Painted or None | Steel |  | 1901-01-01 | [15 empty] | UST Currently In Use: 0; UST Temp Close: 0; AST Currently In Use: 0; AST Temp Closed: 0 | 0 | 0 | 4 | 13903-073-001651 | POST AIRGAS INC
25169 | Permanently Closed | 1996-09-23 | 1986-02-22 | 1996-09-24 | Petroleum | On road diesel | On road diesel | Industrial | Fiberglass reinforced plastic | Fiberglass reinforced plastic |  |  | Fiberglass reinforced plastic |  | 1901-01-01 |  | Catchment Basin, Single walled catchment basin | Flow Rest 90% Full | Flow Rest 90% Full | [8 empty] | Annual line testing | Annual line testing |  | UST Currently In Use: 0; UST Temp Close: 0; AST Currently In Use: 0; AST Temp Closed: 0 | 0 | 0 | 4 | 13903-073-001651 | POST AIRGAS INC
25170 | Retired | 1985-10-01 | 1969-01-01 |  | Petroleum | Other, Z | Other |  | Steel | Steel |  |  | Steel |  | 1901-01-01 | [15 empty] | UST Currently In Use: 0; UST Temp Close: 0; AST Currently In Use: 0; AST Temp Closed: 0 | 0 | 0 | 0 | 13904-033-008782 | POST WELDING SUPPLY CO
25171 | Permanently Closed | 1990-12-04 | 1976-01-01 | 1990-12-04 | Petroleum | Unleaded gasoline | Unleaded gasoline |  | Steel | Steel |  | Painted or None | Steel |  | 1901-01-01 | [15 empty] | UST Currently In Use: 0; UST Temp Close: 0; AST Currently In Use: 0; AST Temp Closed: 0 | 0 | 0 | 1 | 13905-073-009967 | POWDERLY COAL CO
25172 | Permanently Closed | 1994-10-20 | 1956-01-01 |  | Petroleum | Unleaded gasoline | Unleaded gasoline |  | Steel | Steel |  | Painted or None | Steel |  | 1901-01-01 | None | Catchment Basin, Single walled catchment basin | Automatic shutoff device At 95% full | Automatic shutoff device At 95% full |  |  | Other, Statistical Inventory Reconciliation (SIR) |  | Other, USTMAN | Other |  |  | Other, USTMAN | Other |  | UST Currently In Use: 0; UST Temp Close: 0; AST Currently In Use: 0; AST Temp Closed: 0 | 0 | 0 | 5 | 13906-073-002031 | ANNE SARRELS
25173 | Permanently Closed | 1994-10-20 | 1956-01-01 |  | Petroleum | Unleaded gasoline | Unleaded gasoline |  | Steel | Steel |  | Painted or None | Steel |  | 1901-01-01 | None | Catchment Basin, Single walled catchment basin | Automatic shutoff device At 95% full | Automatic shutoff device At 95% full |  |  | Other, Statistical Inventory Reconciliation (SIR) |  | Other, USTMAN | Other |  |  | Other, USTMAN | Other |  | UST Currently In Use: 0; UST Temp Close: 0; AST Currently In Use: 0; AST Temp Closed: 0 | 0 | 0 | 5 | 13906-073-002031 | ANNE SARRELS
25174 | Permanently Closed | 1994-10-20 | 1956-01-01 |  | Petroleum | Unleaded gasoline | Unleaded gasoline |  | Steel | Steel |  | Painted or None | Steel |  | 1901-01-01 | None | Catchment Basin, Single walled catchment basin | Automatic shutoff device At 95% full | Automatic shutoff device At 95% full |  |  | Other, Statistical Inventory Reconciliation (SIR) |  | Other, USTMAN | Other |  |  | Other, USTMAN | Other |  | UST Currently In Use: 0; UST Temp Close: 0; AST Currently In Use: 0; AST Temp Closed: 0 | 0 | 0 | 5 | 13906-073-002031 | ANNE SARRELS
25175 | Permanently Closed | 1994-10-20 | 1956-01-01 |  | Petroleum | Unleaded gasoline | Unleaded gasoline |  | Steel | Steel |  | Painted or None | Steel |  | 1901-01-01 | None | Catchment Basin, Single walled catchment basin | Automatic shutoff device At 95% full | Automatic shutoff device At 95% full |  |  | Other, Statistical Inventory Reconciliation (SIR) |  | Other, USTMAN | Other |  |  | Annual line testing, Other, USTMAN | Other |  | UST Currently In Use: 0; UST Temp Close: 0; AST Currently In Use: 0; AST Temp Closed: 0 | 0 | 0 | 5 | 13906-073-002031 | ANNE SARRELS
25176 | Permanently Closed | 1994-10-20 | 1977-01-01 |  | Petroleum | Unleaded gasoline | Unleaded gasoline |  | Fiberglass reinforced plastic | Fiberglass reinforced plastic |  |  | Fiberglass reinforced plastic |  | 1901-01-01 | None | [14 empty] | UST Currently In Use: 0; UST Temp Close: 0; AST Currently In Use: 0; AST Temp Closed: 0 | 0 | 0 | 5 | 13906-073-002031 | ANNE SARRELS
25177 | Permanently Closed | 1991-02-10 | 1978-01-01 | 1991-02-10 | Petroleum | Unleaded gasoline | Unleaded gasoline |  | Steel | Steel |  | Painted or None | Steel |  | 1901-01-01 | [15 empty] | UST Currently In Use: 0; UST Temp Close: 0; AST Currently In Use: 0; AST Temp Closed: 0 | 0 | 0 | 2 | 13907-107-006498 | POWELL GROCERY
25178 | Permanently Closed | 1991-02-10 | 1978-01-01 | 1991-02-10 | Petroleum | Unleaded gasoline | Unleaded gasoline |  | Steel | Steel |  | Painted or None | Steel |  | 1901-01-01 | [15 empty] | UST Currently In Use: 0; UST Temp Close: 0; AST Currently In Use: 0; AST Temp Closed: 0 | 0 | 0 | 2 | 13907-107-006498 | POWELL GROCERY
25179 | Permanently Closed | 1996-10-16 | 1963-01-01 | 1998-10-16 | Petroleum | Unleaded gasoline | Unleaded gasoline |  | Steel | Steel |  | Painted or None | Steel |  | 1901-01-01 | [12 empty] | Annual line testing | Annual line testing |  | UST Currently In Use: 0; UST Temp Close: 0; AST Currently In Use: 0; AST Temp Closed: 0 | 0 | 0 | 1 | 13908-123-009786 | PRATHER PULPWOOD CO
25180 | Permanently Closed | 1901-01-01 | 1980-01-01 | 2011-11-11 | Petroleum | Unleaded gasoline | Unleaded gasoline |  | Steel | Steel |  | Painted or None | Steel |  | 1901-01-01 | [15 empty] | UST Currently In Use: 0; UST Temp Close: 0; AST Currently In Use: 0; AST Temp Closed: 0 | 0 | 0 | 2 | 13909-001-009357 | PRATTVILLE READY MIX INC
25181 | Permanently Closed | 1901-01-01 | 1980-01-01 | 2011-11-11 | Petroleum | On road diesel | On road diesel |  | Steel | Steel |  | Painted or None | Steel |  | 1901-01-01 | [15 empty] | UST Currently In Use: 0; UST Temp Close: 0; AST Currently In Use: 0; AST Temp Closed: 0 | 0 | 0 | 2 | 13909-001-009357 | PRATTVILLE READY MIX INC
25182 | Permanently Closed | 2000-10-19 | 1984-01-01 | 2000-10-19 | Petroleum | Unleaded gasoline | Unleaded gasoline |  | Steel | Steel |  | Painted or None | Steel |  | 1901-01-01 | [15 empty] | UST Currently In Use: 0; UST Temp Close: 0; AST Currently In Use: 0; AST Temp Closed: 0 | 0 | 0 | 2 | 13910-081-000775 | PREMIUM BEVERAGE CO
25183 | Permanently Closed | 2000-10-19 | 1984-01-01 | 2000-10-19 | Petroleum | On road diesel | On road diesel |  | Steel | Steel |  | Painted or None | Steel |  | 1901-01-01 | [15 empty] | UST Currently In Use: 0; UST Temp Close: 0; AST Currently In Use: 0; AST Temp Closed: 0 | 0 | 0 | 2 | 13910-081-000775 | PREMIUM BEVERAGE CO
25184 | Retired | 1988-12-22 | 1973-01-01 |  | Petroleum | Other, OTHER | Other |  | Steel | Steel |  | Painted or None | Steel |  | 1901-01-01 | [15 empty] | UST Currently In Use: 0; UST Temp Close: 0; AST Currently In Use: 0; AST Temp Closed: 0 | 0 | 0 | 0 | 13911-097-005625 | PRESLEY ELECTRIC SERVICES INC
25185 | Permanently Closed | 2004-09-26 | 1981-01-01 | 2005-08-31 | Petroleum | Used oil | Used oil | Industrial | Other, CONCRETE | Other |  |  | Other, NO PIPING |  | 1901-01-01 |  | Other, EXEMPT | Other, EXEMPT | Other |  |  | Other, EXEMPT | [8 empty] | UST Currently In Use: 0; UST Temp Close: 0; AST Currently In Use: 1; AST Temp Closed: 1 | 0 | 0 | 1 | 19591-103-009896 | DAIKIN AMERICA INC
25186 | Currently in Use |  | 1963-01-01 |  | Petroleum | Unleaded gasoline | Unleaded gasoline | Retail | Steel | Steel | Field installed cathodic protection |  | Fiberglass reinforced plastic |  |  |  | Catchment Basin, Single walled catchment basin | Flow Rest 90% Full | Flow Rest 90% Full |  |  | Automatic Tank Gauge |  | Automatic flow restrictor (MLLD), Containment Sump | Containment Sump | Interstitial Monitoring within Secondary Containment | MANUAL/VISUAL CHECK | Annual line testing | Annual line testing |  | UST Currently In Use: 3; UST Temp Close: 1; AST Currently In Use: 0; AST Temp Closed: 0 | 3 | 1 | 0 | 13913-039-003025 | PRESTON BOUTWELL
25187 | Currently in Use |  | 1963-01-01 |  | Petroleum | Premium gasoline | Premium gasoline | Retail | Steel | Steel | Field installed cathodic protection |  | Fiberglass reinforced plastic |  |  |  | Catchment Basin, Single walled catchment basin | Flow Rest 90% Full | Flow Rest 90% Full |  |  | Automatic Tank Gauge |  | Automatic flow restrictor (MLLD), Containment Sump | Containment Sump | Interstitial Monitoring within Secondary Containment | MANUAL/VISUAL CHECK | Annual line testing | Annual line testing |  | UST Currently In Use: 3; UST Temp Close: 1; AST Currently In Use: 0; AST Temp Closed: 0 | 3 | 1 | 0 | 13913-039-003025 | PRESTON BOUTWELL
25188 | Currently in Use |  | 1963-01-01 |  | Petroleum | On road diesel | On road diesel | Retail | Steel | Steel | Field installed cathodic protection |  | Fiberglass reinforced plastic |  |  |  | Catchment Basin, Single walled catchment basin | Flow Rest 90% Full | Flow Rest 90% Full |  |  | Automatic Tank Gauge |  | Automatic flow restrictor (MLLD), Containment Sump | Containment Sump | Interstitial Monitoring within Secondary Containment | MANUAL/VISUAL CHECK | Annual line testing | Annual line testing |  | UST Currently In Use: 3; UST Temp Close: 1; AST Currently In Use: 0; AST Temp Closed: 0 | 3 | 1 | 0 | 13913-039-003025 | PRESTON BOUTWELL
25189 | Temporary Closed | 2007-10-22 | 1963-01-01 |  | Petroleum | Used oil | Used oil |  | Steel | Steel | Field installed cathodic protection |  | Steel, FILL PIPE |  |  | Other, NOT REQD | Other, EXEMPT | Other, EXEMPT | Other |  |  | Manual Tank Gauging (only tanks 1000 gal. or less and 48” or 64” in diameter) | [8 empty] | UST Currently In Use: 3; UST Temp Close: 1; AST Currently In Use: 0; AST Temp Closed: 0 | 3 | 1 | 0 | 13913-039-003025 | PRESTON BOUTWELL
25190 | Permanently Closed | 1998-12-18 | 1968-01-01 | 2000-05-02 | Petroleum | Unleaded gasoline | Unleaded gasoline | Retail | Steel | Steel |  | Painted or None | Steel |  | 1901-01-01 | [15 empty] | UST Currently In Use: 0; UST Temp Close: 0; AST Currently In Use: 0; AST Temp Closed: 0 | 0 | 0 | 3 | 20999-011-002382 | MORGAN DUNN
25191 | Permanently Closed | 1998-12-18 | 1968-01-01 | 2000-05-02 | Petroleum | Unleaded gasoline | Unleaded gasoline | Retail | Steel | Steel |  | Painted or None | Steel |  | 1901-01-01 | [15 empty] | UST Currently In Use: 0; UST Temp Close: 0; AST Currently In Use: 0; AST Temp Closed: 0 | 0 | 0 | 3 | 20999-011-002382 | MORGAN DUNN
25192 | Permanently Closed | 1998-12-18 | 1985-01-01 | 2000-05-02 | Petroleum | Unleaded gasoline | Unleaded gasoline | Retail | Steel | Steel | Coated & cathodic protection (sti-P3) |  | Steel |  | 1901-01-01 | [15 empty] | UST Currently In Use: 0; UST Temp Close: 0; AST Currently In Use: 0; AST Temp Closed: 0 | 0 | 0 | 3 | 20999-011-002382 | MORGAN DUNN
25198 | Permanently Closed | 1995-01-01 | 1968-01-01 | 1995-02-22 | Petroleum | Unleaded gasoline | Unleaded gasoline | Bulk facility, State/Federal Government | Steel | Steel | Field installed cathodic protection |  | Steel |  | 1901-01-01 | Field installed cathodic protection | Catchment Basin, Single walled catchment basin | Flow Rest 90% Full | Flow Rest 90% Full | [11 empty] | UST Currently In Use: 0; UST Temp Close: 0; AST Currently In Use: 0; AST Temp Closed: 0 | 0 | 0 | 2 | 17775-113-003772 | FORT BENNING ENVIRONMENTAL DIVISION
25205 | Permanently Closed | 1989-01-01 | 1989-05-01 | 1989-01-01 | Petroleum | Unleaded gasoline | Unleaded gasoline |  | Steel | Steel | Coated & cathodic protection (sti-P3) |  | Fiberglass reinforced plastic |  | 1901-01-01 | [15 empty] | UST Currently In Use: 0; UST Temp Close: 0; AST Currently In Use: 0; AST Temp Closed: 0 | 0 | 0 | 5 | 13916-113-013545 | PRESTON OIL CO
25206 | Permanently Closed | 1989-01-01 | 1989-05-01 | 1989-01-01 | Petroleum | Unleaded gasoline | Unleaded gasoline |  | Steel | Steel | Coated & cathodic protection (sti-P3) |  | Fiberglass reinforced plastic |  | 1901-01-01 | [15 empty] | UST Currently In Use: 0; UST Temp Close: 0; AST Currently In Use: 0; AST Temp Closed: 0 | 0 | 0 | 5 | 13916-113-013545 | PRESTON OIL CO
25207 | Permanently Closed | 1989-01-01 | 1989-05-01 | 1989-01-01 | Petroleum | Unleaded gasoline | Unleaded gasoline |  | Steel | Steel | Coated & cathodic protection (sti-P3) |  | Fiberglass reinforced plastic |  | 1901-01-01 | [15 empty] | UST Currently In Use: 0; UST Temp Close: 0; AST Currently In Use: 0; AST Temp Closed: 0 | 0 | 0 | 5 | 13916-113-013545 | PRESTON OIL CO
25208 | Permanently Closed | 1989-01-01 | 1989-05-01 | 1989-01-01 | Petroleum | On road diesel | On road diesel |  | Steel | Steel | Coated & cathodic protection (sti-P3) |  | Fiberglass reinforced plastic |  | 1901-01-01 | [15 empty] | UST Currently In Use: 0; UST Temp Close: 0; AST Currently In Use: 0; AST Temp Closed: 0 | 0 | 0 | 5 | 13916-113-013545 | PRESTON OIL CO
25209 | Permanently Closed | 1989-01-01 | 1989-05-01 | 1989-01-01 | Petroleum | Kerosene | Kerosene |  | Steel | Steel | Coated & cathodic protection (sti-P3) |  | Fiberglass reinforced plastic |  | 1901-01-01 | [15 empty] | UST Currently In Use: 0; UST Temp Close: 0; AST Currently In Use: 0; AST Temp Closed: 0 | 0 | 0 | 5 | 13916-113-013545 | PRESTON OIL CO
25210 | Temporary Closed | 1999-10-26 | 1989-05-01 |  | Petroleum | Unleaded gasoline | Unleaded gasoline | Retail | Steel | Steel | Coated & cathodic protection (sti-P3) |  | Fiberglass reinforced plastic |  |  | None | Catchment Basin, Single walled catchment basin | Flow Rest 90% Full | Flow Rest 90% Full |  |  |  |  | Automatic flow restrictor (MLLD) | Automatic flow restrictor (MLLD) | [5 empty] | UST Currently In Use: 0; UST Temp Close: 5; AST Currently In Use: 0; AST Temp Closed: 0 | 0 | 5 | 0 | 12092-113-013757 | GLADYS CREWS
25211 | Temporary Closed | 1999-10-26 | 1989-05-01 |  | Petroleum | Unleaded gasoline | Unleaded gasoline | Retail | Steel | Steel | Coated & cathodic protection (sti-P3) |  | Fiberglass reinforced plastic |  |  | None | Catchment Basin, Single walled catchment basin | Flow Rest 90% Full | Flow Rest 90% Full |  |  |  |  | Automatic flow restrictor (MLLD) | Automatic flow restrictor (MLLD) | [5 empty] | UST Currently In Use: 0; UST Temp Close: 5; AST Currently In Use: 0; AST Temp Closed: 0 | 0 | 5 | 0 | 12092-113-013757 | GLADYS CREWS
25212 | Temporary Closed | 1999-10-26 | 1989-05-01 |  | Petroleum | Unleaded gasoline | Unleaded gasoline | Retail | Steel | Steel | Coated & cathodic protection (sti-P3) |  | Fiberglass reinforced plastic |  |  | None | Catchment Basin, Single walled catchment basin | Flow Rest 90% Full | Flow Rest 90% Full |  |  |  |  | Automatic flow restrictor (MLLD) | Automatic flow restrictor (MLLD) |  |  | Vapor monitoring | Vapor monitoring |  | UST Currently In Use: 0; UST Temp Close: 5; AST Currently In Use: 0; AST Temp Closed: 0 | 0 | 5 | 0 | 12092-113-013757 | GLADYS CREWS
25213 | Temporary Closed | 1999-10-26 | 1989-05-01 |  | Petroleum | On road diesel | On road diesel | Retail | Steel | Steel | Coated & cathodic protection (sti-P3) |  | Fiberglass reinforced plastic |  |  | None | Catchment Basin, Single walled catchment basin | Flow Rest 90% Full | Flow Rest 90% Full |  |  |  |  | Automatic flow restrictor (MLLD) | Automatic flow restrictor (MLLD) |  |  | Vapor monitoring | Vapor monitoring |  | UST Currently In Use: 0; UST Temp Close: 5; AST Currently In Use: 0; AST Temp Closed: 0 | 0 | 5 | 0 | 12092-113-013757 | GLADYS CREWS
25214 | Temporary Closed | 1999-10-26 | 1989-05-01 |  | Petroleum | Kerosene | Kerosene | Retail | Steel | Steel | Coated & cathodic protection (sti-P3) |  | Fiberglass reinforced plastic |  |  | None | Catchment Basin, Single walled catchment basin | Flow Rest 90% Full | Flow Rest 90% Full |  |  |  |  | Automatic flow restrictor (MLLD) | Automatic flow restrictor (MLLD) |  |  | Vapor monitoring | Vapor monitoring |  | UST Currently In Use: 0; UST Temp Close: 5; AST Currently In Use: 0; AST Temp Closed: 0 | 0 | 5 | 0 | 12092-113-013757 | GLADYS CREWS
25215 | Currently in Use |  | 1989-01-01 |  | Petroleum | Unleaded gasoline | Unleaded gasoline | Retail | Steel | Steel | Coated & cathodic protection (sti-P3) |  | Fiberglass reinforced plastic |  |  |  | Catchment Basin, Single walled catchment basin | Automatic shutoff device At 95% full | Automatic shutoff device At 95% full |  |  | Automatic Tank Gauge |  | Automatic flow restrictor (MLLD) | Automatic flow restrictor (MLLD) |  |  | Annual line testing | Annual line testing |  | UST Currently In Use: 4; UST Temp Close: 0; AST Currently In Use: 0; AST Temp Closed: 0 | 4 | 0 | 0 | 24894-013-013529 | SHANE LANGFORD
25216 | Currently in Use |  | 1989-01-01 |  | Petroleum | Premium gasoline | Premium gasoline | Retail | Steel | Steel | Coated & cathodic protection (sti-P3) |  | Fiberglass reinforced plastic |  |  |  | Catchment Basin, Single walled catchment basin | Automatic shutoff device At 95% full | Automatic shutoff device At 95% full |  |  | Automatic Tank Gauge |  | Automatic flow restrictor (MLLD) | Automatic flow restrictor (MLLD) |  |  | Annual line testing | Annual line testing |  | UST Currently In Use: 4; UST Temp Close: 0; AST Currently In Use: 0; AST Temp Closed: 0 | 4 | 0 | 0 | 24894-013-013529 | SHANE LANGFORD
25217 | Currently in Use |  | 1989-01-01 |  | Petroleum | On road diesel | On road diesel | Retail | Steel | Steel | Coated & cathodic protection (sti-P3) |  | Fiberglass reinforced plastic |  |  |  | Catchment Basin, Single walled catchment basin | Automatic shutoff device At 95% full | Automatic shutoff device At 95% full |  |  | Automatic Tank Gauge | [8 empty] | UST Currently In Use: 4; UST Temp Close: 0; AST Currently In Use: 0; AST Temp Closed: 0 | 4 | 0 | 0 | 24894-013-013529 | SHANE LANGFORD
25218 | Currently in Use |  | 1989-01-01 |  | Petroleum | On road diesel | On road diesel | Retail | Steel | Steel | Coated & cathodic protection (sti-P3) |  | Fiberglass reinforced plastic |  |  |  | Catchment Basin, Single walled catchment basin | Automatic shutoff device At 95% full | Automatic shutoff device At 95% full |  |  | Automatic Tank Gauge |  | Automatic flow restrictor (MLLD) | Automatic flow restrictor (MLLD) |  |  | Annual line testing | Annual line testing |  | UST Currently In Use: 4; UST Temp Close: 0; AST Currently In Use: 0; AST Temp Closed: 0 | 4 | 0 | 0 | 24894-013-013529 | SHANE LANGFORD
25219 | Permanently Closed | 1988-07-01 | 1980-01-01 | 1988-07-01 | Petroleum | Unleaded gasoline | Unleaded gasoline |  | Steel | Steel |  | Painted or None | Steel |  | 1901-01-01 | [15 empty] | UST Currently In Use: 0; UST Temp Close: 0; AST Currently In Use: 0; AST Temp Closed: 0 | 0 | 0 | 3 | 11599-039-003359 | PRICE OIL CO INC
25220 | Permanently Closed | 1988-07-01 | 1980-01-01 | 1988-07-01 | Petroleum | Unleaded gasoline | Unleaded gasoline |  | Steel | Steel |  | Painted or None | Steel |  | 1901-01-01 | [15 empty] | UST Currently In Use: 0; UST Temp Close: 0; AST Currently In Use: 0; AST Temp Closed: 0 | 0 | 0 | 3 | 11599-039-003359 | PRICE OIL CO INC
25221 | Permanently Closed | 1988-07-01 | 1980-01-01 | 1988-07-01 | Petroleum | On road diesel | On road diesel |  | Steel | Steel |  | Painted or None | Steel |  | 1901-01-01 | [15 empty] | UST Currently In Use: 0; UST Temp Close: 0; AST Currently In Use: 0; AST Temp Closed: 0 | 0 | 0 | 3 | 11599-039-003359 | PRICE OIL CO INC
25222 | Permanently Closed | 1992-08-18 | 1981-01-01 | 1992-08-18 | Petroleum | Unleaded gasoline | Unleaded gasoline |  | Steel | Steel |  | Painted or None | Steel |  | 1901-01-01 | [15 empty] | UST Currently In Use: 2; UST Temp Close: 0; AST Currently In Use: 3; AST Temp Closed: 0 | 2 | 0 | 4 | 20875-039-005909 | GITTY UP-N-GO, INC.
25223 | Permanently Closed | 1992-08-18 | 1981-01-01 | 1992-08-18 | Petroleum | Unleaded gasoline | Unleaded gasoline |  | Steel | Steel |  | Painted or None | Steel |  | 1901-01-01 | [15 empty] | UST Currently In Use: 2; UST Temp Close: 0; AST Currently In Use: 3; AST Temp Closed: 0 | 2 | 0 | 4 | 20875-039-005909 | GITTY UP-N-GO, INC.
25224 | Permanently Closed | 1992-08-18 | 1981-01-01 | 1992-08-18 | Petroleum | Unleaded gasoline | Unleaded gasoline |  | Steel | Steel |  | Painted or None | Steel |  | 1901-01-01 | [15 empty] | UST Currently In Use: 2; UST Temp Close: 0; AST Currently In Use: 3; AST Temp Closed: 0 | 2 | 0 | 4 | 20875-039-005909 | GITTY UP-N-GO, INC.
25225 | Permanently Closed | 1992-08-18 | 1982-01-01 | 1992-08-18 | Petroleum | On road diesel | On road diesel |  | Steel | Steel |  | Painted or None | Steel |  | 1901-01-01 | [15 empty] | UST Currently In Use: 2; UST Temp Close: 0; AST Currently In Use: 3; AST Temp Closed: 0 | 2 | 0 | 4 | 20875-039-005909 | GITTY UP-N-GO, INC.
25226 | Permanently Closed | 1997-08-18 | 1985-01-01 | 1997-08-18 | Petroleum | Unleaded gasoline | Unleaded gasoline |  | Steel | Steel | Coated & cathodic protection (sti-P3) |  | Steel |  | 1901-01-01 | Field installed cathodic protection | [5 empty] | Statistical Inventory Reconciliation (SIR) | [5 empty] | Annual line testing | Annual line testing |  | UST Currently In Use: 0; UST Temp Close: 0; AST Currently In Use: 0; AST Temp Closed: 0 | 0 | 0 | 4 | 11599-039-013528 | PRICE OIL CO INC
25227 | Permanently Closed | 1997-08-18 | 1985-01-01 | 1997-08-18 | Petroleum | Unleaded gasoline | Unleaded gasoline |  | Steel | Steel | Coated & cathodic protection (sti-P3) |  | Steel |  | 1901-01-01 | Field installed cathodic protection | [5 empty] | Statistical Inventory Reconciliation (SIR) | [5 empty] | Annual line testing | Annual line testing |  | UST Currently In Use: 0; UST Temp Close: 0; AST Currently In Use: 0; AST Temp Closed: 0 | 0 | 0 | 4 | 11599-039-013528 | PRICE OIL CO INC
25228 | Permanently Closed | 1997-08-18 | 1985-01-01 | 1997-08-18 | Petroleum | Unleaded gasoline | Unleaded gasoline |  | Steel | Steel | Coated & cathodic protection (sti-P3) |  | Steel |  | 1901-01-01 | Field installed cathodic protection | [5 empty] | Statistical Inventory Reconciliation (SIR) | [5 empty] | Annual line testing | Annual line testing |  | UST Currently In Use: 0; UST Temp Close: 0; AST Currently In Use: 0; AST Temp Closed: 0 | 0 | 0 | 4 | 11599-039-013528 | PRICE OIL CO INC
25229 | Permanently Closed | 1997-08-18 | 1985-01-01 | 1997-08-18 | Petroleum | Unleaded gasoline | Unleaded gasoline |  | Steel | Steel | Coated & cathodic protection (sti-P3) |  | Steel |  | 1901-01-01 | Field installed cathodic protection | [5 empty] | Statistical Inventory Reconciliation (SIR) | [8 empty] | UST Currently In Use: 0; UST Temp Close: 0; AST Currently In Use: 0; AST Temp Closed: 0 | 0 | 0 | 4 | 11599-039-013528 | PRICE OIL CO INC
25230 | Currently in Use |  | 1988-09-01 |  | Petroleum | On road diesel | On road diesel | Retail | Steel | Steel | Coated & cathodic protection (sti-P3) |  | Steel |  |  | Galvanic Cathodic | Catchment Basin, Single walled catchment basin | Automatic shutoff device At 95% full | Automatic shutoff device At 95% full |  |  | Statistical Inventory Reconciliation (SIR) |  | Automatic flow restrictor (MLLD) | Automatic flow restrictor (MLLD) |  |  | Annual line testing, Statistical inventory reconciliation (SIR) | Statistical inventory reconciliation (SIR) |  | UST Currently In Use: 3; UST Temp Close: 0; AST Currently In Use: 0; AST Temp Closed: 0 | 3 | 0 | 0 | 23829-039-013563 | LOWER AL PROPERTIES LLC
25231 | Currently in Use |  | 1988-09-01 |  | Petroleum | Unleaded gasoline | Unleaded gasoline | Retail | Steel | Steel | Coated & cathodic protection (sti-P3) |  | Steel |  |  | Galvanic Cathodic | Catchment Basin, Single walled catchment basin | Automatic shutoff device At 95% full | Automatic shutoff device At 95% full |  |  | Statistical Inventory Reconciliation (SIR) |  | Automatic flow restrictor (MLLD) | Automatic flow restrictor (MLLD) |  |  | Annual line testing, Statistical inventory reconciliation (SIR) | Statistical inventory reconciliation (SIR) |  | UST Currently In Use: 3; UST Temp Close: 0; AST Currently In Use: 0; AST Temp Closed: 0 | 3 | 0 | 0 | 23829-039-013563 | LOWER AL PROPERTIES LLC
25232 | Currently in Use |  | 1988-09-01 |  | Petroleum | Premium gasoline | Premium gasoline | Retail | Steel | Steel | Coated & cathodic protection (sti-P3) |  | Steel |  |  | Galvanic Cathodic | Catchment Basin, Single walled catchment basin | Automatic shutoff device At 95% full | Automatic shutoff device At 95% full |  |  | Statistical Inventory Reconciliation (SIR) |  | Automatic flow restrictor (MLLD) | Automatic flow restrictor (MLLD) |  |  | Annual line testing, Statistical inventory reconciliation (SIR) | Statistical inventory reconciliation (SIR) |  | UST Currently In Use: 3; UST Temp Close: 0; AST Currently In Use: 0; AST Temp Closed: 0 | 3 | 0 | 0 | 23829-039-013563 | LOWER AL PROPERTIES LLC
25233 | Permanently Closed | 2011-12-17 | 1986-01-01 | 2012-06-20 | Petroleum | Unleaded gasoline | Unleaded gasoline |  | Steel | Steel | Coated & cathodic protection (sti-P3) |  | Fiberglass reinforced plastic |  | 1901-01-01 |  | Catchment Basin, Single walled catchment basin | Automatic shutoff device At 95% full | Automatic shutoff device At 95% full |  |  | Statistical Inventory Reconciliation (SIR) | [8 empty] | UST Currently In Use: 0; UST Temp Close: 0; AST Currently In Use: 0; AST Temp Closed: 0 | 0 | 0 | 3 | 20675-085-013664 | SAGE ASSOCIATES
25234 | Permanently Closed | 2011-12-17 | 1986-01-01 | 2012-06-20 | Petroleum | Unleaded gasoline | Unleaded gasoline |  | Steel | Steel | Coated & cathodic protection (sti-P3) |  | Fiberglass reinforced plastic |  | 1901-01-01 |  | Catchment Basin, Single walled catchment basin | Automatic shutoff device At 95% full | Automatic shutoff device At 95% full |  |  | Statistical Inventory Reconciliation (SIR) | [8 empty] | UST Currently In Use: 0; UST Temp Close: 0; AST Currently In Use: 0; AST Temp Closed: 0 | 0 | 0 | 3 | 20675-085-013664 | SAGE ASSOCIATES
25235 | Permanently Closed | 2011-12-17 | 1986-01-01 | 2012-06-20 | Petroleum | Unleaded gasoline | Unleaded gasoline |  | Steel | Steel | Coated & cathodic protection (sti-P3) |  | Fiberglass reinforced plastic |  | 1901-01-01 |  | Catchment Basin, Single walled catchment basin | Automatic shutoff device At 95% full | Automatic shutoff device At 95% full |  |  | Statistical Inventory Reconciliation (SIR) | [8 empty] | UST Currently In Use: 0; UST Temp Close: 0; AST Currently In Use: 0; AST Temp Closed: 0 | 0 | 0 | 3 | 20675-085-013664 | SAGE ASSOCIATES
25236 | Permanently Closed |  | 1974-01-01 | 2024-09-09 | Petroleum | On road diesel | On road diesel | Emergency Power Generator, Local Government | Steel | Steel | Field installed cathodic protection, Interior lined (not allowed as a standalone method of corrosion protection) |  | Other, COPPER |  |  |  | Catchment Basin, Single walled catchment basin | Automatic shutoff device At 95% full | Automatic shutoff device At 95% full |  |  | Manual Tank Gauging (only tanks 1000 gal. or less and 48” or 64” in diameter) | [8 empty] | UST Currently In Use: 0; UST Temp Close: 0; AST Currently In Use: 0; AST Temp Closed: 0 | 0 | 0 | 1 | 13923-097-000150 | PRICHARD WATER & SEWER BOARD
25237 | Currently in Use |  | 1990-01-01 |  | Petroleum | On road diesel | On road diesel | Emergency Power Generator, Local Government | Steel | Steel | Field installed cathodic protection |  | Other, COPPER |  |  |  | Catchment Basin, Single walled catchment basin | Automatic shutoff device At 95% full | Automatic shutoff device At 95% full |  |  | Manual Tank Gauging (only tanks 1000 gal. or less and 48” or 64” in diameter) | [8 empty] | UST Currently In Use: 1; UST Temp Close: 0; AST Currently In Use: 0; AST Temp Closed: 0 | 1 | 0 | 0 | 13923-097-015267 | PRICHARD WATER & SEWER BOARD
25238 | Retired | 1987-06-01 | 1976-01-01 |  | Petroleum | Unleaded gasoline | Unleaded gasoline |  | Steel | Steel |  | Painted or None | Steel |  | 1901-01-01 | [15 empty] | UST Currently In Use: 0; UST Temp Close: 0; AST Currently In Use: 0; AST Temp Closed: 0 | 0 | 0 | 0 | 13924-107-002860 | PRIDE OIL CO INC
25239 | Retired | 1987-06-01 | 1976-01-01 |  | Petroleum | Unleaded gasoline | Unleaded gasoline |  | Steel | Steel |  | Painted or None | Steel |  | 1901-01-01 | [15 empty] | UST Currently In Use: 0; UST Temp Close: 0; AST Currently In Use: 0; AST Temp Closed: 0 | 0 | 0 | 0 | 13924-107-002860 | PRIDE OIL CO INC
25240 | Permanently Closed | 2008-07-28 | 1990-09-01 |  | Petroleum | Unleaded gasoline | Unleaded gasoline | Retail | Fiberglass coated steel | Fiberglass coated steel |  |  | Fiberglass reinforced plastic |  | 1901-01-01 |  | Catchment Basin, Single walled catchment basin | Flow Rest 90% Full | Flow Rest 90% Full |  |  | Automatic Tank Gauge | [5 empty] | Annual line testing | Annual line testing |  | UST Currently In Use: 0; UST Temp Close: 0; AST Currently In Use: 0; AST Temp Closed: 0 | 0 | 0 | 3 | 25415-057-015062 | AOCU HOLDINGS LLC
25241 | Permanently Closed | 2008-07-28 | 1990-09-01 |  | Petroleum | Mid-grade gasoline | Mid-grade gasoline | Retail | Fiberglass coated steel | Fiberglass coated steel |  |  | Fiberglass reinforced plastic |  | 1901-01-01 |  | Catchment Basin, Single walled catchment basin | Flow Rest 90% Full | Flow Rest 90% Full |  |  | Automatic Tank Gauge | [5 empty] | Annual line testing | Annual line testing |  | UST Currently In Use: 0; UST Temp Close: 0; AST Currently In Use: 0; AST Temp Closed: 0 | 0 | 0 | 3 | 25415-057-015062 | AOCU HOLDINGS LLC
25242 | Permanently Closed | 2008-07-28 | 1990-09-01 |  | Petroleum | Premium gasoline | Premium gasoline | Retail | Fiberglass coated steel | Fiberglass coated steel |  |  | Fiberglass reinforced plastic |  | 1901-01-01 |  | Catchment Basin, Single walled catchment basin | Flow Rest 90% Full | Flow Rest 90% Full |  |  | Automatic Tank Gauge | [5 empty] | Annual line testing | Annual line testing |  | UST Currently In Use: 0; UST Temp Close: 0; AST Currently In Use: 0; AST Temp Closed: 0 | 0 | 0 | 3 | 25415-057-015062 | AOCU HOLDINGS LLC
25243 | Currently in Use |  | 1980-01-01 |  | Petroleum | Unleaded gasoline | Unleaded gasoline | Retail | Double Wall, Steel | Steel | Coated & cathodic protection (sti-P3) |  | Fiberglass reinforced plastic |  |  |  | Catchment Basin, Single walled catchment basin | Flow Rest 90% Full | Flow Rest 90% Full | Interstitial Monitoring within Secondary Containment | SENSOR TO ATG | Continuous Automatic Tank Gauge |  | Automatic flow restrictor (MLLD), Containment Sump | Containment Sump |  |  | Annual line testing | Annual line testing |  | UST Currently In Use: 2; UST Temp Close: 0; AST Currently In Use: 0; AST Temp Closed: 0 | 2 | 0 | 0 | 23671-003-000238 | BAY CITY CN LLC
25244 | Currently in Use |  | 1980-01-01 |  | Petroleum | Premium gasoline | Premium gasoline | Retail | Double Wall, Steel | Steel | Coated & cathodic protection (sti-P3) |  | Fiberglass reinforced plastic |  |  |  | Catchment Basin, Single walled catchment basin | Flow Rest 90% Full | Flow Rest 90% Full | Interstitial Monitoring within Secondary Containment | SENSOR TO ATG | Continuous Automatic Tank Gauge |  | Automatic flow restrictor (MLLD), Containment Sump | Containment Sump |  |  | Annual line testing | Annual line testing |  | UST Currently In Use: 2; UST Temp Close: 0; AST Currently In Use: 0; AST Temp Closed: 0 | 2 | 0 | 0 | 23671-003-000238 | BAY CITY CN LLC
25245 | Permanently Closed | 1998-09-22 | 1980-01-01 | 1998-09-22 | Petroleum | Unleaded gasoline | Unleaded gasoline |  | Steel | Steel |  | Painted or None | Steel |  | 1901-01-01 | [15 empty] | UST Currently In Use: 2; UST Temp Close: 0; AST Currently In Use: 0; AST Temp Closed: 0 | 2 | 0 | 2 | 25100-003-000239 | RKMC INC.
25246 | Permanently Closed | 1998-09-22 | 1980-01-01 | 1998-09-22 | Petroleum | Unleaded gasoline | Unleaded gasoline |  | Steel | Steel |  | Painted or None | Steel |  | 1901-01-01 | [15 empty] | UST Currently In Use: 2; UST Temp Close: 0; AST Currently In Use: 0; AST Temp Closed: 0 | 2 | 0 | 2 | 25100-003-000239 | RKMC INC.
25247 | Permanently Closed | 1997-07-25 | 1980-01-01 | 1997-07-25 | Petroleum | Unleaded gasoline | Unleaded gasoline |  | Steel | Steel |  | Painted or None | Steel |  | 1901-01-01 | [15 empty] | UST Currently In Use: 1; UST Temp Close: 0; AST Currently In Use: 0; AST Temp Closed: 0 | 1 | 0 | 2 | 24537-003-000240 | AMHM HOLDINGS LLC
25248 | Permanently Closed | 1997-07-25 | 1980-01-01 | 1997-07-25 | Petroleum | Unleaded gasoline | Unleaded gasoline |  | Steel | Steel |  | Painted or None | Steel |  | 1901-01-01 | [15 empty] | UST Currently In Use: 1; UST Temp Close: 0; AST Currently In Use: 0; AST Temp Closed: 0 | 1 | 0 | 2 | 24537-003-000240 | AMHM HOLDINGS LLC
25249 | Permanently Closed | 1994-04-14 | 1982-01-01 | 1994-04-14 | Petroleum | Unleaded gasoline | Unleaded gasoline |  | Steel | Steel | Coated & cathodic protection (sti-P3) |  | Steel |  | 1901-01-01 | [15 empty] | UST Currently In Use: 0; UST Temp Close: 0; AST Currently In Use: 0; AST Temp Closed: 0 | 0 | 0 | 3 | 13929-003-009170 | PRINCE OIL COMPANY, INC.
25250 | Permanently Closed | 1994-04-14 | 1982-01-01 | 1994-04-14 | Petroleum | Unleaded gasoline | Unleaded gasoline |  | Steel | Steel | Coated & cathodic protection (sti-P3) |  | Steel |  | 1901-01-01 | [15 empty] | UST Currently In Use: 0; UST Temp Close: 0; AST Currently In Use: 0; AST Temp Closed: 0 | 0 | 0 | 3 | 13929-003-009170 | PRINCE OIL COMPANY, INC.
25251 | Permanently Closed | 1994-04-14 | 1982-01-01 | 1994-04-14 | Petroleum | Unleaded gasoline | Unleaded gasoline |  | Steel | Steel | Coated & cathodic protection (sti-P3) |  | Steel |  | 1901-01-01 | [15 empty] | UST Currently In Use: 0; UST Temp Close: 0; AST Currently In Use: 0; AST Temp Closed: 0 | 0 | 0 | 3 | 13929-003-009170 | PRINCE OIL COMPANY, INC.
25252 | Currently in Use |  | 1985-01-01 |  | Petroleum | Unleaded gasoline | Unleaded gasoline | Retail | Steel | Steel | Coated & cathodic protection (sti-P3) |  | Fiberglass reinforced plastic |  | 1901-01-01 |  | Catchment Basin, Single walled catchment basin | Flow Rest 90% Full | Flow Rest 90% Full |  |  | Continuous Automatic Tank Gauge |  | Automatic flow restrictor (MLLD) | Automatic flow restrictor (MLLD) |  |  | Annual line testing | Annual line testing |  | UST Currently In Use: 2; UST Temp Close: 0; AST Currently In Use: 0; AST Temp Closed: 0 | 2 | 0 | 0 | 23471-003-012070 | FRED SMALL
25253 | Currently in Use |  | 1985-01-01 |  | Petroleum | Premium gasoline | Premium gasoline | Retail | Steel | Steel | Coated & cathodic protection (sti-P3) |  | Fiberglass reinforced plastic |  | 1901-01-01 |  | Catchment Basin, Single walled catchment basin | Flow Rest 90% Full | Flow Rest 90% Full |  |  | Continuous Automatic Tank Gauge |  | Automatic flow restrictor (MLLD) | Automatic flow restrictor (MLLD) |  |  | Annual line testing | Annual line testing |  | UST Currently In Use: 2; UST Temp Close: 0; AST Currently In Use: 0; AST Temp Closed: 0 | 2 | 0 | 0 | 23471-003-012070 | FRED SMALL
25254 | Permanently Closed | 1995-04-04 | 1983-01-01 | 1995-04-04 | Petroleum | Unleaded gasoline | Unleaded gasoline |  | Steel | Steel |  | Painted or None | Steel |  | 1901-01-01 | [15 empty] | UST Currently In Use: 2; UST Temp Close: 0; AST Currently In Use: 0; AST Temp Closed: 0 | 2 | 0 | 4 | 13929-003-013277 | PRINCE OIL COMPANY, INC.
25255 | Permanently Closed | 1995-04-04 | 1983-01-01 | 1995-04-04 | Petroleum | Unleaded gasoline | Unleaded gasoline |  | Steel | Steel |  | Painted or None | Steel |  | 1901-01-01 | [15 empty] | UST Currently In Use: 2; UST Temp Close: 0; AST Currently In Use: 0; AST Temp Closed: 0 | 2 | 0 | 4 | 13929-003-013277 | PRINCE OIL COMPANY, INC.
25256 | Permanently Closed | 1995-04-04 | 1983-01-01 | 1995-04-04 | Petroleum | Unleaded gasoline | Unleaded gasoline |  | Steel | Steel |  | Painted or None | Steel |  | 1901-01-01 | [15 empty] | UST Currently In Use: 2; UST Temp Close: 0; AST Currently In Use: 0; AST Temp Closed: 0 | 2 | 0 | 4 | 13929-003-013277 | PRINCE OIL COMPANY, INC.
25257 | Permanently Closed | 1995-04-04 | 1987-01-01 | 1995-04-04 | Petroleum | On road diesel | On road diesel |  | Steel | Steel | Coated & cathodic protection (sti-P3) |  | Steel |  | 1901-01-01 | [15 empty] | UST Currently In Use: 2; UST Temp Close: 0; AST Currently In Use: 0; AST Temp Closed: 0 | 2 | 0 | 4 | 13929-003-013277 | PRINCE OIL COMPANY, INC.
25258 | Permanently Closed | 2018-04-01 | 1979-01-01 | 2019-09-26 | Petroleum | Unleaded gasoline | Unleaded gasoline | Bulk facility, Local Government | Steel | Steel | Field installed cathodic protection |  | Steel |  | 1901-01-01 | Field installed cathodic protection | Catchment Basin, Single walled catchment basin | Flow Rest 90% Full | Flow Rest 90% Full | [11 empty] | UST Currently In Use: 0; UST Temp Close: 0; AST Currently In Use: 0; AST Temp Closed: 0 | 0 | 0 | 2 | 13263-091-000242 | MARENGO COUNTY COMMISSION
25259 | Permanently Closed | 2018-04-01 | 1979-01-01 | 2019-09-26 | Petroleum | Premium gasoline | Premium gasoline | Local Government, Retail | Steel | Steel | Field installed cathodic protection |  | Steel |  | 1901-01-01 | Field installed cathodic protection | Catchment Basin, Single walled catchment basin | Flow Rest 90% Full | Flow Rest 90% Full | [11 empty] | UST Currently In Use: 0; UST Temp Close: 0; AST Currently In Use: 0; AST Temp Closed: 0 | 0 | 0 | 2 | 13263-091-000242 | MARENGO COUNTY COMMISSION
25260 | Permanently Closed | 1988-10-07 | 1978-01-01 | 1988-10-07 | Petroleum | Unleaded gasoline | Unleaded gasoline |  | Steel | Steel |  | Painted or None | Steel |  | 1901-01-01 | [15 empty] | UST Currently In Use: 0; UST Temp Close: 0; AST Currently In Use: 0; AST Temp Closed: 0 | 0 | 0 | 3 | 13929-093-000244 | PRINCE OIL COMPANY, INC.
25261 | Permanently Closed | 1988-10-07 | 1978-01-01 | 1988-10-07 | Petroleum | Unleaded gasoline | Unleaded gasoline |  | Steel | Steel |  | Painted or None | Steel |  | 1901-01-01 | [15 empty] | UST Currently In Use: 0; UST Temp Close: 0; AST Currently In Use: 0; AST Temp Closed: 0 | 0 | 0 | 3 | 13929-093-000244 | PRINCE OIL COMPANY, INC.
25262 | Permanently Closed | 1988-10-07 | 1978-01-01 | 1988-10-07 | Petroleum | Unleaded gasoline | Unleaded gasoline |  | Steel | Steel |  | Painted or None | Steel |  | 1901-01-01 | [15 empty] | UST Currently In Use: 0; UST Temp Close: 0; AST Currently In Use: 0; AST Temp Closed: 0 | 0 | 0 | 3 | 13929-093-000244 | PRINCE OIL COMPANY, INC.
25263 | Permanently Closed | 1998-12-21 | 1981-01-01 | 1999-09-28 | Petroleum | Unleaded gasoline | Unleaded gasoline |  | Steel | Steel |  | Painted or None | Steel |  | 1901-01-01 | [12 empty] | Annual line testing | Annual line testing |  | UST Currently In Use: 0; UST Temp Close: 0; AST Currently In Use: 0; AST Temp Closed: 0 | 0 | 0 | 2 | 13929-093-012896 | PRINCE OIL COMPANY, INC.
25264 | Permanently Closed | 1998-12-21 | 1981-01-01 | 1999-09-28 | Petroleum | Unleaded gasoline | Unleaded gasoline |  | Steel | Steel |  | Painted or None | Steel |  | 1901-01-01 | [12 empty] | Annual line testing | Annual line testing |  | UST Currently In Use: 0; UST Temp Close: 0; AST Currently In Use: 0; AST Temp Closed: 0 | 0 | 0 | 2 | 13929-093-012896 | PRINCE OIL COMPANY, INC.
25265 | Permanently Closed | 1998-10-01 | 1983-01-01 | 1999-02-03 | Petroleum | Unleaded gasoline | Unleaded gasoline |  | Steel | Steel |  | Painted or None | Steel |  | 1901-01-01 | [15 empty] | UST Currently In Use: 0; UST Temp Close: 0; AST Currently In Use: 0; AST Temp Closed: 0 | 0 | 0 | 3 | 13929-097-000245 | PRINCE OIL COMPANY, INC.
25266 | Permanently Closed | 1998-02-01 | 1983-01-01 | 1999-02-03 | Petroleum | Unleaded gasoline | Unleaded gasoline |  | Steel | Steel |  | Painted or None | Steel |  | 1901-01-01 | [15 empty] | UST Currently In Use: 0; UST Temp Close: 0; AST Currently In Use: 0; AST Temp Closed: 0 | 0 | 0 | 3 | 13929-097-000245 | PRINCE OIL COMPANY, INC.
25267 | Permanently Closed | 1998-02-01 | 1983-01-01 | 1999-02-03 | Petroleum | Unleaded gasoline | Unleaded gasoline |  | Steel | Steel |  | Painted or None | Steel |  | 1901-01-01 | [15 empty] | UST Currently In Use: 0; UST Temp Close: 0; AST Currently In Use: 0; AST Temp Closed: 0 | 0 | 0 | 3 | 13929-097-000245 | PRINCE OIL COMPANY, INC.
25268 | Permanently Closed | 1989-11-17 | 1972-01-01 | 1989-11-17 | Petroleum | On road diesel | On road diesel |  | Fiberglass reinforced plastic | Fiberglass reinforced plastic |  |  | Steel |  | 1901-01-01 | [15 empty] | UST Currently In Use: 0; UST Temp Close: 0; AST Currently In Use: 0; AST Temp Closed: 0 | 0 | 0 | 1 | 13933-073-002000 | PRINCETON PACKAGING
25269 | Permanently Closed | 1986-01-01 | 1973-01-01 | 1986-08-01 | Petroleum | Unleaded gasoline | Unleaded gasoline | Local government | Fiberglass reinforced plastic | Fiberglass reinforced plastic |  |  | Fiberglass reinforced plastic |  | 1901-01-01 | [15 empty] | UST Currently In Use: 0; UST Temp Close: 0; AST Currently In Use: 1; AST Temp Closed: 0 | 0 | 0 | 6 | 15747-051-000952 | CITY OF WETUMPKA
25270 | Permanently Closed | 1986-08-01 | 1978-01-01 | 2012-09-04 | Petroleum | Unleaded gasoline | Unleaded gasoline | Local government | Steel | Steel |  |  |  |  | 1901-01-01 | [15 empty] | UST Currently In Use: 0; UST Temp Close: 0; AST Currently In Use: 1; AST Temp Closed: 0 | 0 | 0 | 6 | 15747-051-000952 | CITY OF WETUMPKA
25271 | Permanently Closed | 1986-08-01 | 1978-01-01 | 2012-09-04 | Petroleum | Unleaded gasoline | Unleaded gasoline | Local government | Steel | Steel |  |  |  |  | 1901-01-01 | [15 empty] | UST Currently In Use: 0; UST Temp Close: 0; AST Currently In Use: 1; AST Temp Closed: 0 | 0 | 0 | 6 | 15747-051-000952 | CITY OF WETUMPKA
25272 | Permanently Closed | 1986-08-01 | 1978-01-01 | 1986-08-01 | Petroleum | Unleaded gasoline | Unleaded gasoline | Local government | Steel | Steel |  |  |  |  | 1901-01-01 | [15 empty] | UST Currently In Use: 0; UST Temp Close: 0; AST Currently In Use: 1; AST Temp Closed: 0 | 0 | 0 | 6 | 15747-051-000952 | CITY OF WETUMPKA
25273 | Permanently Closed | 1986-08-01 | 1978-01-01 | 1986-08-01 | Petroleum | Unleaded gasoline | Unleaded gasoline | Local government | Steel | Steel |  |  |  |  | 1901-01-01 | [15 empty] | UST Currently In Use: 0; UST Temp Close: 0; AST Currently In Use: 1; AST Temp Closed: 0 | 0 | 0 | 6 | 15747-051-000952 | CITY OF WETUMPKA
25274 | Permanently Closed | 1992-11-17 | 1980-01-01 | 1992-11-17 | Petroleum | Unleaded gasoline | Unleaded gasoline |  | Steel | Steel |  | Painted or None |  |  | 1901-01-01 | [15 empty] | UST Currently In Use: 0; UST Temp Close: 0; AST Currently In Use: 0; AST Temp Closed: 0 | 0 | 0 | 1 | 13935-043-001323 | PROFESSIONAL COATINGS
25275 | Permanently Closed | 1901-01-01 | 1981-01-01 |  | Petroleum | Unleaded gasoline | Unleaded gasoline |  | Steel | Steel |  | Painted or None | Steel |  | 1901-01-01 | [15 empty] | UST Currently In Use: 0; UST Temp Close: 0; AST Currently In Use: 8; AST Temp Closed: 0 | 0 | 0 | 2 | 13937-105-003558 | PRUETT OIL CO INC
25276 | Permanently Closed | 1994-04-06 | 1984-06-05 | 1994-06-09 | Petroleum | Unleaded gasoline | Unleaded gasoline |  | Fiberglass coated steel | Fiberglass coated steel |  |  | Steel |  | 1901-01-01 | [15 empty] | UST Currently In Use: 0; UST Temp Close: 0; AST Currently In Use: 8; AST Temp Closed: 0 | 0 | 0 | 2 | 13937-105-003558 | PRUETT OIL CO INC
25277 | Permanently Closed | 1994-04-06 | 1982-01-01 | 1994-06-09 | Petroleum | Unleaded gasoline | Unleaded gasoline |  | Steel | Steel |  | Painted or None | Steel |  | 1901-01-01 | [15 empty] | UST Currently In Use: 0; UST Temp Close: 0; AST Currently In Use: 0; AST Temp Closed: 0 | 0 | 0 | 2 | 13937-105-003559 | PRUETT OIL CO INC
25278 | Permanently Closed | 1994-04-06 | 1982-01-01 | 1994-06-09 | Petroleum | Unleaded gasoline | Unleaded gasoline |  | Steel | Steel |  | Painted or None | Steel |  | 1901-01-01 | [15 empty] | UST Currently In Use: 0; UST Temp Close: 0; AST Currently In Use: 0; AST Temp Closed: 0 | 0 | 0 | 2 | 13937-105-003559 | PRUETT OIL CO INC
25279 | Permanently Closed | 1992-11-01 | 1968-01-01 | 1992-11-01 | Petroleum | Unleaded gasoline | Unleaded gasoline |  | Steel | Steel |  |  | Steel |  | 1901-01-01 | [15 empty] | UST Currently In Use: 0; UST Temp Close: 0; AST Currently In Use: 0; AST Temp Closed: 0 | 0 | 0 | 4 | 17956-003-010346 | CHARLIE KICHLER
25280 | Permanently Closed | 1992-11-01 | 1968-01-01 | 1992-11-01 | Petroleum | Unleaded gasoline | Unleaded gasoline |  | Steel | Steel |  |  | Steel |  | 1901-01-01 | [15 empty] | UST Currently In Use: 0; UST Temp Close: 0; AST Currently In Use: 0; AST Temp Closed: 0 | 0 | 0 | 4 | 17956-003-010346 | CHARLIE KICHLER
25281 | Permanently Closed | 1992-11-01 | 1968-01-01 | 1992-11-01 | Petroleum | Unleaded gasoline | Unleaded gasoline |  | Steel | Steel |  |  | Steel |  | 1901-01-01 | [15 empty] | UST Currently In Use: 0; UST Temp Close: 0; AST Currently In Use: 0; AST Temp Closed: 0 | 0 | 0 | 4 | 17956-003-010346 | CHARLIE KICHLER
25282 | Permanently Closed | 2002-11-01 | 1982-01-01 | 2003-03-03 | Petroleum | Premium gasoline | Premium gasoline | Retail | Steel | Steel | Coated & cathodic protection (sti-P3), Field installed cathodic protection |  | Steel |  | 1901-01-01 | Field installed cathodic protection | Catchment Basin, Single walled catchment basin | Automatic shutoff device At 95% full | Automatic shutoff device At 95% full |  |  | Statistical Inventory Reconciliation (SIR) | [5 empty] | Annual line testing, Statistical inventory reconciliation (SIR) | Statistical inventory reconciliation (SIR) |  | UST Currently In Use: 2; UST Temp Close: 0; AST Currently In Use: 0; AST Temp Closed: 0 | 2 | 0 | 5 | 13939-003-010349 | PUCKETT OIL CO INC
25283 | Permanently Closed | 2002-11-01 | 1982-01-01 | 2003-03-03 | Petroleum | Mid-grade gasoline | Mid-grade gasoline | Retail | Steel | Steel | Coated & cathodic protection (sti-P3), Field installed cathodic protection |  | Steel |  | 1901-01-01 | Field installed cathodic protection | Catchment Basin, Single walled catchment basin | Automatic shutoff device At 95% full | Automatic shutoff device At 95% full |  |  | Statistical Inventory Reconciliation (SIR) | [5 empty] | Annual line testing, Statistical inventory reconciliation (SIR) | Statistical inventory reconciliation (SIR) |  | UST Currently In Use: 2; UST Temp Close: 0; AST Currently In Use: 0; AST Temp Closed: 0 | 2 | 0 | 5 | 13939-003-010349 | PUCKETT OIL CO INC
25284 | Permanently Closed | 2002-11-01 | 1982-01-01 | 2003-03-03 | Petroleum | Unleaded gasoline | Unleaded gasoline | Retail | Steel | Steel | Coated & cathodic protection (sti-P3), Field installed cathodic protection |  | Steel |  | 1901-01-01 | Field installed cathodic protection | Catchment Basin, Single walled catchment basin | Automatic shutoff device At 95% full | Automatic shutoff device At 95% full |  |  | Statistical Inventory Reconciliation (SIR) | [5 empty] | Annual line testing, Statistical inventory reconciliation (SIR) | Statistical inventory reconciliation (SIR) |  | UST Currently In Use: 2; UST Temp Close: 0; AST Currently In Use: 0; AST Temp Closed: 0 | 2 | 0 | 5 | 13939-003-010349 | PUCKETT OIL CO INC
25285 | Permanently Closed | 1998-10-28 | 1982-01-01 | 2002-10-28 | Petroleum | On road diesel | On road diesel | Retail | Steel | Steel | Coated & cathodic protection (sti-P3), Field installed cathodic protection |  | Steel |  | 1901-01-01 | Field installed cathodic protection | Catchment Basin, Single walled catchment basin | Automatic shutoff device At 95% full | Automatic shutoff device At 95% full |  |  | Statistical Inventory Reconciliation (SIR) | [5 empty] | Annual line testing, Statistical inventory reconciliation (SIR) | Statistical inventory reconciliation (SIR) |  | UST Currently In Use: 2; UST Temp Close: 0; AST Currently In Use: 0; AST Temp Closed: 0 | 2 | 0 | 5 | 13939-003-010349 | PUCKETT OIL CO INC
25286 | Permanently Closed | 1998-10-28 | 1982-01-01 | 2002-10-28 | Petroleum | On road diesel | On road diesel | Retail | Steel | Steel | Coated & cathodic protection (sti-P3), Field installed cathodic protection |  | Steel |  | 1901-01-01 | Field installed cathodic protection | Catchment Basin, Single walled catchment basin | Automatic shutoff device At 95% full | Automatic shutoff device At 95% full |  |  | Statistical Inventory Reconciliation (SIR) | [5 empty] | Annual line testing, Statistical inventory reconciliation (SIR) | Statistical inventory reconciliation (SIR) |  | UST Currently In Use: 2; UST Temp Close: 0; AST Currently In Use: 0; AST Temp Closed: 0 | 2 | 0 | 5 | 13939-003-010349 | PUCKETT OIL CO INC
25287 | Currently in Use |  | 1986-01-01 |  | Petroleum | On road diesel | On road diesel | Retail | Steel | Steel | Coated & cathodic protection (sti-P3) |  | Fiberglass reinforced plastic |  |  |  | Catchment Basin, Single walled catchment basin | Automatic shutoff device At 95% full | Automatic shutoff device At 95% full |  |  | Statistical Inventory Reconciliation (SIR) |  | Automatic flow restrictor (MLLD) | Automatic flow restrictor (MLLD) |  |  | Annual line testing, Statistical inventory reconciliation (SIR) | Statistical inventory reconciliation (SIR) |  | UST Currently In Use: 2; UST Temp Close: 1; AST Currently In Use: 0; AST Temp Closed: 0 | 2 | 1 | 1 | 25754-003-010352 | ROBERTSDALE FOOD MART
25288 | Temporary Closed | 2020-02-01 | 1986-01-01 |  | Petroleum | On road diesel | On road diesel | Retail | Steel | Steel | Coated & cathodic protection (sti-P3) |  | Fiberglass reinforced plastic |  |  |  | Catchment Basin, Single walled catchment basin | Automatic shutoff device At 95% full | Automatic shutoff device At 95% full |  |  | Statistical Inventory Reconciliation (SIR) |  | Other, MANIFOLDED | Other |  |  | Other, Statistical inventory reconciliation (SIR), MANIFOLDED | Statistical inventory reconciliation (SIR) |  | UST Currently In Use: 2; UST Temp Close: 1; AST Currently In Use: 0; AST Temp Closed: 0 | 2 | 1 | 1 | 25754-003-010352 | ROBERTSDALE FOOD MART
25289 | Permanently Closed | 2004-06-11 | 1978-01-01 | 2004-08-13 | Petroleum | On road diesel | On road diesel | Retail | Steel | Steel |  | Painted or None | Steel |  |  | Field installed cathodic protection | Catchment Basin, Single walled catchment basin | Automatic shutoff device At 95% full | Automatic shutoff device At 95% full |  |  | Automatic Tank Gauge | [8 empty] | UST Currently In Use: 2; UST Temp Close: 1; AST Currently In Use: 0; AST Temp Closed: 0 | 2 | 1 | 1 | 25754-003-010352 | ROBERTSDALE FOOD MART
25290 | Permanently Closed | 2003-02-13 | 1975-01-01 | 2003-05-23 | Petroleum | Unleaded gasoline | Unleaded gasoline | Retail | Steel | Steel | Field installed cathodic protection |  | Flexible |  | 1901-01-01 |  | Catchment Basin, Single walled catchment basin | Flow Rest 90% Full | Flow Rest 90% Full |  |  | Statistical Inventory Reconciliation (SIR) | [5 empty] | Statistical inventory reconciliation (SIR) | Statistical inventory reconciliation (SIR) |  | UST Currently In Use: 0; UST Temp Close: 0; AST Currently In Use: 0; AST Temp Closed: 0 | 0 | 0 | 4 | 13939-003-010389 | PUCKETT OIL CO INC
25291 | Permanently Closed | 2002-12-22 | 1975-01-01 | 2003-05-23 | Petroleum | Premium gasoline | Premium gasoline | Retail | Steel | Steel | Field installed cathodic protection |  | Flexible |  | 1901-01-01 |  | Catchment Basin, Single walled catchment basin | Automatic shutoff device At 95% full | Automatic shutoff device At 95% full |  |  | Statistical Inventory Reconciliation (SIR) | [5 empty] | Statistical inventory reconciliation (SIR) | Statistical inventory reconciliation (SIR) |  | UST Currently In Use: 0; UST Temp Close: 0; AST Currently In Use: 0; AST Temp Closed: 0 | 0 | 0 | 4 | 13939-003-010389 | PUCKETT OIL CO INC
25292 | Permanently Closed | 2009-01-18 | 1971-01-01 | 2011-12-08 | Petroleum | Premium gasoline | Premium gasoline | Retail | Steel | Steel | Coated & cathodic protection (sti-P3) |  | Flexible |  |  | Other, FLXS ISOLA | Catchment Basin, Single walled catchment basin | Automatic shutoff device At 95% full | Automatic shutoff device At 95% full |  |  | Statistical Inventory Reconciliation (SIR) |  | Containment Sump | Containment Sump |  |  | Statistical inventory reconciliation (SIR) | Statistical inventory reconciliation (SIR) |  | UST Currently In Use: 0; UST Temp Close: 0; AST Currently In Use: 0; AST Temp Closed: 0 | 0 | 0 | 4 | 13939-003-010389 | PUCKETT OIL CO INC
25293 | Temporary Closed | 2012-04-26 | 1975-01-01 |  | Petroleum | Premium gasoline | Premium gasoline | Retail | Steel | Steel | Field installed cathodic protection |  | Flexible |  | 1901-01-01 |  | Catchment Basin, Single walled catchment basin | Flow Rest 90% Full | Flow Rest 90% Full |  |  | Continuous Automatic Tank Gauge |  | Automatic flow restrictor (MLLD), Containment Sump | Containment Sump |  |  | Annual line testing | Annual line testing |  | UST Currently In Use: 1; UST Temp Close: 1; AST Currently In Use: 0; AST Temp Closed: 0 | 1 | 1 | 0 | 24365-097-010350 | SSK ASSET MANAGEMENT, LLC
25295 | Currently in Use |  | 1975-01-01 |  | Petroleum | Unleaded gasoline | Unleaded gasoline | Retail | Steel | Steel | Field installed cathodic protection |  | Flexible |  | 1901-01-01 |  | Catchment Basin, Single walled catchment basin | Flow Rest 90% Full | Flow Rest 90% Full |  |  | Continuous Automatic Tank Gauge |  | Automatic flow restrictor (MLLD), Containment Sump | Containment Sump |  |  | Annual line testing | Annual line testing |  | UST Currently In Use: 1; UST Temp Close: 1; AST Currently In Use: 0; AST Temp Closed: 0 | 1 | 1 | 0 | 24365-097-010350 | SSK ASSET MANAGEMENT, LLC
25296 | Permanently Closed | 1983-03-01 | 1961-01-01 | 1988-11-30 | Petroleum | Unleaded gasoline | Unleaded gasoline |  | Steel | Steel |  |  | Steel |  | 1901-01-01 | [15 empty] | UST Currently In Use: 0; UST Temp Close: 0; AST Currently In Use: 0; AST Temp Closed: 0 | 0 | 0 | 4 | 13939-097-012794 | PUCKETT OIL CO INC
25297 | Permanently Closed | 1983-03-01 | 1961-01-01 | 1988-11-30 | Petroleum | Unleaded gasoline | Unleaded gasoline |  | Steel | Steel |  |  | Steel |  | 1901-01-01 | [15 empty] | UST Currently In Use: 0; UST Temp Close: 0; AST Currently In Use: 0; AST Temp Closed: 0 | 0 | 0 | 4 | 13939-097-012794 | PUCKETT OIL CO INC
25298 | Permanently Closed | 1983-03-01 | 1961-01-01 | 1988-11-30 | Petroleum | Unleaded gasoline | Unleaded gasoline |  | Steel | Steel |  |  | Steel |  | 1901-01-01 | [15 empty] | UST Currently In Use: 0; UST Temp Close: 0; AST Currently In Use: 0; AST Temp Closed: 0 | 0 | 0 | 4 | 13939-097-012794 | PUCKETT OIL CO INC
25299 | Permanently Closed | 1983-03-01 | 1961-01-01 | 1988-11-30 | Petroleum | Unleaded gasoline | Unleaded gasoline |  | Steel | Steel |  |  | Steel |  | 1901-01-01 | [15 empty] | UST Currently In Use: 0; UST Temp Close: 0; AST Currently In Use: 0; AST Temp Closed: 0 | 0 | 0 | 4 | 13939-097-012794 | PUCKETT OIL CO INC
25300 | Permanently Closed | 1976-12-01 | 1959-01-01 | 1989-12-14 | Petroleum | Other, X | Other |  | Steel | Steel |  |  | Steel |  | 1901-01-01 | [15 empty] | UST Currently In Use: 0; UST Temp Close: 0; AST Currently In Use: 0; AST Temp Closed: 0 | 0 | 0 | 2 | 13940-035-001687 | PUGH & SON INC.
25301 | Permanently Closed | 1976-12-01 | 1959-01-01 | 1989-12-14 | Petroleum | Other, A | Other |  | Steel | Steel |  |  | Steel |  | 1901-01-01 | [15 empty] | UST Currently In Use: 0; UST Temp Close: 0; AST Currently In Use: 0; AST Temp Closed: 0 | 0 | 0 | 2 | 13940-035-001687 | PUGH & SON INC.
25302 | Permanently Closed | 1990-09-28 | 1973-01-01 | 1990-09-28 | Petroleum | Unleaded gasoline | Unleaded gasoline |  | Steel | Steel |  | Painted or None | Steel |  | 1901-01-01 | [15 empty] | UST Currently In Use: 0; UST Temp Close: 0; AST Currently In Use: 1; AST Temp Closed: 0 | 0 | 0 | 2 | 13940-035-001688 | PUGH & SON INC.
25303 | Permanently Closed | 1990-09-28 | 1973-01-01 | 1990-09-28 | Petroleum | On road diesel | On road diesel |  | Steel | Steel |  | Painted or None | Steel |  | 1901-01-01 | [15 empty] | UST Currently In Use: 0; UST Temp Close: 0; AST Currently In Use: 1; AST Temp Closed: 0 | 0 | 0 | 2 | 13940-035-001688 | PUGH & SON INC.
25304 | Permanently Closed | 1977-06-01 | 1971-01-01 |  | Petroleum | On road diesel | On road diesel |  | Steel | Steel |  | Painted or None | Steel, COPPER |  | 1901-01-01 | [15 empty] | UST Currently In Use: 0; UST Temp Close: 0; AST Currently In Use: 0; AST Temp Closed: 0 | 0 | 0 | 1 | 13941-101-001904 | PURINA MILLS INC
25305 | Permanently Closed | 1992-08-04 | 1975-01-01 | 1992-08-04 | Petroleum | Unleaded gasoline | Unleaded gasoline | [5 empty] | Steel |  | 1901-01-01 | [15 empty] | UST Currently In Use: 0; UST Temp Close: 0; AST Currently In Use: 0; AST Temp Closed: 0 | 0 | 0 | 4 | 13943-073-001615 | EMERY WORLDWIDE
25306 | Permanently Closed | 1992-08-04 | 1975-01-01 | 1992-08-04 | Petroleum | Unleaded gasoline | Unleaded gasoline | [5 empty] | Steel |  | 1901-01-01 | [15 empty] | UST Currently In Use: 0; UST Temp Close: 0; AST Currently In Use: 0; AST Temp Closed: 0 | 0 | 0 | 4 | 13943-073-001615 | EMERY WORLDWIDE
25307 | Permanently Closed | 1992-08-04 | 1975-01-01 | 1992-08-04 | Petroleum | On road diesel | On road diesel | [5 empty] | Steel |  | 1901-01-01 | [15 empty] | UST Currently In Use: 0; UST Temp Close: 0; AST Currently In Use: 0; AST Temp Closed: 0 | 0 | 0 | 4 | 13943-073-001615 | EMERY WORLDWIDE
25308 | Permanently Closed | 1992-08-04 | 1975-01-01 | 1992-08-04 | Petroleum | Used oil | Used oil | [5 empty] | Steel |  | 1901-01-01 | [15 empty] | UST Currently In Use: 0; UST Temp Close: 0; AST Currently In Use: 0; AST Temp Closed: 0 | 0 | 0 | 4 | 13943-073-001615 | EMERY WORLDWIDE
25309 | Permanently Closed | 1992-01-01 | 1979-01-01 | 1997-07-16 | Petroleum | Unleaded gasoline | Unleaded gasoline |  | Steel | Steel |  |  | Steel |  | 1901-01-01 | [15 empty] | UST Currently In Use: 0; UST Temp Close: 0; AST Currently In Use: 0; AST Temp Closed: 0 | 0 | 0 | 2 | 17597-089-001616 | WAYNE D CULPEPPER
25310 | Permanently Closed | 1992-01-01 | 1979-01-01 | 1997-07-16 | Petroleum | On road diesel | On road diesel |  | Steel | Steel |  |  | Steel |  | 1901-01-01 | [15 empty] | UST Currently In Use: 0; UST Temp Close: 0; AST Currently In Use: 0; AST Temp Closed: 0 | 0 | 0 | 2 | 17597-089-001616 | WAYNE D CULPEPPER
25311 | Permanently Closed | 1991-05-28 | 1973-01-01 | 1991-05-28 | Petroleum | Unleaded gasoline | Unleaded gasoline |  | Steel | Steel |  | Painted or None | Steel |  | 1901-01-01 | [15 empty] | UST Currently In Use: 0; UST Temp Close: 0; AST Currently In Use: 0; AST Temp Closed: 0 | 0 | 0 | 2 | 13944-063-009470 | JOHN MONTGOMERY
25312 | Permanently Closed | 1991-05-28 | 1973-01-01 | 1991-05-28 | Petroleum | Unleaded gasoline | Unleaded gasoline |  | Steel | Steel |  | Painted or None | Steel |  | 1901-01-01 | [15 empty] | UST Currently In Use: 0; UST Temp Close: 0; AST Currently In Use: 0; AST Temp Closed: 0 | 0 | 0 | 2 | 13944-063-009470 | JOHN MONTGOMERY
25313 | Permanently Closed | 1999-02-23 | 1974-01-01 | 1999-02-23 | Petroleum | On road diesel | On road diesel | Industrial | Steel | Steel |  | Painted or None | Steel |  | 1901-01-01 | [15 empty] | UST Currently In Use: 0; UST Temp Close: 0; AST Currently In Use: 0; AST Temp Closed: 0 | 0 | 0 | 2 | 13945-033-002051 | QUAD CITIES OIL CO
25314 | Permanently Closed | 1999-02-23 | 1974-01-01 | 1999-02-23 | Petroleum | Unleaded gasoline | Unleaded gasoline | Industrial | Steel | Steel |  | Painted or None | Steel |  | 1901-01-01 | [15 empty] | UST Currently In Use: 0; UST Temp Close: 0; AST Currently In Use: 0; AST Temp Closed: 0 | 0 | 0 | 2 | 13945-033-002051 | QUAD CITIES OIL CO
25315 | Temporary Closed | 2000-09-01 | 1980-01-01 |  | Petroleum | Unleaded gasoline | Unleaded gasoline | Industrial | Single Wall, Steel | Steel | Field installed cathodic protection |  | Fiberglass reinforced plastic, Single Wall |  |  |  | Catchment Basin, Single walled catchment basin | Automatic shutoff device At 95% full | Automatic shutoff device At 95% full |  |  | Statistical Inventory Reconciliation (SIR) | Direct Bury submersible pump | [7 empty] | UST Currently In Use: 0; UST Temp Close: 2; AST Currently In Use: 0; AST Temp Closed: 0 | 0 | 2 | 0 | 21920-033-004716 | ANCHOR TOURS
25316 | Temporary Closed | 2000-09-01 | 1980-01-01 |  | Petroleum | On road diesel | On road diesel | Industrial | Single Wall, Steel | Steel | Field installed cathodic protection |  | Fiberglass reinforced plastic, Single Wall |  |  |  | Catchment Basin, Single walled catchment basin | Automatic shutoff device At 95% full | Automatic shutoff device At 95% full |  |  | Statistical Inventory Reconciliation (SIR) | Direct Bury submersible pump | [7 empty] | UST Currently In Use: 0; UST Temp Close: 2; AST Currently In Use: 0; AST Temp Closed: 0 | 0 | 2 | 0 | 21920-033-004716 | ANCHOR TOURS
25317 | Permanently Closed | 1989-01-01 | 1976-01-01 | 1998-07-29 | Petroleum | Unleaded gasoline | Unleaded gasoline |  | Steel | Steel |  | Painted or None | Steel |  | 1901-01-01 | [15 empty] | UST Currently In Use: 0; UST Temp Close: 0; AST Currently In Use: 0; AST Temp Closed: 0 | 0 | 0 | 1 | 13945-033-013756 | QUAD CITIES OIL CO
25318 | Permanently Closed | 1996-01-01 | 1987-01-01 | 1998-07-23 | Petroleum | Unleaded gasoline | Unleaded gasoline |  | Steel | Steel | Coated & cathodic protection (sti-P3) |  | Steel |  | 1901-01-01 | [6 empty] | Manual Tank Gauging (only tanks 1000 gal. or less and 48” or 64” in diameter) | [5 empty] | Annual line testing | Annual line testing |  | UST Currently In Use: 0; UST Temp Close: 0; AST Currently In Use: 0; AST Temp Closed: 0 | 0 | 0 | 3 | 13945-033-014740 | QUAD CITIES OIL CO
25319 | Permanently Closed | 1996-01-01 | 1987-01-01 | 1998-07-23 | Petroleum | Unleaded gasoline | Unleaded gasoline |  | Steel | Steel | Coated & cathodic protection (sti-P3) |  | Steel |  | 1901-01-01 | [6 empty] | Manual Tank Gauging (only tanks 1000 gal. or less and 48” or 64” in diameter) | [5 empty] | Annual line testing | Annual line testing |  | UST Currently In Use: 0; UST Temp Close: 0; AST Currently In Use: 0; AST Temp Closed: 0 | 0 | 0 | 3 | 13945-033-014740 | QUAD CITIES OIL CO
25320 | Permanently Closed | 1996-01-01 | 1987-01-01 | 1998-07-23 | Petroleum | Unleaded gasoline | Unleaded gasoline |  | Steel | Steel | Coated & cathodic protection (sti-P3) |  | Steel |  | 1901-01-01 | [6 empty] | Manual Tank Gauging (only tanks 1000 gal. or less and 48” or 64” in diameter) | [5 empty] | Annual line testing | Annual line testing |  | UST Currently In Use: 0; UST Temp Close: 0; AST Currently In Use: 0; AST Temp Closed: 0 | 0 | 0 | 3 | 13945-033-014740 | QUAD CITIES OIL CO
25321 | Permanently Closed | 2002-11-07 | 1985-01-01 | 2003-06-16 | Petroleum | Unleaded gasoline | Unleaded gasoline | Retail | Steel | Steel | Field installed cathodic protection |  | Steel |  | 1901-01-01 | Field installed cathodic protection | Catchment Basin, Single walled catchment basin | Automatic shutoff device At 95% full | Automatic shutoff device At 95% full | [11 empty] | UST Currently In Use: 0; UST Temp Close: 0; AST Currently In Use: 0; AST Temp Closed: 0 | 0 | 0 | 4 | 13945-077-014741 | QUAD CITIES OIL CO
25322 | Permanently Closed | 2002-11-07 | 1985-01-01 | 2003-06-16 | Petroleum | Premium gasoline | Premium gasoline | Retail | Steel | Steel | Field installed cathodic protection |  | Steel |  | 1901-01-01 | Field installed cathodic protection | Catchment Basin, Single walled catchment basin | Automatic shutoff device At 95% full | Automatic shutoff device At 95% full | [11 empty] | UST Currently In Use: 0; UST Temp Close: 0; AST Currently In Use: 0; AST Temp Closed: 0 | 0 | 0 | 4 | 13945-077-014741 | QUAD CITIES OIL CO
25323 | Permanently Closed | 1994-12-01 | 1985-01-01 | 1995-03-20 | Petroleum | Unleaded gasoline | Unleaded gasoline |  | Steel | Steel | Coated & cathodic protection (sti-P3) |  | Steel |  | 1901-01-01 | [15 empty] | UST Currently In Use: 0; UST Temp Close: 0; AST Currently In Use: 0; AST Temp Closed: 0 | 0 | 0 | 4 | 13945-077-014741 | QUAD CITIES OIL CO
25324 | Permanently Closed | 1990-12-01 | 1976-01-01 | 1990-12-01 | Petroleum | On road diesel | On road diesel | Retail | Steel | Steel |  | Painted or None | Steel |  | 1901-01-01 | [15 empty] | UST Currently In Use: 0; UST Temp Close: 0; AST Currently In Use: 0; AST Temp Closed: 0 | 0 | 0 | 2 | 13946-069-008422 | QUALICO STEEL CO
25325 | Permanently Closed | 1990-12-01 | 1976-01-01 | 1990-12-01 | Petroleum | Unleaded gasoline | Unleaded gasoline | Retail | Steel | Steel |  | Painted or None | Steel |  | 1901-01-01 | [15 empty] | UST Currently In Use: 0; UST Temp Close: 0; AST Currently In Use: 0; AST Temp Closed: 0 | 0 | 0 | 2 | 13946-069-008422 | QUALICO STEEL CO
25326 | Permanently Closed | 1901-01-01 | 1972-01-01 | 1990-03-01 | Petroleum | On road diesel | On road diesel |  | Steel | Steel |  | Painted or None | Steel |  | 1901-01-01 | [15 empty] | UST Currently In Use: 0; UST Temp Close: 0; AST Currently In Use: 0; AST Temp Closed: 0 | 0 | 0 | 2 | 13947-121-000328 | QUALITY MFG CO INC
25327 | Permanently Closed | 1901-01-01 | 1972-01-01 | 1990-03-01 | Petroleum | Unleaded gasoline | Unleaded gasoline |  | Steel | Steel |  | Painted or None | Steel |  | 1901-01-01 | [15 empty] | UST Currently In Use: 0; UST Temp Close: 0; AST Currently In Use: 0; AST Temp Closed: 0 | 0 | 0 | 2 | 13947-121-000328 | QUALITY MFG CO INC
25328 | Retired | 1981-06-01 | 1963-01-01 |  | Petroleum | On road diesel | On road diesel |  | Steel | Steel |  | Painted or None | Steel |  | 1901-01-01 | [15 empty] | UST Currently In Use: 0; UST Temp Close: 0; AST Currently In Use: 0; AST Temp Closed: 0 | 0 | 0 | 0 | 13948-127-009768 | QUALITY OIL CO
25329 | Retired | 1981-06-01 | 1963-01-01 |  | Petroleum | On road diesel | On road diesel |  | Steel | Steel |  | Painted or None | Steel |  | 1901-01-01 | [15 empty] | UST Currently In Use: 0; UST Temp Close: 0; AST Currently In Use: 0; AST Temp Closed: 0 | 0 | 0 | 0 | 13948-127-009768 | QUALITY OIL CO
25330 | Retired | 1988-08-08 | 1968-01-01 |  | Petroleum | Unleaded gasoline | Unleaded gasoline |  | Steel | Steel |  | Painted or None | Steel |  | 1901-01-01 | [15 empty] | UST Currently In Use: 0; UST Temp Close: 0; AST Currently In Use: 0; AST Temp Closed: 0 | 0 | 0 | 0 | 13948-127-009769 | QUALITY OIL CO
25331 | Retired | 1988-08-08 | 1968-01-01 |  | Petroleum | Unleaded gasoline | Unleaded gasoline |  | Steel | Steel |  | Painted or None | Steel |  | 1901-01-01 | [15 empty] | UST Currently In Use: 0; UST Temp Close: 0; AST Currently In Use: 0; AST Temp Closed: 0 | 0 | 0 | 0 | 13948-127-009769 | QUALITY OIL CO
25332 | Retired | 1988-08-08 | 1979-01-01 |  | Petroleum | Unleaded gasoline | Unleaded gasoline |  | Steel | Steel |  | Painted or None | Steel |  | 1901-01-01 | [15 empty] | UST Currently In Use: 0; UST Temp Close: 0; AST Currently In Use: 0; AST Temp Closed: 0 | 0 | 0 | 0 | 13948-127-009769 | QUALITY OIL CO
25333 | Retired | 1986-01-01 | 1973-01-01 |  | Petroleum | Unleaded gasoline | Unleaded gasoline |  | Steel | Steel |  | Painted or None | Steel |  | 1901-01-01 | [15 empty] | UST Currently In Use: 0; UST Temp Close: 0; AST Currently In Use: 0; AST Temp Closed: 0 | 0 | 0 | 0 | 13948-127-009770 | QUALITY OIL CO
25334 | Retired | 1988-08-08 | 1968-01-01 |  | Petroleum | Kerosene | Kerosene |  | Steel | Steel |  | Painted or None | Steel |  | 1901-01-01 | [15 empty] | UST Currently In Use: 0; UST Temp Close: 0; AST Currently In Use: 0; AST Temp Closed: 0 | 0 | 0 | 0 | 13948-127-009819 | QUALITY OIL CO
25335 | Retired | 1983-09-01 | 1977-01-01 |  | Petroleum | On road diesel | On road diesel |  | Steel | Steel |  | Painted or None | Steel |  | 1901-01-01 | [15 empty] | UST Currently In Use: 0; UST Temp Close: 0; AST Currently In Use: 0; AST Temp Closed: 0 | 0 | 0 | 0 | 13948-127-009821 | QUALITY OIL CO
25336 | Retired | 1983-09-01 | 1977-01-01 |  | Petroleum | On road diesel | On road diesel |  | Steel | Steel |  | Painted or None | Steel |  | 1901-01-01 | [15 empty] | UST Currently In Use: 0; UST Temp Close: 0; AST Currently In Use: 0; AST Temp Closed: 0 | 0 | 0 | 0 | 13948-127-009821 | QUALITY OIL CO
25337 | Permanently Closed | 1901-01-01 | 1966-01-01 | 2011-11-11 | Petroleum | Unleaded gasoline | Unleaded gasoline |  | Steel | Steel |  | Painted or None | Steel |  | 1901-01-01 | [15 empty] | UST Currently In Use: 0; UST Temp Close: 0; AST Currently In Use: 0; AST Temp Closed: 0 | 0 | 0 | 2 | 13948-127-009822 | QUALITY OIL CO
25338 | Permanently Closed | 1901-01-01 | 1966-01-01 | 2011-11-11 | Petroleum | Unleaded gasoline | Unleaded gasoline |  | Steel | Steel |  | Painted or None | Steel |  | 1901-01-01 | [15 empty] | UST Currently In Use: 0; UST Temp Close: 0; AST Currently In Use: 0; AST Temp Closed: 0 | 0 | 0 | 2 | 13948-127-009822 | QUALITY OIL CO
25339 | Retired | 1988-08-08 | 1965-01-01 |  | Petroleum | Unleaded gasoline | Unleaded gasoline |  | Steel | Steel |  | Painted or None | Steel |  | 1901-01-01 | [15 empty] | UST Currently In Use: 0; UST Temp Close: 0; AST Currently In Use: 0; AST Temp Closed: 0 | 0 | 0 | 0 | 13948-127-009823 | QUALITY OIL CO
25340 | Permanently Closed | 1998-09-15 | 1979-01-01 | 1998-09-15 | Petroleum | Unleaded gasoline | Unleaded gasoline | Industrial | Steel | Steel |  | Painted or None | Steel |  | 1901-01-01 | [15 empty] | UST Currently In Use: 0; UST Temp Close: 0; AST Currently In Use: 0; AST Temp Closed: 0 | 0 | 0 | 1 | 19932-127-009824 | SEVEN UP BOTTLING CO INC
25341 | Retired | 1988-08-08 | 1972-01-01 |  | Petroleum | Unleaded gasoline | Unleaded gasoline |  | Steel | Steel |  | Painted or None | Steel |  | 1901-01-01 | [15 empty] | UST Currently In Use: 0; UST Temp Close: 0; AST Currently In Use: 0; AST Temp Closed: 0 | 0 | 0 | 0 | 13948-127-009825 | QUALITY OIL CO
25342 | Retired | 1988-08-08 | 1972-01-01 |  | Petroleum | Unleaded gasoline | Unleaded gasoline |  | Steel | Steel |  | Painted or None | Steel |  | 1901-01-01 | [15 empty] | UST Currently In Use: 0; UST Temp Close: 0; AST Currently In Use: 0; AST Temp Closed: 0 | 0 | 0 | 0 | 13948-127-009825 | QUALITY OIL CO
25343 | Retired | 1988-08-08 | 1972-01-01 |  | Petroleum | Unleaded gasoline | Unleaded gasoline |  | Steel | Steel |  | Painted or None | Steel |  | 1901-01-01 | [15 empty] | UST Currently In Use: 0; UST Temp Close: 0; AST Currently In Use: 0; AST Temp Closed: 0 | 0 | 0 | 0 | 13948-127-009825 | QUALITY OIL CO
25344 | Permanently Closed | 1977-10-01 | 1965-01-01 |  | Petroleum | Unleaded gasoline | Unleaded gasoline |  | Steel | Steel |  | Painted or None | Steel |  | 1901-01-01 | [15 empty] | UST Currently In Use: 0; UST Temp Close: 0; AST Currently In Use: 0; AST Temp Closed: 0 | 0 | 0 | 2 | 13948-127-011849 | QUALITY OIL CO
25345 | Permanently Closed | 1977-10-01 | 1965-01-01 |  | Petroleum | Unleaded gasoline | Unleaded gasoline |  | Steel | Steel |  | Painted or None | Steel |  | 1901-01-01 | [15 empty] | UST Currently In Use: 0; UST Temp Close: 0; AST Currently In Use: 0; AST Temp Closed: 0 | 0 | 0 | 2 | 13948-127-011849 | QUALITY OIL CO
25346 | Retired | 1988-12-22 | 1965-01-01 |  | Petroleum | Unleaded gasoline | Unleaded gasoline |  | Steel | Steel |  | Painted or None | Steel |  | 1901-01-01 | [15 empty] | UST Currently In Use: 0; UST Temp Close: 0; AST Currently In Use: 0; AST Temp Closed: 0 | 0 | 0 | 0 | 13948-133-009826 | QUALITY OIL CO
25347 | Cannot Locate or abandoned | 1994-06-15 | 1980-01-01 |  | Petroleum | Unleaded gasoline | Unleaded gasoline |  | Steel | Steel |  | Painted or None | Steel |  | 1901-01-01 | [15 empty] | UST Currently In Use: 0; UST Temp Close: 0; AST Currently In Use: 0; AST Temp Closed: 0 | 0 | 0 | 0 | 13948-133-009827 | QUALITY OIL CO
25348 | Permanently Closed | 1989-10-30 | 1976-01-01 | 1989-10-30 | Petroleum | Unleaded gasoline | Unleaded gasoline |  | Fiberglass reinforced plastic | Fiberglass reinforced plastic |  |  |  |  | 1901-01-01 | [15 empty] | UST Currently In Use: 0; UST Temp Close: 3; AST Currently In Use: 0; AST Temp Closed: 0 | 0 | 3 | 5 | 13951-073-007255 | QUALITY PETROLEUM OF ALABAMA INC
25349 | Permanently Closed | 1989-10-30 | 1972-01-01 | 1989-10-30 | Petroleum | Unleaded gasoline | Unleaded gasoline |  | Steel | Steel |  |  |  |  | 1901-01-01 | [15 empty] | UST Currently In Use: 0; UST Temp Close: 3; AST Currently In Use: 0; AST Temp Closed: 0 | 0 | 3 | 5 | 13951-073-007255 | QUALITY PETROLEUM OF ALABAMA INC
25350 | Permanently Closed | 1989-10-30 | 1972-01-01 | 1989-10-30 | Petroleum | Unleaded gasoline | Unleaded gasoline |  | Steel | Steel |  |  |  |  | 1901-01-01 | [15 empty] | UST Currently In Use: 0; UST Temp Close: 3; AST Currently In Use: 0; AST Temp Closed: 0 | 0 | 3 | 5 | 13951-073-007255 | QUALITY PETROLEUM OF ALABAMA INC
25351 | Permanently Closed | 1989-10-30 | 1972-01-01 | 1989-10-30 | Petroleum | Unleaded gasoline | Unleaded gasoline |  | Steel | Steel |  |  |  |  | 1901-01-01 | [15 empty] | UST Currently In Use: 0; UST Temp Close: 3; AST Currently In Use: 0; AST Temp Closed: 0 | 0 | 3 | 5 | 13951-073-007255 | QUALITY PETROLEUM OF ALABAMA INC
25352 | Permanently Closed | 1996-12-01 | 1901-01-01 | 1997-01-10 | Petroleum | Used oil | Used oil | Retail | [6 empty] | 1901-01-01 | [6 empty] | Manual Tank Gauging (only tanks 1000 gal. or less and 48” or 64” in diameter) | [8 empty] | UST Currently In Use: 0; UST Temp Close: 3; AST Currently In Use: 0; AST Temp Closed: 0 | 0 | 3 | 5 | 13951-073-007255 | QUALITY PETROLEUM OF ALABAMA INC
25353 | Temporary Closed | 2022-09-14 | 1989-10-15 |  | Petroleum | Unleaded gasoline | Unleaded gasoline | Retail | Steel | Steel | Coated & cathodic protection (sti-P3) |  | Fiberglass reinforced plastic |  |  |  | Catchment Basin, Single walled catchment basin | Automatic shutoff device At 95% full | Automatic shutoff device At 95% full |  |  | Continuous Automatic Tank Gauge |  | Automatic shutoff device (AELLD) | Automatic shutoff device (AELLD) |  |  | Automatic electronic line leak detector (AELLD) | Automatic electronic line leak detector (AELLD) | Pressurized Piping | UST Currently In Use: 0; UST Temp Close: 3; AST Currently In Use: 0; AST Temp Closed: 0 | 0 | 3 | 5 | 13951-073-007255 | QUALITY PETROLEUM OF ALABAMA INC
25354 | Temporary Closed | 2022-09-14 | 1989-10-15 |  | Petroleum | On road diesel | On road diesel | Retail | Steel | Steel | Coated & cathodic protection (sti-P3) |  | Fiberglass reinforced plastic |  |  |  | Catchment Basin, Single walled catchment basin | Automatic shutoff device At 95% full | Automatic shutoff device At 95% full |  |  | Continuous Automatic Tank Gauge |  | Automatic shutoff device (AELLD) | Automatic shutoff device (AELLD) |  |  | Automatic electronic line leak detector (AELLD) | Automatic electronic line leak detector (AELLD) | Pressurized Piping | UST Currently In Use: 0; UST Temp Close: 3; AST Currently In Use: 0; AST Temp Closed: 0 | 0 | 3 | 5 | 13951-073-007255 | QUALITY PETROLEUM OF ALABAMA INC
25355 | Temporary Closed | 2022-09-14 | 1989-10-15 |  | Petroleum | Premium gasoline | Premium gasoline | Retail | Steel | Steel | Coated & cathodic protection (sti-P3) |  | Fiberglass reinforced plastic |  |  |  | Catchment Basin, Single walled catchment basin | Automatic shutoff device At 95% full | Automatic shutoff device At 95% full |  |  | Continuous Automatic Tank Gauge |  | Automatic shutoff device (AELLD) | Automatic shutoff device (AELLD) |  |  | Automatic electronic line leak detector (AELLD) | Automatic electronic line leak detector (AELLD) | Pressurized Piping | UST Currently In Use: 0; UST Temp Close: 3; AST Currently In Use: 0; AST Temp Closed: 0 | 0 | 3 | 5 | 13951-073-007255 | QUALITY PETROLEUM OF ALABAMA INC
25356 | Permanently Closed | 1989-11-17 | 1955-01-01 | 1989-11-17 | Petroleum | Unleaded gasoline | Unleaded gasoline |  | Steel | Steel |  |  |  |  | 1901-01-01 | [12 empty] | Annual line testing | Annual line testing |  | UST Currently In Use: 3; UST Temp Close: 0; AST Currently In Use: 0; AST Temp Closed: 0 | 3 | 0 | 5 | 23520-073-007256 | CHRISTINE WRIGHT
25357 | Permanently Closed | 1989-11-17 | 1955-01-01 | 1989-11-17 | Petroleum | Unleaded gasoline | Unleaded gasoline |  | Steel | Steel |  |  |  |  | 1901-01-01 | [12 empty] | Annual line testing | Annual line testing |  | UST Currently In Use: 3; UST Temp Close: 0; AST Currently In Use: 0; AST Temp Closed: 0 | 3 | 0 | 5 | 23520-073-007256 | CHRISTINE WRIGHT
25358 | Permanently Closed | 1989-11-17 | 1963-01-01 | 1989-11-17 | Petroleum | Unleaded gasoline | Unleaded gasoline |  | Steel | Steel |  |  |  |  | 1901-01-01 | [12 empty] | Annual line testing | Annual line testing |  | UST Currently In Use: 3; UST Temp Close: 0; AST Currently In Use: 0; AST Temp Closed: 0 | 3 | 0 | 5 | 23520-073-007256 | CHRISTINE WRIGHT
25359 | Permanently Closed | 1989-11-17 | 1976-01-01 | 1989-11-17 | Petroleum | Unleaded gasoline | Unleaded gasoline |  | Steel | Steel |  |  |  |  | 1901-01-01 | [15 empty] | UST Currently In Use: 3; UST Temp Close: 0; AST Currently In Use: 0; AST Temp Closed: 0 | 3 | 0 | 5 | 23520-073-007256 | CHRISTINE WRIGHT
25360 | Permanently Closed | 1989-11-17 | 1901-01-01 | 1989-11-17 | Petroleum | Used oil | Used oil | [7 empty] | 1901-01-01 | [15 empty] | UST Currently In Use: 3; UST Temp Close: 0; AST Currently In Use: 0; AST Temp Closed: 0 | 3 | 0 | 5 | 23520-073-007256 | CHRISTINE WRIGHT
25361 | Currently in Use |  | 1989-12-01 |  | Petroleum | Unleaded gasoline | Unleaded gasoline | Retail | Single Wall, Steel | Steel | Coated & cathodic protection (sti-P3) |  | Fiberglass reinforced plastic, Single Wall |  |  |  | Catchment Basin, Single walled catchment basin | Automatic shutoff device At 95% full | Automatic shutoff device At 95% full |  |  | Statistical Inventory Reconciliation (SIR) |  | Automatic flow restrictor (MLLD) | Automatic flow restrictor (MLLD) |  |  | Statistical inventory reconciliation (SIR) | Statistical inventory reconciliation (SIR) |  | UST Currently In Use: 3; UST Temp Close: 0; AST Currently In Use: 0; AST Temp Closed: 0 | 3 | 0 | 5 | 23520-073-007256 | CHRISTINE WRIGHT
25362 | Currently in Use |  | 1989-12-01 |  | Petroleum | Mid-grade gasoline | Mid-grade gasoline | Retail | Single Wall, Steel | Steel | Coated & cathodic protection (sti-P3) |  | Fiberglass reinforced plastic, Single Wall |  |  |  | Catchment Basin, Single walled catchment basin | Automatic shutoff device At 95% full | Automatic shutoff device At 95% full |  |  | Statistical Inventory Reconciliation (SIR) |  | Automatic flow restrictor (MLLD) | Automatic flow restrictor (MLLD) |  |  | Statistical inventory reconciliation (SIR) | Statistical inventory reconciliation (SIR) |  | UST Currently In Use: 3; UST Temp Close: 0; AST Currently In Use: 0; AST Temp Closed: 0 | 3 | 0 | 5 | 23520-073-007256 | CHRISTINE WRIGHT
25363 | Currently in Use |  | 1989-12-01 |  | Petroleum | Premium gasoline | Premium gasoline | Retail | Single Wall, Steel | Steel | Coated & cathodic protection (sti-P3) |  | Fiberglass reinforced plastic, Single Wall |  |  |  | Catchment Basin, Single walled catchment basin | Audible high level alarm At 90% full | Audible high level alarm At 90% full |  |  | Statistical Inventory Reconciliation (SIR) |  | Automatic flow restrictor (MLLD) | Automatic flow restrictor (MLLD) |  |  | Statistical inventory reconciliation (SIR) | Statistical inventory reconciliation (SIR) |  | UST Currently In Use: 3; UST Temp Close: 0; AST Currently In Use: 0; AST Temp Closed: 0 | 3 | 0 | 5 | 23520-073-007256 | CHRISTINE WRIGHT
25364 | Permanently Closed | 1901-01-01 | 1967-01-01 | 1989-10-26 | Petroleum | Unleaded gasoline | Unleaded gasoline |  | Steel | Steel |  |  |  |  | 1901-01-01 | [15 empty] | UST Currently In Use: 0; UST Temp Close: 0; AST Currently In Use: 0; AST Temp Closed: 0 | 0 | 0 | 5 | 13951-073-007257 | QUALITY PETROLEUM OF ALABAMA INC
25365 | Permanently Closed | 1901-01-01 | 1967-01-01 | 1989-10-26 | Petroleum | Unleaded gasoline | Unleaded gasoline |  | Steel | Steel |  |  |  |  | 1901-01-01 | [15 empty] | UST Currently In Use: 0; UST Temp Close: 0; AST Currently In Use: 0; AST Temp Closed: 0 | 0 | 0 | 5 | 13951-073-007257 | QUALITY PETROLEUM OF ALABAMA INC
25366 | Permanently Closed | 1901-01-01 | 1967-01-01 | 1989-10-26 | Petroleum | Unleaded gasoline | Unleaded gasoline |  | Steel | Steel |  |  |  |  | 1901-01-01 | [15 empty] | UST Currently In Use: 0; UST Temp Close: 0; AST Currently In Use: 0; AST Temp Closed: 0 | 0 | 0 | 5 | 13951-073-007257 | QUALITY PETROLEUM OF ALABAMA INC
25367 | Permanently Closed | 1901-01-01 | 1967-01-01 | 1989-10-26 | Petroleum | Unleaded gasoline | Unleaded gasoline |  | Steel | Steel |  |  |  |  | 1901-01-01 | [15 empty] | UST Currently In Use: 0; UST Temp Close: 0; AST Currently In Use: 0; AST Temp Closed: 0 | 0 | 0 | 5 | 13951-073-007257 | QUALITY PETROLEUM OF ALABAMA INC
25368 | Permanently Closed | 1901-01-01 | 1901-01-01 | 1989-10-26 | Petroleum | Used oil | Used oil | [7 empty] | 1901-01-01 | [15 empty] | UST Currently In Use: 0; UST Temp Close: 0; AST Currently In Use: 0; AST Temp Closed: 0 | 0 | 0 | 5 | 13951-073-007257 | QUALITY PETROLEUM OF ALABAMA INC
25369 | Currently in Use |  | 1968-01-01 |  | Petroleum | On road diesel | On road diesel | Retail | Steel | Steel | Field installed cathodic protection, Interior lined (not allowed as a standalone method of corrosion protection) |  | Fiberglass reinforced plastic |  |  |  | Catchment Basin, Single walled catchment basin | Flow Rest 90% Full | Flow Rest 90% Full |  |  | Continuous Automatic Tank Gauge |  | Automatic flow restrictor (MLLD) | Automatic flow restrictor (MLLD) |  |  | Annual line testing | Annual line testing |  | UST Currently In Use: 3; UST Temp Close: 0; AST Currently In Use: 0; AST Temp Closed: 0 | 3 | 0 | 1 | 13951-073-007258 | QUALITY PETROLEUM OF ALABAMA INC
25370 | Currently in Use |  | 1968-01-01 |  | Petroleum | Premium gasoline | Premium gasoline | Retail | Steel, 4K/4K | Steel | Field installed cathodic protection, Interior lined (not allowed as a standalone method of corrosion protection) |  | Fiberglass reinforced plastic |  |  |  | Catchment Basin, Single walled catchment basin | Automatic shutoff device At 95% full | Automatic shutoff device At 95% full |  |  | Continuous Automatic Tank Gauge |  | Automatic flow restrictor (MLLD) | Automatic flow restrictor (MLLD) |  |  | Annual line testing | Annual line testing |  | UST Currently In Use: 3; UST Temp Close: 0; AST Currently In Use: 0; AST Temp Closed: 0 | 3 | 0 | 1 | 13951-073-007258 | QUALITY PETROLEUM OF ALABAMA INC
25372 | Currently in Use |  | 1968-01-01 |  | Petroleum | Unleaded gasoline | Unleaded gasoline | Retail | Steel | Steel | Coated & cathodic protection (sti-P3), Field installed cathodic protection |  | Fiberglass reinforced plastic |  |  |  | Catchment Basin, Single walled catchment basin | Automatic shutoff device At 95% full | Automatic shutoff device At 95% full |  |  | Continuous Automatic Tank Gauge |  | Automatic flow restrictor (MLLD) | Automatic flow restrictor (MLLD) |  |  | Annual line testing | Annual line testing |  | UST Currently In Use: 3; UST Temp Close: 0; AST Currently In Use: 0; AST Temp Closed: 0 | 3 | 0 | 1 | 13951-073-007258 | QUALITY PETROLEUM OF ALABAMA INC
25373 | Permanently Closed | 1998-04-01 | 1901-01-01 |  | Petroleum | Used oil | Used oil | Retail | Steel | Steel |  | Painted or None | Steel |  | 1901-01-01 |  | Other, EXEMPT | Other, EXEMPT | Other | Interstitial Monitoring within Secondary Containment | [7 empty] | Annual line testing | Annual line testing |  | UST Currently In Use: 3; UST Temp Close: 0; AST Currently In Use: 0; AST Temp Closed: 0 | 3 | 0 | 1 | 13951-073-007258 | QUALITY PETROLEUM OF ALABAMA INC
25374 | Permanently Closed | 1988-10-01 | 1971-01-01 | 1988-10-01 | Petroleum | Unleaded gasoline | Unleaded gasoline |  | Steel | Steel |  |  |  |  | 1901-01-01 | [12 empty] | Annual line testing | Annual line testing |  | UST Currently In Use: 0; UST Temp Close: 0; AST Currently In Use: 0; AST Temp Closed: 0 | 0 | 0 | 7 | 21162-073-007259 | PETE GERONTAKIS
25375 | Permanently Closed | 1988-10-01 | 1971-01-01 | 1988-10-01 | Petroleum | Unleaded gasoline | Unleaded gasoline |  | Steel | Steel |  |  |  |  | 1901-01-01 | [12 empty] | Annual line testing | Annual line testing |  | UST Currently In Use: 0; UST Temp Close: 0; AST Currently In Use: 0; AST Temp Closed: 0 | 0 | 0 | 7 | 21162-073-007259 | PETE GERONTAKIS
25376 | Permanently Closed | 1988-10-01 | 1971-01-01 | 1988-10-01 | Petroleum | Unleaded gasoline | Unleaded gasoline |  | Steel | Steel |  |  |  |  | 1901-01-01 | [15 empty] | UST Currently In Use: 0; UST Temp Close: 0; AST Currently In Use: 0; AST Temp Closed: 0 | 0 | 0 | 7 | 21162-073-007259 | PETE GERONTAKIS
25377 | Permanently Closed | 2001-09-21 | 1986-01-01 | 2001-09-21 | Petroleum | Unleaded gasoline | Unleaded gasoline | Retail | Steel | Steel | Coated & cathodic protection (sti-P3), Field installed cathodic protection |  | Steel |  | 1901-01-01 | Field installed cathodic protection | Catchment Basin, Single walled catchment basin | Automatic shutoff device At 95% full | Automatic shutoff device At 95% full |  |  | Statistical Inventory Reconciliation (SIR) | [5 empty] | Annual line testing, Statistical inventory reconciliation (SIR) | Statistical inventory reconciliation (SIR) |  | UST Currently In Use: 0; UST Temp Close: 0; AST Currently In Use: 0; AST Temp Closed: 0 | 0 | 0 | 7 | 21162-073-007259 | PETE GERONTAKIS
25378 | Permanently Closed | 2001-09-21 | 1986-01-01 | 2001-09-21 | Petroleum | Mid-grade gasoline | Mid-grade gasoline | Retail | Steel | Steel | Coated & cathodic protection (sti-P3), Field installed cathodic protection |  | Steel |  | 1901-01-01 | Field installed cathodic protection | Catchment Basin, Single walled catchment basin | Automatic shutoff device At 95% full | Automatic shutoff device At 95% full |  |  | Statistical Inventory Reconciliation (SIR) | [5 empty] | Annual line testing, Statistical inventory reconciliation (SIR) | Statistical inventory reconciliation (SIR) |  | UST Currently In Use: 0; UST Temp Close: 0; AST Currently In Use: 0; AST Temp Closed: 0 | 0 | 0 | 7 | 21162-073-007259 | PETE GERONTAKIS
25379 | Permanently Closed | 2001-09-21 | 1986-01-01 | 2001-09-21 | Petroleum | Premium gasoline | Premium gasoline | Retail | Steel | Steel | Coated & cathodic protection (sti-P3), Field installed cathodic protection |  | Steel |  | 1901-01-01 | Field installed cathodic protection | Catchment Basin, Single walled catchment basin | Automatic shutoff device At 95% full | Automatic shutoff device At 95% full |  |  | Statistical Inventory Reconciliation (SIR) | [5 empty] | Annual line testing, Statistical inventory reconciliation (SIR) | Statistical inventory reconciliation (SIR) |  | UST Currently In Use: 0; UST Temp Close: 0; AST Currently In Use: 0; AST Temp Closed: 0 | 0 | 0 | 7 | 21162-073-007259 | PETE GERONTAKIS
25380 | Permanently Closed | 2001-09-21 | 1986-01-01 | 2001-09-21 | Petroleum | On road diesel | On road diesel | Retail | Steel | Steel | Coated & cathodic protection (sti-P3), Field installed cathodic protection |  | Steel |  | 1901-01-01 | Field installed cathodic protection | Catchment Basin, Single walled catchment basin | Automatic shutoff device At 95% full | Automatic shutoff device At 95% full |  |  | Statistical Inventory Reconciliation (SIR) | [5 empty] | Annual line testing, Statistical inventory reconciliation (SIR) | Statistical inventory reconciliation (SIR) |  | UST Currently In Use: 0; UST Temp Close: 0; AST Currently In Use: 0; AST Temp Closed: 0 | 0 | 0 | 7 | 21162-073-007259 | PETE GERONTAKIS
25381 | Currently in Use |  | 1971-01-01 |  | Petroleum | Unleaded gasoline | Unleaded gasoline | Retail | Single Wall, Steel, 4K/4K | Steel | Field installed cathodic protection, Interior lined (not allowed as a standalone method of corrosion protection) |  | Fiberglass reinforced plastic, Single Wall |  |  |  | Catchment Basin, Single walled catchment basin | Automatic shutoff device At 95% full | Automatic shutoff device At 95% full |  |  | Continuous Automatic Tank Gauge |  | Automatic flow restrictor (MLLD) | Automatic flow restrictor (MLLD) |  |  | Annual line testing | Annual line testing |  | UST Currently In Use: 3; UST Temp Close: 0; AST Currently In Use: 0; AST Temp Closed: 0 | 3 | 0 | 0 | 13951-073-007260 | QUALITY PETROLEUM OF ALABAMA INC
25383 | Currently in Use |  | 1971-01-01 |  | Petroleum | On road diesel | On road diesel | Retail | Single Wall, Steel | Steel | Field installed cathodic protection, Interior lined (not allowed as a standalone method of corrosion protection) |  | Fiberglass reinforced plastic, Single Wall |  |  |  | Catchment Basin, Single walled catchment basin | Flow Rest 90% Full | Flow Rest 90% Full |  |  | Continuous Automatic Tank Gauge |  | Automatic flow restrictor (MLLD) | Automatic flow restrictor (MLLD) |  |  | Annual line testing | Annual line testing |  | UST Currently In Use: 3; UST Temp Close: 0; AST Currently In Use: 0; AST Temp Closed: 0 | 3 | 0 | 0 | 13951-073-007260 | QUALITY PETROLEUM OF ALABAMA INC
25384 | Currently in Use |  | 1971-01-01 |  | Petroleum | Premium gasoline | Premium gasoline | Retail | Single Wall, Steel | Steel | Field installed cathodic protection, Interior lined (not allowed as a standalone method of corrosion protection) |  | Fiberglass reinforced plastic, Single Wall |  |  |  | Catchment Basin, Single walled catchment basin | Automatic shutoff device At 95% full | Automatic shutoff device At 95% full |  |  | Continuous Automatic Tank Gauge |  | Automatic flow restrictor (MLLD) | Automatic flow restrictor (MLLD) |  |  | Annual line testing | Annual line testing |  | UST Currently In Use: 3; UST Temp Close: 0; AST Currently In Use: 0; AST Temp Closed: 0 | 3 | 0 | 0 | 13951-073-007260 | QUALITY PETROLEUM OF ALABAMA INC
25385 | Permanently Closed | 1999-12-22 | 1969-06-01 | 2001-02-21 | Petroleum | Unleaded gasoline | Unleaded gasoline | Retail | Steel | Steel | Interior lined (not allowed as a standalone method of corrosion protection) |  | Fiberglass reinforced plastic |  | 1901-01-01 |  | Catchment Basin, Single walled catchment basin | Flow Rest 90% Full | Flow Rest 90% Full | [8 empty] | Annual line testing | Annual line testing |  | UST Currently In Use: 0; UST Temp Close: 0; AST Currently In Use: 0; AST Temp Closed: 0 | 0 | 0 | 4 | 21170-073-007261 | JAMES O LUNCEFORD
25386 | Permanently Closed | 1999-12-22 | 1969-06-01 | 2001-02-21 | Petroleum | Mid-grade gasoline | Mid-grade gasoline | Retail | Steel | Steel | Interior lined (not allowed as a standalone method of corrosion protection) |  | Fiberglass reinforced plastic |  | 1901-01-01 |  | Catchment Basin, Single walled catchment basin | Flow Rest 90% Full | Flow Rest 90% Full | [8 empty] | Annual line testing | Annual line testing |  | UST Currently In Use: 0; UST Temp Close: 0; AST Currently In Use: 0; AST Temp Closed: 0 | 0 | 0 | 4 | 21170-073-007261 | JAMES O LUNCEFORD
25387 | Permanently Closed | 1999-12-22 | 1969-06-01 | 2001-02-21 | Petroleum | Premium gasoline | Premium gasoline | Retail | Steel | Steel | Interior lined (not allowed as a standalone method of corrosion protection) |  | Fiberglass reinforced plastic |  | 1901-01-01 |  | Catchment Basin, Single walled catchment basin | Flow Rest 90% Full | Flow Rest 90% Full | [8 empty] | Annual line testing | Annual line testing |  | UST Currently In Use: 0; UST Temp Close: 0; AST Currently In Use: 0; AST Temp Closed: 0 | 0 | 0 | 4 | 21170-073-007261 | JAMES O LUNCEFORD
25388 | Permanently Closed | 1998-03-17 | 1901-01-01 |  | Petroleum | Used oil | Used oil | Retail | [6 empty] | 1901-01-01 |  | Other, EXEMPT | Other, EXEMPT | Other |  |  | Manual Tank Gauging (only tanks 1000 gal. or less and 48” or 64” in diameter) | [8 empty] | UST Currently In Use: 0; UST Temp Close: 0; AST Currently In Use: 0; AST Temp Closed: 0 | 0 | 0 | 4 | 21170-073-007261 | JAMES O LUNCEFORD
25389 | Permanently Closed | 1989-09-19 | 1962-01-01 | 1989-09-19 | Petroleum | Unleaded gasoline | Unleaded gasoline |  | Steel | Steel |  |  |  |  | 1901-01-01 | [12 empty] | Annual line testing | Annual line testing |  | UST Currently In Use: 0; UST Temp Close: 0; AST Currently In Use: 0; AST Temp Closed: 0 | 0 | 0 | 10 | 21915-073-007262 | BAS,LLP
25390 | Permanently Closed | 1989-09-19 | 1962-01-01 | 1989-09-19 | Petroleum | Unleaded gasoline | Unleaded gasoline |  | Steel | Steel |  |  |  |  | 1901-01-01 | [12 empty] | Annual line testing | Annual line testing |  | UST Currently In Use: 0; UST Temp Close: 0; AST Currently In Use: 0; AST Temp Closed: 0 | 0 | 0 | 10 | 21915-073-007262 | BAS,LLP
25391 | Permanently Closed | 1989-09-19 | 1962-01-01 | 1989-09-19 | Petroleum | Unleaded gasoline | Unleaded gasoline |  | Steel | Steel |  |  |  |  | 1901-01-01 | [12 empty] | Annual line testing | Annual line testing |  | UST Currently In Use: 0; UST Temp Close: 0; AST Currently In Use: 0; AST Temp Closed: 0 | 0 | 0 | 10 | 21915-073-007262 | BAS,LLP
25392 | Permanently Closed | 1989-09-19 | 1962-01-01 | 1989-09-19 | Petroleum | Unleaded gasoline | Unleaded gasoline |  | Steel | Steel |  |  |  |  | 1901-01-01 | [15 empty] | UST Currently In Use: 0; UST Temp Close: 0; AST Currently In Use: 0; AST Temp Closed: 0 | 0 | 0 | 10 | 21915-073-007262 | BAS,LLP
25393 | Permanently Closed | 1989-09-19 | 1972-01-01 | 1989-09-19 | Petroleum | Unleaded gasoline | Unleaded gasoline |  | Steel | Steel |  |  |  |  | 1901-01-01 | [15 empty] | UST Currently In Use: 0; UST Temp Close: 0; AST Currently In Use: 0; AST Temp Closed: 0 | 0 | 0 | 10 | 21915-073-007262 | BAS,LLP
25394 | Permanently Closed | 1989-09-19 | 1976-01-01 | 1989-09-19 | Petroleum | On road diesel | On road diesel |  | Steel | Steel |  |  |  |  | 1901-01-01 | [15 empty] | UST Currently In Use: 0; UST Temp Close: 0; AST Currently In Use: 0; AST Temp Closed: 0 | 0 | 0 | 10 | 21915-073-007262 | BAS,LLP
25395 | Permanently Closed | 1989-07-01 | 1901-01-01 | 1989-07-01 | Petroleum | Used oil | Used oil | [7 empty] | 1901-01-01 | [15 empty] | UST Currently In Use: 0; UST Temp Close: 0; AST Currently In Use: 0; AST Temp Closed: 0 | 0 | 0 | 10 | 21915-073-007262 | BAS,LLP
25396 | Permanently Closed | 2007-11-19 | 1989-09-15 | 2007-11-19 | Petroleum | Unleaded gasoline | Unleaded gasoline | Retail | Steel | Steel | Coated & cathodic protection (sti-P3) |  | Fiberglass reinforced plastic |  | 1901-01-01 |  | Catchment Basin, Single walled catchment basin | Flow Rest 90% Full | Flow Rest 90% Full |  |  | Statistical Inventory Reconciliation (SIR) | [5 empty] | Annual line testing, Statistical inventory reconciliation (SIR) | Statistical inventory reconciliation (SIR) |  | UST Currently In Use: 0; UST Temp Close: 0; AST Currently In Use: 0; AST Temp Closed: 0 | 0 | 0 | 10 | 21915-073-007262 | BAS,LLP
25397 | Permanently Closed | 2007-11-19 | 1989-09-15 | 2007-11-19 | Petroleum | Mid-grade gasoline | Mid-grade gasoline | Retail | Steel | Steel | Coated & cathodic protection (sti-P3) |  | Fiberglass reinforced plastic |  | 1901-01-01 |  | Catchment Basin, Single walled catchment basin | Flow Rest 90% Full | Flow Rest 90% Full |  |  | Statistical Inventory Reconciliation (SIR) | [5 empty] | Annual line testing, Statistical inventory reconciliation (SIR) | Statistical inventory reconciliation (SIR) |  | UST Currently In Use: 0; UST Temp Close: 0; AST Currently In Use: 0; AST Temp Closed: 0 | 0 | 0 | 10 | 21915-073-007262 | BAS,LLP
25398 | Permanently Closed | 2007-11-19 | 1989-09-15 | 2007-11-19 | Petroleum | Premium gasoline | Premium gasoline | Retail | Steel | Steel | Coated & cathodic protection (sti-P3) |  | Fiberglass reinforced plastic |  | 1901-01-01 |  | Catchment Basin, Single walled catchment basin | Flow Rest 90% Full | Flow Rest 90% Full |  |  | Statistical Inventory Reconciliation (SIR) | [5 empty] | Annual line testing, Statistical inventory reconciliation (SIR) | Statistical inventory reconciliation (SIR) |  | UST Currently In Use: 0; UST Temp Close: 0; AST Currently In Use: 0; AST Temp Closed: 0 | 0 | 0 | 10 | 21915-073-007262 | BAS,LLP
25399 | Permanently Closed | 1991-07-02 | 1962-01-01 | 1991-07-02 | Petroleum | Unleaded gasoline | Unleaded gasoline |  | Steel | Steel |  |  |  |  | 1901-01-01 | [15 empty] | UST Currently In Use: 0; UST Temp Close: 0; AST Currently In Use: 0; AST Temp Closed: 0 | 0 | 0 | 5 | 13951-073-007263 | QUALITY PETROLEUM OF ALABAMA INC
25400 | Permanently Closed | 1991-07-02 | 1962-01-01 | 1991-07-02 | Petroleum | Unleaded gasoline | Unleaded gasoline |  | Steel | Steel |  |  |  |  | 1901-01-01 | [15 empty] | UST Currently In Use: 0; UST Temp Close: 0; AST Currently In Use: 0; AST Temp Closed: 0 | 0 | 0 | 5 | 13951-073-007263 | QUALITY PETROLEUM OF ALABAMA INC
25401 | Permanently Closed | 1991-07-02 | 1962-01-01 | 1991-07-02 | Petroleum | Unleaded gasoline | Unleaded gasoline |  | Steel | Steel |  |  |  |  | 1901-01-01 | [15 empty] | UST Currently In Use: 0; UST Temp Close: 0; AST Currently In Use: 0; AST Temp Closed: 0 | 0 | 0 | 5 | 13951-073-007263 | QUALITY PETROLEUM OF ALABAMA INC
25402 | Permanently Closed | 1991-07-02 | 1962-01-01 | 1991-07-02 | Petroleum | Unleaded gasoline | Unleaded gasoline |  | Steel | Steel |  |  |  |  | 1901-01-01 | [15 empty] | UST Currently In Use: 0; UST Temp Close: 0; AST Currently In Use: 0; AST Temp Closed: 0 | 0 | 0 | 5 | 13951-073-007263 | QUALITY PETROLEUM OF ALABAMA INC
25403 | Permanently Closed | 1991-07-02 | 1901-01-01 | 1991-07-02 | Petroleum | Used oil | Used oil | [7 empty] | 1901-01-01 | [15 empty] | UST Currently In Use: 0; UST Temp Close: 0; AST Currently In Use: 0; AST Temp Closed: 0 | 0 | 0 | 5 | 13951-073-007263 | QUALITY PETROLEUM OF ALABAMA INC
25404 | Permanently Closed | 1989-09-21 | 1966-01-01 | 1989-09-21 | Petroleum | Unleaded gasoline | Unleaded gasoline |  | Steel | Steel |  |  |  |  | 1901-01-01 | [12 empty] | Annual line testing | Annual line testing |  | UST Currently In Use: 2; UST Temp Close: 0; AST Currently In Use: 0; AST Temp Closed: 0 | 2 | 0 | 5 | 13951-073-007264 | QUALITY PETROLEUM OF ALABAMA INC
25405 | Permanently Closed | 1989-09-21 | 1966-01-01 | 1989-09-21 | Petroleum | Unleaded gasoline | Unleaded gasoline |  | Steel | Steel |  |  |  |  | 1901-01-01 | [12 empty] | Annual line testing | Annual line testing |  | UST Currently In Use: 2; UST Temp Close: 0; AST Currently In Use: 0; AST Temp Closed: 0 | 2 | 0 | 5 | 13951-073-007264 | QUALITY PETROLEUM OF ALABAMA INC
25406 | Permanently Closed | 1989-09-21 | 1966-01-01 | 1989-09-21 | Petroleum | Unleaded gasoline | Unleaded gasoline |  | Steel | Steel |  |  |  |  | 1901-01-01 | [12 empty] | Annual line testing | Annual line testing |  | UST Currently In Use: 2; UST Temp Close: 0; AST Currently In Use: 0; AST Temp Closed: 0 | 2 | 0 | 5 | 13951-073-007264 | QUALITY PETROLEUM OF ALABAMA INC
25407 | Permanently Closed | 1989-09-21 | 1966-01-01 | 1989-09-21 | Petroleum | Unleaded gasoline | Unleaded gasoline |  | Steel | Steel |  |  |  |  | 1901-01-01 | [12 empty] | Annual line testing | Annual line testing |  | UST Currently In Use: 2; UST Temp Close: 0; AST Currently In Use: 0; AST Temp Closed: 0 | 2 | 0 | 5 | 13951-073-007264 | QUALITY PETROLEUM OF ALABAMA INC
25408 | Permanently Closed | 1998-02-25 | 1901-01-01 |  | Petroleum | Used oil | Used oil | Retail | Steel | Steel |  |  | Steel |  | 1901-01-01 |  | Other, EXEMPT | Other, EXEMPT | Other | Interstitial Monitoring within Secondary Containment | [10 empty] | UST Currently In Use: 2; UST Temp Close: 0; AST Currently In Use: 0; AST Temp Closed: 0 | 2 | 0 | 5 | 13951-073-007264 | QUALITY PETROLEUM OF ALABAMA INC
25409 | Permanently Closed | 1901-01-01 | 1969-01-01 | 1988-05-31 | Petroleum | Unleaded gasoline | Unleaded gasoline |  | Steel | Steel |  | Painted or None | Steel |  | 1901-01-01 | [15 empty] | UST Currently In Use: 0; UST Temp Close: 0; AST Currently In Use: 0; AST Temp Closed: 0 | 0 | 0 | 4 | 13951-073-007265 | QUALITY PETROLEUM OF ALABAMA INC
25410 | Permanently Closed | 1901-01-01 | 1969-01-01 | 1988-05-30 | Petroleum | Unleaded gasoline | Unleaded gasoline |  | Steel | Steel |  | Painted or None | Steel |  | 1901-01-01 | [15 empty] | UST Currently In Use: 0; UST Temp Close: 0; AST Currently In Use: 0; AST Temp Closed: 0 | 0 | 0 | 4 | 13951-073-007265 | QUALITY PETROLEUM OF ALABAMA INC
25411 | Permanently Closed | 1901-01-01 | 1974-01-01 | 1988-05-30 | Petroleum | Unleaded gasoline | Unleaded gasoline |  | Steel | Steel |  | Painted or None | Steel |  | 1901-01-01 | [15 empty] | UST Currently In Use: 0; UST Temp Close: 0; AST Currently In Use: 0; AST Temp Closed: 0 | 0 | 0 | 4 | 13951-073-007265 | QUALITY PETROLEUM OF ALABAMA INC
25412 | Permanently Closed | 1901-01-01 | 1974-01-01 | 1988-05-30 | Petroleum | On road diesel | On road diesel |  | Steel | Steel |  | Painted or None | Steel |  | 1901-01-01 | [15 empty] | UST Currently In Use: 0; UST Temp Close: 0; AST Currently In Use: 0; AST Temp Closed: 0 | 0 | 0 | 4 | 13951-073-007265 | QUALITY PETROLEUM OF ALABAMA INC
25414 | Currently in Use |  | 1979-01-01 |  | Petroleum | Unleaded gasoline | Unleaded gasoline | Retail | Single Wall, Steel, 4K/4K | Steel | Field installed cathodic protection, Interior lined (not allowed as a standalone method of corrosion protection) |  | Fiberglass reinforced plastic, Single Wall |  |  |  | Catchment Basin, Single walled catchment basin | Flow Rest 90% Full | Flow Rest 90% Full |  |  | Continuous Automatic Tank Gauge |  | Automatic shutoff device (AELLD) | Automatic shutoff device (AELLD) |  |  | Automatic electronic line leak detector (AELLD) | Automatic electronic line leak detector (AELLD) |  | UST Currently In Use: 3; UST Temp Close: 0; AST Currently In Use: 0; AST Temp Closed: 0 | 3 | 0 | 0 | 13951-073-007266 | QUALITY PETROLEUM OF ALABAMA INC
25416 | Currently in Use |  | 1974-01-01 |  | Petroleum | Premium gasoline | Premium gasoline | Retail | Single Wall, Steel, 4K/4K | Steel | Field installed cathodic protection, Interior lined (not allowed as a standalone method of corrosion protection) |  | Fiberglass reinforced plastic, Single Wall |  |  |  | Catchment Basin, Single walled catchment basin | Flow Rest 90% Full | Flow Rest 90% Full |  |  | Continuous Automatic Tank Gauge |  | Automatic shutoff device (AELLD) | Automatic shutoff device (AELLD) |  |  | Automatic electronic line leak detector (AELLD) | Automatic electronic line leak detector (AELLD) |  | UST Currently In Use: 3; UST Temp Close: 0; AST Currently In Use: 0; AST Temp Closed: 0 | 3 | 0 | 0 | 13951-073-007266 | QUALITY PETROLEUM OF ALABAMA INC
25417 | Retired | 1980-05-01 | 1974-01-01 |  | Petroleum | Other, OTHER | Other |  | Steel | Steel |  | Painted or None | [18 empty] | UST Currently In Use: 3; UST Temp Close: 0; AST Currently In Use: 0; AST Temp Closed: 0 | 3 | 0 | 0 | 13951-073-007266 | QUALITY PETROLEUM OF ALABAMA INC
25418 | Permanently Closed | 1999-02-02 | 1976-01-01 | 1999-02-02 | Petroleum | Premium gasoline | Premium gasoline | Retail | Steel | Steel |  | Painted or None | Steel |  | 1901-01-01 |  | Other, NONE | [10 empty] | Annual line testing | Annual line testing |  | UST Currently In Use: 0; UST Temp Close: 0; AST Currently In Use: 0; AST Temp Closed: 0 | 0 | 0 | 3 | 13951-073-007267 | QUALITY PETROLEUM OF ALABAMA INC
25419 | Permanently Closed | 1999-02-02 | 1976-01-01 | 1999-02-02 | Petroleum | Mid-grade gasoline | Mid-grade gasoline | Retail | Steel | Steel |  | Painted or None | Steel |  | 1901-01-01 |  | Other, NONE | [10 empty] | Annual line testing | Annual line testing |  | UST Currently In Use: 0; UST Temp Close: 0; AST Currently In Use: 0; AST Temp Closed: 0 | 0 | 0 | 3 | 13951-073-007267 | QUALITY PETROLEUM OF ALABAMA INC
25420 | Permanently Closed | 1999-02-02 | 1976-01-01 | 1999-02-02 | Petroleum | Unleaded gasoline | Unleaded gasoline | Retail | Steel | Steel |  | Painted or None | Steel |  | 1901-01-01 |  | Other, NONE | [10 empty] | Annual line testing | Annual line testing |  | UST Currently In Use: 0; UST Temp Close: 0; AST Currently In Use: 0; AST Temp Closed: 0 | 0 | 0 | 3 | 13951-073-007267 | QUALITY PETROLEUM OF ALABAMA INC
25421 | Temporary Closed | 2022-11-22 | 1974-01-01 |  | Petroleum | Unleaded gasoline | Unleaded gasoline | Retail | Single Wall, Steel, 6K/6K | Steel | Field installed cathodic protection, Interior lined (not allowed as a standalone method of corrosion protection) |  | Fiberglass reinforced plastic, Single Wall |  |  |  | Catchment Basin, Single walled catchment basin | Automatic shutoff device At 95% full | Automatic shutoff device At 95% full |  |  | Continuous Automatic Tank Gauge |  | Automatic shutoff device (AELLD) | Automatic shutoff device (AELLD) |  |  | Automatic electronic line leak detector (AELLD) | Automatic electronic line leak detector (AELLD) |  | UST Currently In Use: 0; UST Temp Close: 4; AST Currently In Use: 0; AST Temp Closed: 0 | 0 | 4 | 0 | 13951-073-007268 | QUALITY PETROLEUM OF ALABAMA INC
25423 | Temporary Closed | 2022-11-22 | 1974-01-01 |  | Petroleum | Mid-grade gasoline | Mid-grade gasoline | Retail | Single Wall, Steel | Steel | Field installed cathodic protection, Interior lined (not allowed as a standalone method of corrosion protection) |  | Fiberglass reinforced plastic, Single Wall |  |  |  | Catchment Basin, Single walled catchment basin | Automatic shutoff device At 95% full | Automatic shutoff device At 95% full |  |  | Continuous Automatic Tank Gauge |  | Automatic shutoff device (AELLD) | Automatic shutoff device (AELLD) |  |  | Automatic electronic line leak detector (AELLD) | Automatic electronic line leak detector (AELLD) |  | UST Currently In Use: 0; UST Temp Close: 4; AST Currently In Use: 0; AST Temp Closed: 0 | 0 | 4 | 0 | 13951-073-007268 | QUALITY PETROLEUM OF ALABAMA INC
25424 | Temporary Closed | 2022-11-22 | 1974-01-01 |  | Petroleum | On road diesel | On road diesel | Retail | Single Wall, Steel | Steel | Field installed cathodic protection, Interior lined (not allowed as a standalone method of corrosion protection) |  | Fiberglass reinforced plastic, Single Wall |  |  |  | Catchment Basin, Single walled catchment basin | Automatic shutoff device At 95% full | Automatic shutoff device At 95% full |  |  | Continuous Automatic Tank Gauge |  | Automatic shutoff device (AELLD) | Automatic shutoff device (AELLD) |  |  | Automatic electronic line leak detector (AELLD) | Automatic electronic line leak detector (AELLD) |  | UST Currently In Use: 0; UST Temp Close: 4; AST Currently In Use: 0; AST Temp Closed: 0 | 0 | 4 | 0 | 13951-073-007268 | QUALITY PETROLEUM OF ALABAMA INC
25426 | Temporary Closed | 2022-11-22 | 1974-01-01 |  | Petroleum | Premium gasoline | Premium gasoline | Retail | Single Wall, Steel, 6K/6K | Steel | Field installed cathodic protection, Interior lined (not allowed as a standalone method of corrosion protection) |  | Fiberglass reinforced plastic, Single Wall |  |  |  | Catchment Basin, Single walled catchment basin | Automatic shutoff device At 95% full | Automatic shutoff device At 95% full |  |  | Continuous Automatic Tank Gauge |  | Automatic shutoff device (AELLD) | Automatic shutoff device (AELLD) |  |  | Automatic electronic line leak detector (AELLD) | Automatic electronic line leak detector (AELLD) |  | UST Currently In Use: 0; UST Temp Close: 4; AST Currently In Use: 0; AST Temp Closed: 0 | 0 | 4 | 0 | 13951-073-007268 | QUALITY PETROLEUM OF ALABAMA INC
25427 | Permanently Closed | 2015-07-01 | 1974-01-01 |  | Petroleum | Premium gasoline | Premium gasoline | Retail | Single Wall, Steel | Steel | Field installed cathodic protection |  | Fiberglass reinforced plastic |  |  |  | Catchment Basin, Single walled catchment basin | Flow Rest 90% Full | Flow Rest 90% Full |  |  | Automatic Tank Gauge |  | Automatic shutoff device (AELLD) | Automatic shutoff device (AELLD) | [5 empty] | UST Currently In Use: 0; UST Temp Close: 0; AST Currently In Use: 0; AST Temp Closed: 0 | 0 | 0 | 3 | 13951-073-007269 | QUALITY PETROLEUM OF ALABAMA INC
25428 | Permanently Closed | 2015-07-01 | 1974-01-01 |  | Petroleum | Mid-grade gasoline | Mid-grade gasoline | Retail | Single Wall, Steel | Steel | Field installed cathodic protection |  | Fiberglass reinforced plastic |  |  |  | Catchment Basin, Single walled catchment basin | Flow Rest 90% Full | Flow Rest 90% Full |  |  | Automatic Tank Gauge |  | Automatic shutoff device (AELLD) | Automatic shutoff device (AELLD) | [5 empty] | UST Currently In Use: 0; UST Temp Close: 0; AST Currently In Use: 0; AST Temp Closed: 0 | 0 | 0 | 3 | 13951-073-007269 | QUALITY PETROLEUM OF ALABAMA INC
25429 | Permanently Closed | 2015-07-01 | 1979-01-01 |  | Petroleum | Unleaded gasoline | Unleaded gasoline | Retail | Single Wall, Steel | Steel | Field installed cathodic protection |  | Fiberglass reinforced plastic |  |  |  | Catchment Basin, Single walled catchment basin | Flow Rest 90% Full | Flow Rest 90% Full |  |  | Automatic Tank Gauge |  | Automatic shutoff device (AELLD) | Automatic shutoff device (AELLD) | [5 empty] | UST Currently In Use: 0; UST Temp Close: 0; AST Currently In Use: 0; AST Temp Closed: 0 | 0 | 0 | 3 | 13951-073-007269 | QUALITY PETROLEUM OF ALABAMA INC
25430 | Temporary Closed | 2024-11-30 | 1983-01-01 |  | Petroleum | Unleaded gasoline | Unleaded gasoline | Retail | Steel | Steel | Coated & cathodic protection (sti-P3), Field installed cathodic protection, Interior lined (not allowed as a standalone method of corrosion protection) |  | Single Wall, Steel |  |  | Field installed cathodic protection | Catchment Basin, Single walled catchment basin | Automatic shutoff device At 95% full | Automatic shutoff device At 95% full |  |  | Continuous Automatic Tank Gauge |  | Automatic shutoff device (AELLD) | Automatic shutoff device (AELLD) | [5 empty] | UST Currently In Use: 0; UST Temp Close: 3; AST Currently In Use: 0; AST Temp Closed: 0 | 0 | 3 | 0 | 13951-073-007270 | QUALITY PETROLEUM OF ALABAMA INC
25431 | Temporary Closed | 2024-11-30 | 1983-01-01 |  | Petroleum | Premium gasoline | Premium gasoline | Retail | Steel | Steel | Coated & cathodic protection (sti-P3), Field installed cathodic protection, Interior lined (not allowed as a standalone method of corrosion protection) |  | Single Wall, Steel |  |  | Field installed cathodic protection | Catchment Basin, Single walled catchment basin | Automatic shutoff device At 95% full | Automatic shutoff device At 95% full |  |  | Continuous Automatic Tank Gauge |  | Automatic shutoff device (AELLD) | Automatic shutoff device (AELLD) | [5 empty] | UST Currently In Use: 0; UST Temp Close: 3; AST Currently In Use: 0; AST Temp Closed: 0 | 0 | 3 | 0 | 13951-073-007270 | QUALITY PETROLEUM OF ALABAMA INC
25432 | Temporary Closed | 2024-11-30 | 1983-01-01 |  | Petroleum | On road diesel | On road diesel | Retail | Steel | Steel | Coated & cathodic protection (sti-P3), Field installed cathodic protection, Interior lined (not allowed as a standalone method of corrosion protection) |  | Single Wall, Steel |  |  | Field installed cathodic protection | Catchment Basin, Single walled catchment basin | Automatic shutoff device At 95% full | Automatic shutoff device At 95% full |  |  | Continuous Automatic Tank Gauge |  | Automatic shutoff device (AELLD) | Automatic shutoff device (AELLD) | [5 empty] | UST Currently In Use: 0; UST Temp Close: 3; AST Currently In Use: 0; AST Temp Closed: 0 | 0 | 3 | 0 | 13951-073-007270 | QUALITY PETROLEUM OF ALABAMA INC
25433 | Permanently Closed | 1994-04-15 | 1977-01-01 | 1994-04-15 | Petroleum | On road diesel | On road diesel |  | Steel | Steel |  |  | Fiberglass reinforced plastic |  | 1901-01-01 | [12 empty] | Annual line testing | Annual line testing |  | UST Currently In Use: 0; UST Temp Close: 0; AST Currently In Use: 0; AST Temp Closed: 0 | 0 | 0 | 5 | 13951-073-009697 | QUALITY PETROLEUM OF ALABAMA INC
25434 | Permanently Closed | 1994-04-15 | 1977-01-01 | 1994-04-15 | Petroleum | On road diesel | On road diesel |  | Steel | Steel |  |  | Fiberglass reinforced plastic |  | 1901-01-01 | [12 empty] | Annual line testing | Annual line testing |  | UST Currently In Use: 0; UST Temp Close: 0; AST Currently In Use: 0; AST Temp Closed: 0 | 0 | 0 | 5 | 13951-073-009697 | QUALITY PETROLEUM OF ALABAMA INC
25435 | Permanently Closed | 1994-04-15 | 1977-01-01 | 1994-04-15 | Petroleum | On road diesel | On road diesel |  | Steel | Steel |  |  | Fiberglass reinforced plastic |  | 1901-01-01 | [15 empty] | UST Currently In Use: 0; UST Temp Close: 0; AST Currently In Use: 0; AST Temp Closed: 0 | 0 | 0 | 5 | 13951-073-009697 | QUALITY PETROLEUM OF ALABAMA INC
25436 | Permanently Closed | 1992-07-22 | 1977-01-01 | 1992-07-22 | Petroleum | Unleaded gasoline | Unleaded gasoline |  | Steel | Steel |  |  | Fiberglass reinforced plastic |  | 1901-01-01 | [15 empty] | UST Currently In Use: 0; UST Temp Close: 0; AST Currently In Use: 0; AST Temp Closed: 0 | 0 | 0 | 5 | 13951-073-009697 | QUALITY PETROLEUM OF ALABAMA INC
25437 | Permanently Closed | 2004-04-04 | 1977-01-01 | 1994-04-15 | Petroleum | Other, OTHER | Other |  | Steel | Steel |  |  | Fiberglass reinforced plastic |  | 1901-01-01 | [15 empty] | UST Currently In Use: 0; UST Temp Close: 0; AST Currently In Use: 0; AST Temp Closed: 0 | 0 | 0 | 5 | 13951-073-009697 | QUALITY PETROLEUM OF ALABAMA INC
25438 | Permanently Closed | 1992-09-10 | 1982-01-01 | 1992-09-10 | Petroleum | Unleaded gasoline | Unleaded gasoline |  | Steel | Steel |  | Painted or None | Steel |  | 1901-01-01 | [15 empty] | UST Currently In Use: 4; UST Temp Close: 0; AST Currently In Use: 0; AST Temp Closed: 0 | 4 | 0 | 5 | 13951-073-010246 | QUALITY PETROLEUM OF ALABAMA INC
25439 | Permanently Closed | 1992-09-10 | 1971-01-01 | 1992-09-10 | Petroleum | Unleaded gasoline | Unleaded gasoline |  | Steel | Steel |  | Painted or None | Steel |  | 1901-01-01 | [15 empty] | UST Currently In Use: 4; UST Temp Close: 0; AST Currently In Use: 0; AST Temp Closed: 0 | 4 | 0 | 5 | 13951-073-010246 | QUALITY PETROLEUM OF ALABAMA INC
25440 | Permanently Closed | 1992-09-10 | 1971-01-01 | 1992-09-10 | Petroleum | Unleaded gasoline | Unleaded gasoline |  | Steel | Steel |  | Painted or None | Steel |  | 1901-01-01 | [15 empty] | UST Currently In Use: 4; UST Temp Close: 0; AST Currently In Use: 0; AST Temp Closed: 0 | 4 | 0 | 5 | 13951-073-010246 | QUALITY PETROLEUM OF ALABAMA INC
25441 | Permanently Closed | 1992-09-10 | 1971-01-01 | 1992-09-10 | Petroleum | Unleaded gasoline | Unleaded gasoline |  | Steel | Steel |  | Painted or None | Steel |  | 1901-01-01 | [15 empty] | UST Currently In Use: 4; UST Temp Close: 0; AST Currently In Use: 0; AST Temp Closed: 0 | 4 | 0 | 5 | 13951-073-010246 | QUALITY PETROLEUM OF ALABAMA INC
25442 | Permanently Closed | 1992-09-10 | 1901-01-01 | 1992-09-10 | Petroleum | Used oil | Used oil | [7 empty] | 1901-01-01 | [15 empty] | UST Currently In Use: 4; UST Temp Close: 0; AST Currently In Use: 0; AST Temp Closed: 0 | 4 | 0 | 5 | 13951-073-010246 | QUALITY PETROLEUM OF ALABAMA INC
25443 | Permanently Closed | 1989-07-13 | 1979-01-01 | 1989-07-13 | Petroleum | Unleaded gasoline | Unleaded gasoline |  | Steel | Steel |  | Painted or None | Steel |  | 1901-01-01 | [15 empty] | UST Currently In Use: 0; UST Temp Close: 0; AST Currently In Use: 0; AST Temp Closed: 0 | 0 | 0 | 8 | 13951-073-010247 | QUALITY PETROLEUM OF ALABAMA INC
25444 | Permanently Closed | 1989-07-13 | 1979-01-01 | 1989-07-13 | Petroleum | Unleaded gasoline | Unleaded gasoline |  | Steel | Steel |  | Painted or None | Steel |  | 1901-01-01 | [15 empty] | UST Currently In Use: 0; UST Temp Close: 0; AST Currently In Use: 0; AST Temp Closed: 0 | 0 | 0 | 8 | 13951-073-010247 | QUALITY PETROLEUM OF ALABAMA INC
25445 | Permanently Closed | 1989-07-13 | 1979-01-01 | 1989-07-13 | Petroleum | Unleaded gasoline | Unleaded gasoline |  | Steel | Steel |  | Painted or None | Steel |  | 1901-01-01 | [15 empty] | UST Currently In Use: 0; UST Temp Close: 0; AST Currently In Use: 0; AST Temp Closed: 0 | 0 | 0 | 8 | 13951-073-010247 | QUALITY PETROLEUM OF ALABAMA INC
25446 | Permanently Closed | 1989-07-13 | 1979-01-01 | 1989-07-13 | Petroleum | Kerosene | Kerosene |  | Steel | Steel |  | Painted or None | Steel |  | 1901-01-01 | [15 empty] | UST Currently In Use: 0; UST Temp Close: 0; AST Currently In Use: 0; AST Temp Closed: 0 | 0 | 0 | 8 | 13951-073-010247 | QUALITY PETROLEUM OF ALABAMA INC
25447 | Permanently Closed | 1989-07-13 | 1901-01-01 | 1989-07-13 | Petroleum | Used oil | Used oil | [7 empty] | 1901-01-01 | [15 empty] | UST Currently In Use: 0; UST Temp Close: 0; AST Currently In Use: 0; AST Temp Closed: 0 | 0 | 0 | 8 | 13951-073-010247 | QUALITY PETROLEUM OF ALABAMA INC
25448 | Permanently Closed | 2010-08-01 | 1989-08-15 |  | Petroleum | Unleaded gasoline | Unleaded gasoline | Retail | Steel | Steel | Coated & cathodic protection (sti-P3) |  | Fiberglass reinforced plastic |  |  | Other, FLXS ISOLA | Catchment Basin, Single walled catchment basin | Flow Rest 90% Full | Flow Rest 90% Full |  |  | Continuous Automatic Tank Gauge |  | Automatic shutoff device (AELLD) | Automatic shutoff device (AELLD) | [5 empty] | UST Currently In Use: 0; UST Temp Close: 0; AST Currently In Use: 0; AST Temp Closed: 0 | 0 | 0 | 8 | 13951-073-010247 | QUALITY PETROLEUM OF ALABAMA INC
25449 | Permanently Closed | 2010-08-01 | 1989-08-15 |  | Petroleum | On road diesel | On road diesel | Retail | Steel | Steel | Coated & cathodic protection (sti-P3) |  | Fiberglass reinforced plastic |  |  | Other, FLXS ISOLA | Catchment Basin, Single walled catchment basin | Flow Rest 90% Full | Flow Rest 90% Full |  |  | Continuous Automatic Tank Gauge |  | Automatic shutoff device (AELLD) | Automatic shutoff device (AELLD) | [5 empty] | UST Currently In Use: 0; UST Temp Close: 0; AST Currently In Use: 0; AST Temp Closed: 0 | 0 | 0 | 8 | 13951-073-010247 | QUALITY PETROLEUM OF ALABAMA INC
25450 | Permanently Closed | 2010-08-01 | 1989-08-15 |  | Petroleum | Premium gasoline | Premium gasoline | Retail | Steel | Steel | Coated & cathodic protection (sti-P3) |  | Fiberglass reinforced plastic |  |  | Other, FLXS ISOLA | Catchment Basin, Single walled catchment basin | Flow Rest 90% Full | Flow Rest 90% Full |  |  | Continuous Automatic Tank Gauge |  | Automatic shutoff device (AELLD) | Automatic shutoff device (AELLD) | [5 empty] | UST Currently In Use: 0; UST Temp Close: 0; AST Currently In Use: 0; AST Temp Closed: 0 | 0 | 0 | 8 | 13951-073-010247 | QUALITY PETROLEUM OF ALABAMA INC
25451 | Currently in Use |  | 1986-01-01 |  | Petroleum | Unleaded gasoline | Unleaded gasoline | Retail | Single Wall, Steel | Steel | Field installed cathodic protection |  | Single Wall, Steel |  |  | Field installed cathodic protection | Catchment Basin, Single walled catchment basin | Automatic shutoff device At 95% full | Automatic shutoff device At 95% full |  |  | Continuous Automatic Tank Gauge |  | Automatic shutoff device (AELLD) | Automatic shutoff device (AELLD) | [5 empty] | UST Currently In Use: 3; UST Temp Close: 0; AST Currently In Use: 0; AST Temp Closed: 0 | 3 | 0 | 0 | 13951-073-013368 | QUALITY PETROLEUM OF ALABAMA INC
25452 | Currently in Use |  | 1986-01-01 |  | Petroleum | Premium gasoline | Premium gasoline | Retail | Single Wall, Steel | Steel | Field installed cathodic protection |  | Single Wall, Steel |  |  | Field installed cathodic protection | Catchment Basin, Single walled catchment basin | Automatic shutoff device At 95% full | Automatic shutoff device At 95% full |  |  | Continuous Automatic Tank Gauge |  | Automatic shutoff device (AELLD) | Automatic shutoff device (AELLD) | [5 empty] | UST Currently In Use: 3; UST Temp Close: 0; AST Currently In Use: 0; AST Temp Closed: 0 | 3 | 0 | 0 | 13951-073-013368 | QUALITY PETROLEUM OF ALABAMA INC
25453 | Currently in Use |  | 1986-01-01 |  | Petroleum | On road diesel | On road diesel | Retail | Single Wall, Steel | Steel | Field installed cathodic protection |  | Single Wall, Steel |  |  | Field installed cathodic protection | Catchment Basin, Single walled catchment basin | Automatic shutoff device At 95% full | Automatic shutoff device At 95% full |  |  | Continuous Automatic Tank Gauge |  | Automatic shutoff device (AELLD) | Automatic shutoff device (AELLD) | [5 empty] | UST Currently In Use: 3; UST Temp Close: 0; AST Currently In Use: 0; AST Temp Closed: 0 | 3 | 0 | 0 | 13951-073-013368 | QUALITY PETROLEUM OF ALABAMA INC
25454 | Permanently Closed | 1990-01-30 | 1973-01-01 | 1990-01-30 | Petroleum | Unleaded gasoline | Unleaded gasoline |  | Steel | Steel |  | Painted or None | Steel |  | 1901-01-01 | [15 empty] | UST Currently In Use: 0; UST Temp Close: 0; AST Currently In Use: 0; AST Temp Closed: 0 | 0 | 0 | 2 | 13951-073-013369 | QUALITY PETROLEUM OF ALABAMA INC
25455 | Permanently Closed | 1990-01-30 | 1973-01-01 | 1990-01-30 | Petroleum | Unleaded gasoline | Unleaded gasoline |  | Steel | Steel |  | Painted or None | Steel |  | 1901-01-01 | [15 empty] | UST Currently In Use: 0; UST Temp Close: 0; AST Currently In Use: 0; AST Temp Closed: 0 | 0 | 0 | 2 | 13951-073-013369 | QUALITY PETROLEUM OF ALABAMA INC
25456 | Permanently Closed | 1997-05-01 | 1980-01-01 | 1998-05-18 | Petroleum | On road diesel | On road diesel |  | Steel | Steel |  |  |  |  | 1901-01-01 | [6 empty] | Statistical Inventory Reconciliation (SIR) | [5 empty] | Statistical inventory reconciliation (SIR) | Statistical inventory reconciliation (SIR) |  | UST Currently In Use: 0; UST Temp Close: 0; AST Currently In Use: 0; AST Temp Closed: 0 | 0 | 0 | 2 | 13952-097-001518 | QUICK DELIVERY SERVICE INC
25457 | Permanently Closed | 1997-05-01 | 1974-01-01 | 1998-05-18 | Petroleum | Unleaded gasoline | Unleaded gasoline |  | Steel | Steel |  |  |  |  | 1901-01-01 | [6 empty] | Statistical Inventory Reconciliation (SIR) | [5 empty] | Statistical inventory reconciliation (SIR) | Statistical inventory reconciliation (SIR) |  | UST Currently In Use: 0; UST Temp Close: 0; AST Currently In Use: 0; AST Temp Closed: 0 | 0 | 0 | 2 | 13952-097-001518 | QUICK DELIVERY SERVICE INC
25458 | Permanently Closed | 1901-01-01 | 1977-01-01 | 1988-12-13 | Petroleum | Unleaded gasoline | Unleaded gasoline |  | Steel | Steel |  | Painted or None | Steel |  | 1901-01-01 | [15 empty] | UST Currently In Use: 3; UST Temp Close: 0; AST Currently In Use: 0; AST Temp Closed: 0 | 3 | 0 | 3 | 23481-003-008665 | SHILPA AMIN
25459 | Permanently Closed | 1901-01-01 | 1974-01-01 | 1988-12-13 | Petroleum | Unleaded gasoline | Unleaded gasoline |  | Steel | Steel |  | Painted or None | Steel |  | 1901-01-01 | [15 empty] | UST Currently In Use: 3; UST Temp Close: 0; AST Currently In Use: 0; AST Temp Closed: 0 | 3 | 0 | 3 | 23481-003-008665 | SHILPA AMIN
25460 | Permanently Closed | 1901-01-01 | 1974-01-01 | 1988-12-13 | Petroleum | Unleaded gasoline | Unleaded gasoline |  | Steel | Steel |  | Painted or None | Steel |  | 1901-01-01 | [15 empty] | UST Currently In Use: 3; UST Temp Close: 0; AST Currently In Use: 0; AST Temp Closed: 0 | 3 | 0 | 3 | 23481-003-008665 | SHILPA AMIN
25461 | Currently in Use |  | 1988-01-01 |  | Petroleum | Unleaded gasoline | Unleaded gasoline | Retail | Steel | Steel | Coated & cathodic protection (sti-P3) |  | Fiberglass reinforced plastic |  | 1901-01-01 |  | Catchment Basin, Single walled catchment basin | Automatic shutoff device At 95% full | Automatic shutoff device At 95% full |  |  | Statistical Inventory Reconciliation (SIR) | [8 empty] | UST Currently In Use: 3; UST Temp Close: 0; AST Currently In Use: 0; AST Temp Closed: 0 | 3 | 0 | 3 | 23481-003-008665 | SHILPA AMIN
25462 | Currently in Use |  | 1988-01-01 |  | Petroleum | Unleaded gasoline | Unleaded gasoline | Retail | Steel | Steel | Coated & cathodic protection (sti-P3) |  | Fiberglass reinforced plastic |  | 1901-01-01 |  | Catchment Basin, Single walled catchment basin | Automatic shutoff device At 95% full | Automatic shutoff device At 95% full |  |  | Statistical Inventory Reconciliation (SIR) | [8 empty] | UST Currently In Use: 3; UST Temp Close: 0; AST Currently In Use: 0; AST Temp Closed: 0 | 3 | 0 | 3 | 23481-003-008665 | SHILPA AMIN
25463 | Currently in Use |  | 1988-01-01 |  | Petroleum | Mid-grade gasoline | Mid-grade gasoline | Retail | Steel | Steel | Coated & cathodic protection (sti-P3) |  | Fiberglass reinforced plastic |  | 1901-01-01 |  | Catchment Basin, Single walled catchment basin | Automatic shutoff device At 95% full | Automatic shutoff device At 95% full |  |  | Statistical Inventory Reconciliation (SIR) | [8 empty] | UST Currently In Use: 3; UST Temp Close: 0; AST Currently In Use: 0; AST Temp Closed: 0 | 3 | 0 | 3 | 23481-003-008665 | SHILPA AMIN
25464 | Permanently Closed | 1991-02-09 | 1973-01-01 | 1991-02-09 | Petroleum | On road diesel | On road diesel |  | Steel | Steel |  |  | Steel |  | 1901-01-01 | [15 empty] | UST Currently In Use: 0; UST Temp Close: 0; AST Currently In Use: 0; AST Temp Closed: 0 | 0 | 0 | 1 | 13955-073-004399 | QUIKRETE COMPANIES INC
25465 | Permanently Closed | 1988-12-28 | 1977-01-01 |  | Petroleum | Unleaded gasoline | Unleaded gasoline |  | Steel | Steel |  | Painted or None | Steel |  | 1901-01-01 | [15 empty] | UST Currently In Use: 0; UST Temp Close: 0; AST Currently In Use: 0; AST Temp Closed: 0 | 0 | 0 | 2 | 13956-073-003154 | R & R DAWSON BRIDGE CO
25466 | Permanently Closed | 1988-12-28 | 1977-01-01 |  | Petroleum | On road diesel | On road diesel |  | Steel | Steel |  | Painted or None | Steel |  | 1901-01-01 | [15 empty] | UST Currently In Use: 0; UST Temp Close: 0; AST Currently In Use: 0; AST Temp Closed: 0 | 0 | 0 | 2 | 13956-073-003154 | R & R DAWSON BRIDGE CO
25467 | Permanently Closed | 1989-11-15 | 1978-01-01 | 1989-11-15 | Petroleum | Other, X | Other |  | Steel | Steel |  |  | Steel |  | 1901-01-01 | [15 empty] | UST Currently In Use: 0; UST Temp Close: 0; AST Currently In Use: 0; AST Temp Closed: 0 | 0 | 0 | 1 | 13958-089-009150 | R & S ELECT CO INC
25468 | Permanently Closed | 1991-09-01 | 1970-01-01 | 1991-09-01 | Petroleum | Unleaded gasoline | Unleaded gasoline |  | Steel | Steel |  | Painted or None | Steel |  | 1901-01-01 | [15 empty] | UST Currently In Use: 0; UST Temp Close: 0; AST Currently In Use: 0; AST Temp Closed: 0 | 0 | 0 | 4 | 13959-097-002379 | R & W SERVICE CENTER
25469 | Permanently Closed | 1991-09-01 | 1970-01-01 | 1991-09-01 | Petroleum | Unleaded gasoline | Unleaded gasoline |  | Steel | Steel |  | Painted or None | Steel |  | 1901-01-01 | [15 empty] | UST Currently In Use: 0; UST Temp Close: 0; AST Currently In Use: 0; AST Temp Closed: 0 | 0 | 0 | 4 | 13959-097-002379 | R & W SERVICE CENTER
25470 | Permanently Closed | 1991-09-01 | 1970-01-01 | 1991-09-01 | Petroleum | Unleaded gasoline | Unleaded gasoline |  | Steel | Steel |  | Painted or None | Steel |  | 1901-01-01 | [15 empty] | UST Currently In Use: 0; UST Temp Close: 0; AST Currently In Use: 0; AST Temp Closed: 0 | 0 | 0 | 4 | 13959-097-002379 | R & W SERVICE CENTER
25471 | Permanently Closed | 1991-09-01 | 1970-01-01 | 1991-09-01 | Petroleum | Unleaded gasoline | Unleaded gasoline |  | Steel | Steel |  | Painted or None | Steel |  | 1901-01-01 | [15 empty] | UST Currently In Use: 0; UST Temp Close: 0; AST Currently In Use: 0; AST Temp Closed: 0 | 0 | 0 | 4 | 13959-097-002379 | R & W SERVICE CENTER
25472 |  | 2001-09-11 | 1963-01-01 |  | Petroleum | Unleaded gasoline | Unleaded gasoline |  | Steel | Steel |  | Painted or None | Steel |  | 1901-01-01 | [15 empty] | UST Currently In Use: 0; UST Temp Close: 0; AST Currently In Use: 0; AST Temp Closed: 0 | 0 | 0 | 0 | 13960-035-008627 | LUCILE GRACE
25473 |  | 2001-09-11 | 1963-01-01 |  | Petroleum | Unleaded gasoline | Unleaded gasoline |  | Steel | Steel |  | Painted or None | Steel |  | 1901-01-01 | [15 empty] | UST Currently In Use: 0; UST Temp Close: 0; AST Currently In Use: 0; AST Temp Closed: 0 | 0 | 0 | 0 | 13960-035-008627 | LUCILE GRACE
25474 | Permanently Closed | 1998-12-22 | 1977-01-01 | 1999-12-17 | Petroleum | Unleaded gasoline | Unleaded gasoline |  | Steel | Steel | Coated & cathodic protection (sti-P3) |  | Steel |  | 1901-01-01 | [15 empty] | UST Currently In Use: 0; UST Temp Close: 0; AST Currently In Use: 0; AST Temp Closed: 0 | 0 | 0 | 4 | 13962-071-003288 | BILL FARMS INC
25475 | Permanently Closed | 1998-12-22 | 1977-01-01 | 1999-12-17 | Petroleum | Unleaded gasoline | Unleaded gasoline |  | Steel | Steel | Coated & cathodic protection (sti-P3) |  | Steel |  | 1901-01-01 | [15 empty] | UST Currently In Use: 0; UST Temp Close: 0; AST Currently In Use: 0; AST Temp Closed: 0 | 0 | 0 | 4 | 13962-071-003288 | BILL FARMS INC
25476 | Permanently Closed | 1998-12-22 | 1977-01-01 | 1999-12-17 | Petroleum | On road diesel | On road diesel |  | Steel | Steel | Coated & cathodic protection (sti-P3) |  | Steel |  | 1901-01-01 | [15 empty] | UST Currently In Use: 0; UST Temp Close: 0; AST Currently In Use: 0; AST Temp Closed: 0 | 0 | 0 | 4 | 13962-071-003288 | BILL FARMS INC
25477 | Permanently Closed | 1998-12-22 | 1977-01-01 | 1999-12-17 | Petroleum | Unleaded gasoline | Unleaded gasoline |  | Steel | Steel |  | Painted or None | Steel |  | 1901-01-01 | [15 empty] | UST Currently In Use: 0; UST Temp Close: 0; AST Currently In Use: 0; AST Temp Closed: 0 | 0 | 0 | 4 | 13962-071-003288 | BILL FARMS INC
25478 | Permanently Closed | 1991-08-20 | 1971-01-01 | 1991-08-20 | Petroleum | Unleaded gasoline | Unleaded gasoline |  | Steel | Steel |  | Painted or None | Steel |  | 1901-01-01 | [15 empty] | UST Currently In Use: 0; UST Temp Close: 0; AST Currently In Use: 0; AST Temp Closed: 0 | 0 | 0 | 2 | 13963-093-004737 | R C HYDE SERVICE STATION
25479 | Permanently Closed | 1991-08-20 | 1975-01-01 | 1991-08-20 | Petroleum | Unleaded gasoline | Unleaded gasoline |  | Steel | Steel |  | Painted or None | Steel |  | 1901-01-01 | [15 empty] | UST Currently In Use: 0; UST Temp Close: 0; AST Currently In Use: 0; AST Temp Closed: 0 | 0 | 0 | 2 | 13963-093-004737 | R C HYDE SERVICE STATION
25480 | Permanently Closed | 2001-08-21 | 1968-01-01 | 2001-08-21 | Petroleum | Unleaded gasoline | Unleaded gasoline |  | Steel | Steel | Field installed cathodic protection |  | Steel |  | 1901-01-01 | Field installed cathodic protection | Catchment Basin, Single walled catchment basin | Automatic shutoff device At 95% full | Automatic shutoff device At 95% full |  |  | Statistical Inventory Reconciliation (SIR) | [8 empty] | UST Currently In Use: 0; UST Temp Close: 0; AST Currently In Use: 0; AST Temp Closed: 0 | 0 | 0 | 3 | 17639-041-007823 | JOE J KIMBRO
25481 | Permanently Closed | 2001-08-21 | 1968-01-01 | 2001-08-21 | Petroleum | Unleaded gasoline | Unleaded gasoline |  | Steel | Steel | Field installed cathodic protection |  | Steel |  | 1901-01-01 | Field installed cathodic protection | Catchment Basin, Single walled catchment basin | Automatic shutoff device At 95% full | Automatic shutoff device At 95% full |  |  | Statistical Inventory Reconciliation (SIR) | [8 empty] | UST Currently In Use: 0; UST Temp Close: 0; AST Currently In Use: 0; AST Temp Closed: 0 | 0 | 0 | 3 | 17639-041-007823 | JOE J KIMBRO
25482 | Permanently Closed | 2001-08-21 | 1968-01-01 | 2001-08-21 | Petroleum | Unleaded gasoline | Unleaded gasoline |  | Steel | Steel | Field installed cathodic protection |  | Steel |  | 1901-01-01 | Field installed cathodic protection | Catchment Basin, Single walled catchment basin | Automatic shutoff device At 95% full | Automatic shutoff device At 95% full |  |  | Statistical Inventory Reconciliation (SIR) | [8 empty] | UST Currently In Use: 0; UST Temp Close: 0; AST Currently In Use: 0; AST Temp Closed: 0 | 0 | 0 | 3 | 17639-041-007823 | JOE J KIMBRO
25483 | Permanently Closed | 1993-05-27 | 1963-01-01 | 1993-05-27 | Petroleum | Unleaded gasoline | Unleaded gasoline | Retail | Steel | Steel |  | Painted or None | Steel |  | 1901-01-01 | [12 empty] | Annual line testing | Annual line testing |  | UST Currently In Use: 0; UST Temp Close: 0; AST Currently In Use: 0; AST Temp Closed: 0 | 0 | 0 | 8 | 13966-069-004699 | R E MIMS
25484 | Permanently Closed | 1993-05-27 | 1963-01-01 | 1993-05-27 | Petroleum | Unleaded gasoline | Unleaded gasoline | Retail | Steel | Steel |  | Painted or None | Steel |  | 1901-01-01 | [12 empty] | Annual line testing | Annual line testing |  | UST Currently In Use: 0; UST Temp Close: 0; AST Currently In Use: 0; AST Temp Closed: 0 | 0 | 0 | 8 | 13966-069-004699 | R E MIMS
25485 | Permanently Closed | 1993-05-27 | 1963-01-01 | 1993-05-27 | Petroleum | Unleaded gasoline | Unleaded gasoline | Retail | Steel | Steel |  | Painted or None | Steel |  | 1901-01-01 | [12 empty] | Annual line testing | Annual line testing |  | UST Currently In Use: 0; UST Temp Close: 0; AST Currently In Use: 0; AST Temp Closed: 0 | 0 | 0 | 8 | 13966-069-004699 | R E MIMS
25486 | Permanently Closed | 1996-01-01 | 1963-01-01 | 1996-01-01 | Petroleum | Unleaded gasoline | Unleaded gasoline |  | Steel | Steel |  | Painted or None | Steel |  | 1901-01-01 | [12 empty] | Annual line testing | Annual line testing |  | UST Currently In Use: 0; UST Temp Close: 0; AST Currently In Use: 0; AST Temp Closed: 0 | 0 | 0 | 8 | 13966-069-004699 | R E MIMS
25487 | Permanently Closed | 1996-01-01 | 1963-01-01 | 1996-01-01 | Petroleum | Unleaded gasoline | Unleaded gasoline |  | Steel | Steel |  | Painted or None | Steel |  | 1901-01-01 | [12 empty] | Annual line testing | Annual line testing |  | UST Currently In Use: 0; UST Temp Close: 0; AST Currently In Use: 0; AST Temp Closed: 0 | 0 | 0 | 8 | 13966-069-004699 | R E MIMS
25488 | Permanently Closed | 1997-10-01 | 1963-01-01 | 1997-10-01 | Petroleum | On road diesel | On road diesel |  | Steel | Steel |  | Painted or None | Steel |  | 1901-01-01 | [12 empty] | Annual line testing | Annual line testing |  | UST Currently In Use: 0; UST Temp Close: 0; AST Currently In Use: 0; AST Temp Closed: 0 | 0 | 0 | 8 | 13966-069-004699 | R E MIMS
25489 | Permanently Closed | 1997-10-01 | 1963-01-01 | 1997-10-01 | Petroleum | Kerosene | Kerosene |  | Steel | Steel |  | Painted or None | Steel |  | 1901-01-01 | [15 empty] | UST Currently In Use: 0; UST Temp Close: 0; AST Currently In Use: 0; AST Temp Closed: 0 | 0 | 0 | 8 | 13966-069-004699 | R E MIMS
25490 | Permanently Closed | 2003-06-17 | 1977-01-01 | 2003-06-17 | Petroleum | Unleaded gasoline | Unleaded gasoline | Retail | Steel | Steel | Field installed cathodic protection | Painted or None | Steel |  | 1901-01-01 | Field installed cathodic protection | Catchment Basin, Single walled catchment basin | Automatic shutoff device At 95% full | Automatic shutoff device At 95% full | [11 empty] | UST Currently In Use: 0; UST Temp Close: 0; AST Currently In Use: 0; AST Temp Closed: 0 | 0 | 0 | 4 | 20431-121-002689 | MARY KIMERLING
25491 | Permanently Closed | 2003-06-17 | 1977-01-01 | 2003-06-17 | Petroleum | Premium gasoline | Premium gasoline | Retail | Steel | Steel | Field installed cathodic protection | Painted or None | Steel |  | 1901-01-01 | Field installed cathodic protection | Catchment Basin, Single walled catchment basin | Automatic shutoff device At 95% full | Automatic shutoff device At 95% full | [11 empty] | UST Currently In Use: 0; UST Temp Close: 0; AST Currently In Use: 0; AST Temp Closed: 0 | 0 | 0 | 4 | 20431-121-002689 | MARY KIMERLING
25492 | Permanently Closed | 1984-01-01 | 1974-01-01 | 1984-01-01 | Petroleum | Unleaded gasoline | Unleaded gasoline | Retail | Steel | Steel |  | Painted or None | Steel |  | 1901-01-01 | [15 empty] | UST Currently In Use: 0; UST Temp Close: 0; AST Currently In Use: 0; AST Temp Closed: 0 | 0 | 0 | 4 | 20431-121-002689 | MARY KIMERLING
25493 | Permanently Closed | 1984-01-01 | 1974-01-01 | 1984-01-01 | Petroleum | Unleaded gasoline | Unleaded gasoline | Retail | Steel | Steel |  | Painted or None | Steel |  | 1901-01-01 | [15 empty] | UST Currently In Use: 0; UST Temp Close: 0; AST Currently In Use: 0; AST Temp Closed: 0 | 0 | 0 | 4 | 20431-121-002689 | MARY KIMERLING
25494 | Permanently Closed | 1990-06-07 | 1967-01-01 | 1990-06-08 | Petroleum | Unleaded gasoline | Unleaded gasoline |  | Steel | Steel |  | Painted or None | Steel |  | 1901-01-01 | [15 empty] | UST Currently In Use: 0; UST Temp Close: 0; AST Currently In Use: 0; AST Temp Closed: 0 | 0 | 0 | 8 | 24349-109-005308 | SHERRILL CROWE
25495 | Permanently Closed | 1990-06-07 | 1970-01-01 | 1990-06-08 | Petroleum | Unleaded gasoline | Unleaded gasoline |  | Steel | Steel |  | Painted or None | Steel |  | 1901-01-01 | [15 empty] | UST Currently In Use: 0; UST Temp Close: 0; AST Currently In Use: 0; AST Temp Closed: 0 | 0 | 0 | 8 | 24349-109-005308 | SHERRILL CROWE
25496 | Permanently Closed | 1990-06-07 | 1967-01-01 | 1990-06-08 | Petroleum | Unleaded gasoline | Unleaded gasoline |  | Steel | Steel |  | Painted or None | Steel |  | 1901-01-01 | [15 empty] | UST Currently In Use: 0; UST Temp Close: 0; AST Currently In Use: 0; AST Temp Closed: 0 | 0 | 0 | 8 | 24349-109-005308 | SHERRILL CROWE
25497 | Permanently Closed | 1990-06-08 | 1967-01-01 | 1990-06-08 | Petroleum | Used oil | Used oil |  | Steel | Steel |  | Painted or None | Steel |  | 1901-01-01 | [15 empty] | UST Currently In Use: 0; UST Temp Close: 0; AST Currently In Use: 0; AST Temp Closed: 0 | 0 | 0 | 8 | 24349-109-005308 | SHERRILL CROWE
25498 | Permanently Closed | 2013-12-12 | 1990-08-29 | 2014-02-19 | Petroleum | Unleaded gasoline | Unleaded gasoline | Retail | Steel | Steel | Coated & cathodic protection (sti-P3) |  | Fiberglass reinforced plastic |  |  |  | Catchment Basin, Single walled catchment basin | Automatic shutoff device At 95% full | Automatic shutoff device At 95% full |  |  | Continuous Automatic Tank Gauge |  |  |  | Interstitial Monitoring within Secondary Containment |  |  |  |  | UST Currently In Use: 0; UST Temp Close: 0; AST Currently In Use: 0; AST Temp Closed: 0 | 0 | 0 | 8 | 24349-109-005308 | SHERRILL CROWE
25499 | Permanently Closed | 2013-12-12 | 1990-08-29 | 2014-02-19 | Petroleum | Mid-grade gasoline | Mid-grade gasoline | Retail | Steel | Steel | Coated & cathodic protection (sti-P3) |  | Fiberglass reinforced plastic |  |  | Other, DBLWALL | Catchment Basin, Single walled catchment basin | Automatic shutoff device At 95% full | Automatic shutoff device At 95% full |  |  | Continuous Automatic Tank Gauge |  |  |  | Interstitial Monitoring within Secondary Containment |  |  |  |  | UST Currently In Use: 0; UST Temp Close: 0; AST Currently In Use: 0; AST Temp Closed: 0 | 0 | 0 | 8 | 24349-109-005308 | SHERRILL CROWE
25500 | Permanently Closed | 2013-12-12 | 1990-08-29 | 2014-02-19 | Petroleum | Premium gasoline | Premium gasoline | Retail | Steel | Steel | Coated & cathodic protection (sti-P3) |  | Fiberglass reinforced plastic |  |  | Other, DBLWALL | Catchment Basin, Single walled catchment basin | Automatic shutoff device At 95% full | Automatic shutoff device At 95% full |  |  | Continuous Automatic Tank Gauge |  |  |  | Interstitial Monitoring within Secondary Containment |  |  |  |  | UST Currently In Use: 0; UST Temp Close: 0; AST Currently In Use: 0; AST Temp Closed: 0 | 0 | 0 | 8 | 24349-109-005308 | SHERRILL CROWE
25501 | Permanently Closed | 2013-12-12 | 1990-08-29 | 2014-02-19 | Petroleum | On road diesel | On road diesel | Retail | Steel | Steel | Coated & cathodic protection (sti-P3) |  | Fiberglass reinforced plastic |  |  | Other, DBLWALL | Catchment Basin, Single walled catchment basin | Automatic shutoff device At 95% full | Automatic shutoff device At 95% full |  |  | Continuous Automatic Tank Gauge |  |  |  | Interstitial Monitoring within Secondary Containment |  |  |  |  | UST Currently In Use: 0; UST Temp Close: 0; AST Currently In Use: 0; AST Temp Closed: 0 | 0 | 0 | 8 | 24349-109-005308 | SHERRILL CROWE
25502 | Permanently Closed | 2006-01-01 | 1979-01-01 | 2007-01-18 | Petroleum | Unleaded gasoline | Unleaded gasoline | Retail | Steel | Steel | Field installed cathodic protection |  | Steel |  | 1901-01-01 | Field installed cathodic protection | Catchment Basin, Single walled catchment basin | Automatic shutoff device At 95% full | Automatic shutoff device At 95% full | [11 empty] | UST Currently In Use: 0; UST Temp Close: 0; AST Currently In Use: 0; AST Temp Closed: 0 | 0 | 0 | 3 | 17223-003-000417 | RICHARD ANEY
25503 | Permanently Closed | 2006-01-01 | 1979-01-01 | 2007-01-18 | Petroleum | On road diesel | On road diesel | Retail | Steel | Steel | Field installed cathodic protection |  | Steel |  | 1901-01-01 | Field installed cathodic protection | Catchment Basin, Single walled catchment basin | Automatic shutoff device At 95% full | Automatic shutoff device At 95% full | [11 empty] | UST Currently In Use: 0; UST Temp Close: 0; AST Currently In Use: 0; AST Temp Closed: 0 | 0 | 0 | 3 | 17223-003-000417 | RICHARD ANEY
25504 | Permanently Closed | 2006-01-01 | 1976-01-01 | 2007-01-18 | Petroleum | Premium gasoline | Premium gasoline | Retail | Steel | Steel | Field installed cathodic protection |  | Steel |  | 1901-01-01 | Field installed cathodic protection | Catchment Basin, Single walled catchment basin | Automatic shutoff device At 95% full | Automatic shutoff device At 95% full | [11 empty] | UST Currently In Use: 0; UST Temp Close: 0; AST Currently In Use: 0; AST Temp Closed: 0 | 0 | 0 | 3 | 17223-003-000417 | RICHARD ANEY
25505 | Permanently Closed | 1998-12-22 | 1977-01-01 | 2005-05-24 | Petroleum | On road diesel | On road diesel |  | Fiberglass reinforced plastic | Fiberglass reinforced plastic |  |  |  |  | 1901-01-01 | [15 empty] | UST Currently In Use: 0; UST Temp Close: 0; AST Currently In Use: 0; AST Temp Closed: 0 | 0 | 0 | 4 | 13970-003-001618 | MERRITT OIL CO INC
25506 | Permanently Closed | 2005-05-23 | 1977-01-01 | 2005-05-23 | Petroleum | Unleaded gasoline | Unleaded gasoline | Retail | Fiberglass reinforced plastic | Fiberglass reinforced plastic |  |  | Flexible |  | 1901-01-01 |  | Catchment Basin, Single walled catchment basin | Automatic shutoff device At 95% full | Automatic shutoff device At 95% full |  |  | Statistical Inventory Reconciliation (SIR) | [5 empty] | Statistical inventory reconciliation (SIR) | Statistical inventory reconciliation (SIR) |  | UST Currently In Use: 0; UST Temp Close: 0; AST Currently In Use: 0; AST Temp Closed: 0 | 0 | 0 | 4 | 13970-003-001618 | MERRITT OIL CO INC
25507 | Permanently Closed | 2005-05-23 | 1977-01-01 | 2005-05-23 | Petroleum | Mid-grade gasoline | Mid-grade gasoline | Retail | Fiberglass reinforced plastic | Fiberglass reinforced plastic |  |  | Flexible |  | 1901-01-01 |  | Catchment Basin, Single walled catchment basin | Automatic shutoff device At 95% full | Automatic shutoff device At 95% full |  |  | Statistical Inventory Reconciliation (SIR) | [5 empty] | Statistical inventory reconciliation (SIR) | Statistical inventory reconciliation (SIR) |  | UST Currently In Use: 0; UST Temp Close: 0; AST Currently In Use: 0; AST Temp Closed: 0 | 0 | 0 | 4 | 13970-003-001618 | MERRITT OIL CO INC
25508 | Permanently Closed | 2005-05-23 | 1977-01-01 | 2005-05-23 | Petroleum | Premium gasoline | Premium gasoline | Retail | Fiberglass reinforced plastic | Fiberglass reinforced plastic |  |  | Flexible |  | 1901-01-01 |  | Catchment Basin, Single walled catchment basin | Automatic shutoff device At 95% full | Automatic shutoff device At 95% full |  |  | Statistical Inventory Reconciliation (SIR) | [5 empty] | Statistical inventory reconciliation (SIR) | Statistical inventory reconciliation (SIR) |  | UST Currently In Use: 0; UST Temp Close: 0; AST Currently In Use: 0; AST Temp Closed: 0 | 0 | 0 | 4 | 13970-003-001618 | MERRITT OIL CO INC
25509 | Currently in Use |  | 1986-01-01 |  | Petroleum | Unleaded gasoline | Unleaded gasoline | Retail | Steel | Steel | Coated & cathodic protection (sti-P3) |  | Double Wall, Fiberglass reinforced plastic |  |  |  | Catchment Basin, Single walled catchment basin | Automatic shutoff device At 95% full | Automatic shutoff device At 95% full |  |  | Continuous Automatic Tank Gauge |  | Automatic flow restrictor (MLLD), Containment Sump | Containment Sump | Interstitial Monitoring within Secondary Containment | MANUAL/VISUAL CHECK | Annual line testing | Annual line testing |  | UST Currently In Use: 5; UST Temp Close: 0; AST Currently In Use: 0; AST Temp Closed: 0 | 5 | 0 | 0 | 25817-025-008212 | ABDULLAH LLC
25510 | Currently in Use |  | 1986-01-01 |  | Petroleum | Mid-grade gasoline | Mid-grade gasoline | Retail | Steel | Steel | Coated & cathodic protection (sti-P3) |  | Double Wall, Fiberglass reinforced plastic |  |  |  | Catchment Basin, Single walled catchment basin | Automatic shutoff device At 95% full | Automatic shutoff device At 95% full |  |  | Continuous Automatic Tank Gauge |  | Automatic flow restrictor (MLLD) | Automatic flow restrictor (MLLD) | Interstitial Monitoring within Secondary Containment | MANUAL/VISUAL CHECK | Annual line testing | Annual line testing |  | UST Currently In Use: 5; UST Temp Close: 0; AST Currently In Use: 0; AST Temp Closed: 0 | 5 | 0 | 0 | 25817-025-008212 | ABDULLAH LLC
25511 | Currently in Use |  | 1986-01-01 |  | Petroleum | Premium gasoline | Premium gasoline | Retail | Steel | Steel | Coated & cathodic protection (sti-P3) |  | Double Wall, Fiberglass reinforced plastic |  |  |  | Catchment Basin, Single walled catchment basin | Automatic shutoff device At 95% full | Automatic shutoff device At 95% full |  |  | Continuous Automatic Tank Gauge |  | Automatic flow restrictor (MLLD), Containment Sump | Containment Sump | Interstitial Monitoring within Secondary Containment | MANUAL/VISUAL CHECK | Annual line testing | Annual line testing |  | UST Currently In Use: 5; UST Temp Close: 0; AST Currently In Use: 0; AST Temp Closed: 0 | 5 | 0 | 0 | 25817-025-008212 | ABDULLAH LLC
25512 | Currently in Use |  | 1986-01-01 |  | Petroleum | On road diesel | On road diesel | Retail | Steel | Steel | Coated & cathodic protection (sti-P3) |  | Double Wall, Fiberglass reinforced plastic |  |  |  | Catchment Basin, Single walled catchment basin | Automatic shutoff device At 95% full | Automatic shutoff device At 95% full |  |  | Continuous Automatic Tank Gauge |  | Automatic flow restrictor (MLLD), Containment Sump | Containment Sump | Interstitial Monitoring within Secondary Containment | MANUAL/VISUAL CHECK | Annual line testing | Annual line testing |  | UST Currently In Use: 5; UST Temp Close: 0; AST Currently In Use: 0; AST Temp Closed: 0 | 5 | 0 | 0 | 25817-025-008212 | ABDULLAH LLC
25513 | Permanently Closed | 2012-03-01 | 1977-01-01 |  | Petroleum | Unleaded gasoline | Unleaded gasoline | Retail | Steel | Steel | Field installed cathodic protection |  | Steel |  | 1901-01-01 | Field installed cathodic protection | Catchment Basin, Single walled catchment basin | Flow Rest 90% Full | Flow Rest 90% Full |  |  | Statistical Inventory Reconciliation (SIR) | [5 empty] | Statistical inventory reconciliation (SIR) | Statistical inventory reconciliation (SIR) |  | UST Currently In Use: 0; UST Temp Close: 0; AST Currently In Use: 0; AST Temp Closed: 0 | 0 | 0 | 4 | 24078-025-008216 | TWD INC
25514 | Permanently Closed | 2012-03-01 | 1977-01-01 |  | Petroleum | On road diesel | On road diesel |  | Steel | Steel | Field installed cathodic protection |  | Steel |  | 1901-01-01 | Field installed cathodic protection | Catchment Basin, Single walled catchment basin | Flow Rest 90% Full | Flow Rest 90% Full |  |  | Statistical Inventory Reconciliation (SIR) | [8 empty] | UST Currently In Use: 0; UST Temp Close: 0; AST Currently In Use: 0; AST Temp Closed: 0 | 0 | 0 | 4 | 24078-025-008216 | TWD INC
25515 | Permanently Closed | 2012-03-01 | 1977-01-01 |  | Petroleum | Unleaded gasoline | Unleaded gasoline |  | Steel | Steel | Field installed cathodic protection |  | Steel |  | 1901-01-01 | Field installed cathodic protection | Catchment Basin, Single walled catchment basin | Flow Rest 90% Full | Flow Rest 90% Full |  |  | Statistical Inventory Reconciliation (SIR) | [5 empty] | Statistical inventory reconciliation (SIR) | Statistical inventory reconciliation (SIR) |  | UST Currently In Use: 0; UST Temp Close: 0; AST Currently In Use: 0; AST Temp Closed: 0 | 0 | 0 | 4 | 24078-025-008216 | TWD INC
25516 | Permanently Closed | 2012-03-01 | 1977-01-01 |  | Petroleum | Unleaded gasoline | Unleaded gasoline |  | Steel | Steel | Field installed cathodic protection |  | Steel |  | 1901-01-01 | Field installed cathodic protection | Catchment Basin, Single walled catchment basin | Flow Rest 90% Full | Flow Rest 90% Full |  |  | Statistical Inventory Reconciliation (SIR) | [5 empty] | Statistical inventory reconciliation (SIR) | Statistical inventory reconciliation (SIR) |  | UST Currently In Use: 0; UST Temp Close: 0; AST Currently In Use: 0; AST Temp Closed: 0 | 0 | 0 | 4 | 24078-025-008216 | TWD INC
25517 | Permanently Closed | 1992-09-01 | 1981-01-01 | 1992-09-01 | Petroleum | Unleaded gasoline | Unleaded gasoline |  | Steel | Steel |  | Painted or None | Steel |  | 1901-01-01 | [15 empty] | UST Currently In Use: 0; UST Temp Close: 0; AST Currently In Use: 0; AST Temp Closed: 0 | 0 | 0 | 1 | 13970-025-008221 | MERRITT OIL CO INC
25518 | Permanently Closed | 2004-05-06 | 1983-01-01 | 2004-08-16 | Petroleum | On road diesel | On road diesel | Retail | Steel | Steel | Coated & cathodic protection (sti-P3), Interior lined (not allowed as a standalone method of corrosion protection) |  | Fiberglass reinforced plastic |  | 1901-01-01 |  | Catchment Basin, Single walled catchment basin | Flow Rest 90% Full | Flow Rest 90% Full |  |  | Automatic Tank Gauge | [5 empty] | Annual line testing | Annual line testing |  | UST Currently In Use: 0; UST Temp Close: 0; AST Currently In Use: 0; AST Temp Closed: 0 | 0 | 0 | 4 | 21980-097-000416 | OLD SHELL COMERCIAL PARTNERS LLC
25519 | Permanently Closed | 2004-05-06 | 1983-01-01 | 2004-08-16 | Petroleum | Mid-grade gasoline | Mid-grade gasoline | Retail | Steel | Steel | Coated & cathodic protection (sti-P3), Interior lined (not allowed as a standalone method of corrosion protection) |  | Fiberglass reinforced plastic |  | 1901-01-01 |  | Catchment Basin, Single walled catchment basin | Flow Rest 90% Full | Flow Rest 90% Full |  |  | Automatic Tank Gauge | [5 empty] | Annual line testing | Annual line testing |  | UST Currently In Use: 0; UST Temp Close: 0; AST Currently In Use: 0; AST Temp Closed: 0 | 0 | 0 | 4 | 21980-097-000416 | OLD SHELL COMERCIAL PARTNERS LLC
25520 | Permanently Closed | 2004-05-06 | 1983-01-01 | 2004-08-16 | Petroleum | Premium gasoline | Premium gasoline | Retail | Fiberglass reinforced plastic | Fiberglass reinforced plastic |  |  | Fiberglass reinforced plastic |  | 1901-01-01 |  | Catchment Basin, Single walled catchment basin | Flow Rest 90% Full | Flow Rest 90% Full |  |  | Automatic Tank Gauge | [5 empty] | Annual line testing | Annual line testing |  | UST Currently In Use: 0; UST Temp Close: 0; AST Currently In Use: 0; AST Temp Closed: 0 | 0 | 0 | 4 | 21980-097-000416 | OLD SHELL COMERCIAL PARTNERS LLC
25521 | Permanently Closed | 2004-05-06 | 1983-01-01 | 2004-08-16 | Petroleum | Unleaded gasoline | Unleaded gasoline | Retail | Fiberglass reinforced plastic | Fiberglass reinforced plastic |  |  | Fiberglass reinforced plastic |  | 1901-01-01 |  | Catchment Basin, Single walled catchment basin | Flow Rest 90% Full | Flow Rest 90% Full |  |  | Automatic Tank Gauge | [5 empty] | Annual line testing | Annual line testing |  | UST Currently In Use: 0; UST Temp Close: 0; AST Currently In Use: 0; AST Temp Closed: 0 | 0 | 0 | 4 | 21980-097-000416 | OLD SHELL COMERCIAL PARTNERS LLC
25522 | Currently in Use |  | 1967-01-01 |  | Petroleum | Unleaded gasoline | Unleaded gasoline | Retail | Steel | Steel | Field installed cathodic protection |  | Double Wall, Fiberglass reinforced plastic |  |  |  | Catchment Basin, Single walled catchment basin | Automatic shutoff device At 95% full | Automatic shutoff device At 95% full |  |  | Continuous Automatic Tank Gauge |  | Automatic flow restrictor (MLLD), Containment Sump | Containment Sump |  |  | Annual line testing | Annual line testing |  | UST Currently In Use: 2; UST Temp Close: 0; AST Currently In Use: 0; AST Temp Closed: 0 | 2 | 0 | 1 | 23289-097-000418 | QUYEN T. DINH
25523 | Currently in Use |  | 1967-01-01 |  | Petroleum | Premium gasoline | Premium gasoline | Retail | Steel | Steel | Field installed cathodic protection |  | Double Wall, Fiberglass reinforced plastic |  |  |  | Catchment Basin, Single walled catchment basin | Automatic shutoff device At 95% full | Automatic shutoff device At 95% full |  |  | Continuous Automatic Tank Gauge |  | Automatic flow restrictor (MLLD), Containment Sump | Containment Sump |  |  | Annual line testing | Annual line testing |  | UST Currently In Use: 2; UST Temp Close: 0; AST Currently In Use: 0; AST Temp Closed: 0 | 2 | 0 | 1 | 23289-097-000418 | QUYEN T. DINH
25525 | Permanently Closed | 1998-12-21 | 1967-01-01 | 1999-02-28 | Petroleum | Used oil | Used oil |  | Steel | Steel | Field installed cathodic protection | [19 empty] | UST Currently In Use: 2; UST Temp Close: 0; AST Currently In Use: 0; AST Temp Closed: 0 | 2 | 0 | 1 | 23289-097-000418 | QUYEN T. DINH
25526 | Permanently Closed | 1988-11-07 | 1983-01-01 | 1988-11-07 | Petroleum | Unleaded gasoline | Unleaded gasoline |  | Steel | Steel | Coated & cathodic protection (sti-P3) |  | Fiberglass reinforced plastic |  | 1901-01-01 | [15 empty] | UST Currently In Use: 0; UST Temp Close: 0; AST Currently In Use: 0; AST Temp Closed: 0 | 0 | 0 | 3 | 13970-097-000522 | MERRITT OIL CO INC
25527 | Permanently Closed | 1988-11-07 | 1983-01-01 | 1988-11-07 | Petroleum | Unleaded gasoline | Unleaded gasoline |  | Steel | Steel | Coated & cathodic protection (sti-P3) |  | Fiberglass reinforced plastic |  | 1901-01-01 | [15 empty] | UST Currently In Use: 0; UST Temp Close: 0; AST Currently In Use: 0; AST Temp Closed: 0 | 0 | 0 | 3 | 13970-097-000522 | MERRITT OIL CO INC
25528 | Permanently Closed | 1988-11-07 | 1983-01-01 | 1988-11-07 | Petroleum | On road diesel | On road diesel |  | Steel | Steel | Coated & cathodic protection (sti-P3) |  | Fiberglass reinforced plastic |  | 1901-01-01 | [15 empty] | UST Currently In Use: 0; UST Temp Close: 0; AST Currently In Use: 0; AST Temp Closed: 0 | 0 | 0 | 3 | 13970-097-000522 | MERRITT OIL CO INC
25532 | Permanently Closed | 1989-11-01 | 1956-01-01 | 1989-11-01 | Petroleum | Unleaded gasoline | Unleaded gasoline |  | Steel | Steel |  |  |  |  | 1901-01-01 | [15 empty] | UST Currently In Use: 0; UST Temp Close: 0; AST Currently In Use: 0; AST Temp Closed: 0 | 0 | 0 | 5 | 13970-097-001396 | MERRITT OIL CO INC
25533 | Permanently Closed | 1989-11-01 | 1956-01-01 | 1989-11-01 | Petroleum | Unleaded gasoline | Unleaded gasoline |  | Steel | Steel |  |  |  |  | 1901-01-01 | [15 empty] | UST Currently In Use: 0; UST Temp Close: 0; AST Currently In Use: 0; AST Temp Closed: 0 | 0 | 0 | 5 | 13970-097-001396 | MERRITT OIL CO INC
25534 | Permanently Closed | 1989-11-01 | 1956-01-01 | 1989-11-01 | Petroleum | Unleaded gasoline | Unleaded gasoline |  | Steel | Steel |  |  |  |  | 1901-01-01 | [15 empty] | UST Currently In Use: 0; UST Temp Close: 0; AST Currently In Use: 0; AST Temp Closed: 0 | 0 | 0 | 5 | 13970-097-001396 | MERRITT OIL CO INC
25535 | Permanently Closed | 1989-11-01 | 1956-01-01 | 1989-11-01 | Petroleum | Unleaded gasoline | Unleaded gasoline |  | Steel | Steel |  |  |  |  | 1901-01-01 | [15 empty] | UST Currently In Use: 0; UST Temp Close: 0; AST Currently In Use: 0; AST Temp Closed: 0 | 0 | 0 | 5 | 13970-097-001396 | MERRITT OIL CO INC
25536 | Permanently Closed | 1989-11-01 | 1956-01-01 | 1989-11-01 | Petroleum | Unleaded gasoline | Unleaded gasoline |  | Steel | Steel |  |  |  |  | 1901-01-01 | [15 empty] | UST Currently In Use: 0; UST Temp Close: 0; AST Currently In Use: 0; AST Temp Closed: 0 | 0 | 0 | 5 | 13970-097-001396 | MERRITT OIL CO INC
25537 | Permanently Closed | 1988-11-07 | 1974-01-01 | 1988-11-07 | Petroleum | Unleaded gasoline | Unleaded gasoline |  | Steel | Steel |  | Painted or None | Steel |  | 1901-01-01 | [15 empty] | UST Currently In Use: 0; UST Temp Close: 0; AST Currently In Use: 0; AST Temp Closed: 0 | 0 | 0 | 2 | 13970-097-001397 | MERRITT OIL CO INC
25538 | Permanently Closed | 1988-11-07 | 1974-01-01 | 1988-11-07 | Petroleum | On road diesel | On road diesel |  | Steel | Steel |  | Painted or None | Steel |  | 1901-01-01 | [15 empty] | UST Currently In Use: 0; UST Temp Close: 0; AST Currently In Use: 0; AST Temp Closed: 0 | 0 | 0 | 2 | 13970-097-001397 | MERRITT OIL CO INC
25539 | Currently in Use |  | 1981-01-01 |  | Petroleum | Unleaded gasoline | Unleaded gasoline | Retail | Fiberglass reinforced plastic | Fiberglass reinforced plastic |  |  | Fiberglass reinforced plastic |  | 1901-01-01 |  | Catchment Basin, Single walled catchment basin | Flow Rest 90% Full | Flow Rest 90% Full |  |  | Automatic Tank Gauge |  | Automatic flow restrictor (MLLD) | Automatic flow restrictor (MLLD) |  |  | Annual line testing | Annual line testing |  | UST Currently In Use: 2; UST Temp Close: 0; AST Currently In Use: 0; AST Temp Closed: 0 | 2 | 0 | 2 | 25491-097-005526 | 7 DAYS LLC
25540 | Permanently Closed | 2017-09-13 | 1981-01-01 |  | Petroleum | Premium gasoline | Premium gasoline | Retail | Fiberglass reinforced plastic | Fiberglass reinforced plastic |  |  | Fiberglass reinforced plastic |  | 1901-01-01 |  | Catchment Basin, Single walled catchment basin | Flow Rest 90% Full | Flow Rest 90% Full |  |  | Continuous Automatic Tank Gauge | [5 empty] | Annual line testing | Annual line testing |  | UST Currently In Use: 2; UST Temp Close: 0; AST Currently In Use: 0; AST Temp Closed: 0 | 2 | 0 | 2 | 25491-097-005526 | 7 DAYS LLC
25541 | Permanently Closed | 2014-09-30 | 1981-01-01 |  | Petroleum | Premium gasoline | Premium gasoline | Retail | Fiberglass reinforced plastic | Fiberglass reinforced plastic |  |  | Fiberglass reinforced plastic |  | 1901-01-01 |  | Catchment Basin, Single walled catchment basin | Flow Rest 90% Full | Flow Rest 90% Full |  |  | Continuous Automatic Tank Gauge | [5 empty] | Annual line testing | Annual line testing |  | UST Currently In Use: 2; UST Temp Close: 0; AST Currently In Use: 0; AST Temp Closed: 0 | 2 | 0 | 2 | 25491-097-005526 | 7 DAYS LLC
25542 | Currently in Use |  | 1981-01-01 |  | Petroleum | Premium gasoline | Premium gasoline | Retail | Fiberglass reinforced plastic | Fiberglass reinforced plastic |  |  | Fiberglass reinforced plastic |  | 1901-01-01 |  | Catchment Basin, Single walled catchment basin | Flow Rest 90% Full | Flow Rest 90% Full |  |  | Automatic Tank Gauge |  | Automatic flow restrictor (MLLD) | Automatic flow restrictor (MLLD) |  |  | Annual line testing | Annual line testing |  | UST Currently In Use: 2; UST Temp Close: 0; AST Currently In Use: 0; AST Temp Closed: 0 | 2 | 0 | 2 | 25491-097-005526 | 7 DAYS LLC
25543 | Permanently Closed | 2006-03-31 | 1985-01-01 | 2006-11-22 | Petroleum | Unleaded gasoline | Unleaded gasoline | Retail | Steel | Steel | Coated & cathodic protection (sti-P3) |  | Fiberglass reinforced plastic |  | 1901-01-01 |  | Catchment Basin, Single walled catchment basin | Flow Rest 90% Full | Flow Rest 90% Full |  |  | Statistical Inventory Reconciliation (SIR) | [5 empty] | Statistical inventory reconciliation (SIR) | Statistical inventory reconciliation (SIR) |  | UST Currently In Use: 0; UST Temp Close: 0; AST Currently In Use: 0; AST Temp Closed: 0 | 0 | 0 | 3 | 22532-097-006757 | LADAS ONE LLC
25544 | Permanently Closed | 2006-03-31 | 1985-01-01 | 2006-11-22 | Petroleum | Mid-grade gasoline | Mid-grade gasoline | Retail | Steel | Steel | Coated & cathodic protection (sti-P3) |  | Fiberglass reinforced plastic |  | 1901-01-01 |  | Catchment Basin, Single walled catchment basin | Flow Rest 90% Full | Flow Rest 90% Full |  |  | Statistical Inventory Reconciliation (SIR) | [5 empty] | Statistical inventory reconciliation (SIR) | Statistical inventory reconciliation (SIR) |  | UST Currently In Use: 0; UST Temp Close: 0; AST Currently In Use: 0; AST Temp Closed: 0 | 0 | 0 | 3 | 22532-097-006757 | LADAS ONE LLC
25545 | Permanently Closed | 2006-03-31 | 1985-01-01 | 2006-11-22 | Petroleum | Premium gasoline | Premium gasoline | Retail | Steel | Steel | Coated & cathodic protection (sti-P3) |  | Fiberglass reinforced plastic |  | 1901-01-01 |  | Catchment Basin, Single walled catchment basin | Flow Rest 90% Full | Flow Rest 90% Full |  |  | Statistical Inventory Reconciliation (SIR) | [5 empty] | Statistical inventory reconciliation (SIR) | Statistical inventory reconciliation (SIR) |  | UST Currently In Use: 0; UST Temp Close: 0; AST Currently In Use: 0; AST Temp Closed: 0 | 0 | 0 | 3 | 22532-097-006757 | LADAS ONE LLC
25546 | Temporary Closed | 2022-07-14 | 1967-01-01 |  | Petroleum | Unleaded gasoline | Unleaded gasoline | Retail | Single Wall, Steel | Steel | Coated & cathodic protection (sti-P3) |  | Double Wall, Flexible |  |  |  | Catchment Basin, Single walled catchment basin | Flow Rest 90% Full | Flow Rest 90% Full |  |  | Continuous Automatic Tank Gauge |  | Automatic flow restrictor (MLLD) | Automatic flow restrictor (MLLD) |  |  | Annual line testing | Annual line testing |  | UST Currently In Use: 2; UST Temp Close: 2; AST Currently In Use: 0; AST Temp Closed: 0 | 2 | 2 | 0 | 21729-097-007548 | SAHORI PROPERTIES III LLC
25547 | Temporary Closed | 2016-04-11 | 1967-01-01 |  | Petroleum | Unleaded gasoline | Unleaded gasoline | Retail | Single Wall, Steel | Steel | Coated & cathodic protection (sti-P3) |  | Double Wall, Flexible |  |  |  | Catchment Basin, Single walled catchment basin | Automatic shutoff device At 95% full, Flow Rest 90% Full | Flow Rest 90% Full |  |  | Continuous Automatic Tank Gauge |  | Automatic flow restrictor (MLLD) | Automatic flow restrictor (MLLD) |  |  | Annual line testing | Annual line testing |  | UST Currently In Use: 2; UST Temp Close: 2; AST Currently In Use: 0; AST Temp Closed: 0 | 2 | 2 | 0 | 21729-097-007548 | SAHORI PROPERTIES III LLC
25548 | Currently in Use |  | 1967-01-01 |  | Petroleum | Unleaded gasoline | Unleaded gasoline | Retail | Single Wall, Steel | Steel | Coated & cathodic protection (sti-P3) |  | Double Wall, Flexible |  |  |  | Catchment Basin, Single walled catchment basin | Flow Rest 90% Full | Flow Rest 90% Full |  |  | Continuous Automatic Tank Gauge |  | Automatic flow restrictor (MLLD) | Automatic flow restrictor (MLLD) |  |  | Annual line testing | Annual line testing |  | UST Currently In Use: 2; UST Temp Close: 2; AST Currently In Use: 0; AST Temp Closed: 0 | 2 | 2 | 0 | 21729-097-007548 | SAHORI PROPERTIES III LLC
25549 | Currently in Use |  | 1967-01-01 |  | Petroleum | On road diesel | On road diesel | Retail | Single Wall, Steel | Steel | Coated & cathodic protection (sti-P3) |  | Double Wall, Flexible |  |  |  | Catchment Basin, Single walled catchment basin | Automatic shutoff device At 95% full | Automatic shutoff device At 95% full |  |  | Continuous Automatic Tank Gauge |  | Automatic flow restrictor (MLLD) | Automatic flow restrictor (MLLD) |  |  | Annual line testing | Annual line testing |  | UST Currently In Use: 2; UST Temp Close: 2; AST Currently In Use: 0; AST Temp Closed: 0 | 2 | 2 | 0 | 21729-097-007548 | SAHORI PROPERTIES III LLC
25550 | Cannot Locate or abandoned |  | 1981-01-01 |  | Petroleum | Unleaded gasoline | Unleaded gasoline | Retail | Steel | Steel | Field installed cathodic protection |  | Steel |  | 1901-01-01 | Field installed cathodic protection | Catchment Basin, Single walled catchment basin | Automatic shutoff device At 95% full | Automatic shutoff device At 95% full |  |  | Statistical Inventory Reconciliation (SIR) | [8 empty] | UST Currently In Use: 0; UST Temp Close: 0; AST Currently In Use: 0; AST Temp Closed: 0 | 0 | 0 | 0 | 13901-097-008218 | PORT OIL CO INC
25551 | Cannot Locate or abandoned |  | 1976-01-01 |  | Petroleum | Mid-grade gasoline | Mid-grade gasoline | Retail | Steel | Steel | Field installed cathodic protection |  | Steel |  | 1901-01-01 | Field installed cathodic protection | Catchment Basin, Single walled catchment basin | Flow Rest 90% Full | Flow Rest 90% Full |  |  | Statistical Inventory Reconciliation (SIR) | [8 empty] | UST Currently In Use: 0; UST Temp Close: 0; AST Currently In Use: 0; AST Temp Closed: 0 | 0 | 0 | 0 | 13901-097-008218 | PORT OIL CO INC
25552 | Cannot Locate or abandoned |  | 1976-01-01 |  | Petroleum | Mid-grade gasoline | Mid-grade gasoline | Retail | Steel | Steel | Field installed cathodic protection |  | Steel |  | 1901-01-01 | Field installed cathodic protection | Catchment Basin, Single walled catchment basin | Flow Rest 90% Full | Flow Rest 90% Full |  |  | Statistical Inventory Reconciliation (SIR) | [8 empty] | UST Currently In Use: 0; UST Temp Close: 0; AST Currently In Use: 0; AST Temp Closed: 0 | 0 | 0 | 0 | 13901-097-008218 | PORT OIL CO INC
25553 | Cannot Locate or abandoned |  | 1976-01-01 |  | Petroleum | Premium gasoline | Premium gasoline | Retail | Steel | Steel | Field installed cathodic protection |  | Steel |  | 1901-01-01 | Field installed cathodic protection | Catchment Basin, Single walled catchment basin | Flow Rest 90% Full | Flow Rest 90% Full |  |  | Statistical Inventory Reconciliation (SIR) | [8 empty] | UST Currently In Use: 0; UST Temp Close: 0; AST Currently In Use: 0; AST Temp Closed: 0 | 0 | 0 | 0 | 13901-097-008218 | PORT OIL CO INC
25554 | Currently in Use |  | 1987-01-01 |  | Petroleum | Unleaded gasoline | Unleaded gasoline | Retail | Fiberglass reinforced plastic, Single Wall | Single Wall |  |  | Fiberglass reinforced plastic, Single Wall |  | 1901-01-01 |  | Catchment Basin, Single walled catchment basin | Automatic shutoff device At 95% full, Flow Rest 90% Full | Flow Rest 90% Full |  |  | Automatic Tank Gauge |  | Automatic flow restrictor (MLLD) | Automatic flow restrictor (MLLD) |  |  | Annual line testing | Annual line testing |  | UST Currently In Use: 2; UST Temp Close: 0; AST Currently In Use: 0; AST Temp Closed: 0 | 2 | 0 | 1 | 21219-097-013567 | SAHORI PROPERTIES LLC
25555 | Currently in Use |  | 1987-01-01 |  | Petroleum | Premium gasoline | Premium gasoline | Retail | Fiberglass reinforced plastic, Single Wall | Single Wall |  |  | Fiberglass reinforced plastic, Single Wall |  | 1901-01-01 |  | Catchment Basin, Single walled catchment basin | Automatic shutoff device At 95% full, Flow Rest 90% Full | Flow Rest 90% Full |  |  | Automatic Tank Gauge |  | Automatic flow restrictor (MLLD) | Automatic flow restrictor (MLLD) |  |  | Annual line testing | Annual line testing |  | UST Currently In Use: 2; UST Temp Close: 0; AST Currently In Use: 0; AST Temp Closed: 0 | 2 | 0 | 1 | 21219-097-013567 | SAHORI PROPERTIES LLC
25556 | Permanently Closed | 2013-05-01 | 1987-01-01 |  | Petroleum | Premium gasoline | Premium gasoline | Retail | Fiberglass reinforced plastic | Fiberglass reinforced plastic |  |  | Fiberglass reinforced plastic |  | 1901-01-01 |  | Catchment Basin, Single walled catchment basin | Flow Rest 90% Full | Flow Rest 90% Full |  |  | Automatic Tank Gauge | [5 empty] | Annual line testing | Annual line testing |  | UST Currently In Use: 2; UST Temp Close: 0; AST Currently In Use: 0; AST Temp Closed: 0 | 2 | 0 | 1 | 21219-097-013567 | SAHORI PROPERTIES LLC
25557 | Permanently Closed | 2010-10-24 | 1986-01-01 | 2019-10-24 | Petroleum | Unleaded gasoline | Unleaded gasoline | Retail, State/Federal Government | Fiberglass reinforced plastic | Fiberglass reinforced plastic |  |  | Fiberglass reinforced plastic |  | 1901-01-01 |  | Catchment Basin, Single walled catchment basin | Flow Rest 90% Full | Flow Rest 90% Full |  |  | Continuous Automatic Tank Gauge |  | Automatic flow restrictor (MLLD) | Automatic flow restrictor (MLLD) |  |  | Annual line testing | Annual line testing |  | UST Currently In Use: 0; UST Temp Close: 0; AST Currently In Use: 0; AST Temp Closed: 0 | 0 | 0 | 3 | 25118-097-014263 | ALA DEPT OF TRANSPORTATION - SW REG
25558 | Permanently Closed | 2017-07-01 | 1986-01-01 | 2019-10-24 | Petroleum | On road diesel | On road diesel | Retail, State/Federal Government | Fiberglass reinforced plastic | Fiberglass reinforced plastic |  |  | Fiberglass reinforced plastic |  | 1901-01-01 |  | Catchment Basin, Single walled catchment basin | Flow Rest 90% Full | Flow Rest 90% Full |  |  | Continuous Automatic Tank Gauge |  | Automatic flow restrictor (MLLD) | Automatic flow restrictor (MLLD) |  |  | Annual line testing | Annual line testing |  | UST Currently In Use: 0; UST Temp Close: 0; AST Currently In Use: 0; AST Temp Closed: 0 | 0 | 0 | 3 | 25118-097-014263 | ALA DEPT OF TRANSPORTATION - SW REG
25559 | Permanently Closed | 2017-07-01 | 1986-01-01 | 2019-10-24 | Petroleum | Premium gasoline | Premium gasoline | Retail, State/Federal Government | Fiberglass reinforced plastic | Fiberglass reinforced plastic |  |  | Fiberglass reinforced plastic |  | 1901-01-01 |  | Catchment Basin, Single walled catchment basin | Flow Rest 90% Full | Flow Rest 90% Full |  |  | Continuous Automatic Tank Gauge |  | Automatic flow restrictor (MLLD) | Automatic flow restrictor (MLLD) |  |  | Annual line testing | Annual line testing |  | UST Currently In Use: 0; UST Temp Close: 0; AST Currently In Use: 0; AST Temp Closed: 0 | 0 | 0 | 3 | 25118-097-014263 | ALA DEPT OF TRANSPORTATION - SW REG
25561 | Currently in Use |  | 1976-01-01 |  | Petroleum | Unleaded gasoline | Unleaded gasoline | Retail | Steel | Steel | Field installed cathodic protection |  | Fiberglass reinforced plastic |  |  |  | Catchment Basin, Single walled catchment basin | Automatic shutoff device At 95% full | Automatic shutoff device At 95% full |  |  | Automatic Tank Gauge |  | Automatic flow restrictor (MLLD), Containment Sump | Containment Sump |  |  | Annual line testing | Annual line testing |  | UST Currently In Use: 5; UST Temp Close: 0; AST Currently In Use: 0; AST Temp Closed: 0 | 5 | 0 | 0 | 17690-129-008213 | MERRITT AND WALDING PROPERTIES
25562 | Currently in Use |  | 1976-01-01 |  | Petroleum | Mid-grade gasoline | Mid-grade gasoline | Retail | Steel | Steel | Field installed cathodic protection |  | Fiberglass reinforced plastic |  |  |  | Catchment Basin, Single walled catchment basin | Automatic shutoff device At 95% full | Automatic shutoff device At 95% full |  |  | Automatic Tank Gauge |  | Automatic flow restrictor (MLLD), Containment Sump | Containment Sump |  |  | Annual line testing | Annual line testing |  | UST Currently In Use: 5; UST Temp Close: 0; AST Currently In Use: 0; AST Temp Closed: 0 | 5 | 0 | 0 | 17690-129-008213 | MERRITT AND WALDING PROPERTIES
25563 | Currently in Use |  | 1976-01-01 |  | Petroleum | On road diesel | On road diesel | Retail | Steel | Steel | Field installed cathodic protection |  | Fiberglass reinforced plastic |  |  |  | Catchment Basin, Single walled catchment basin | Automatic shutoff device At 95% full | Automatic shutoff device At 95% full |  |  | Automatic Tank Gauge |  | Automatic flow restrictor (MLLD), Containment Sump | Containment Sump |  |  | Annual line testing | Annual line testing |  | UST Currently In Use: 5; UST Temp Close: 0; AST Currently In Use: 0; AST Temp Closed: 0 | 5 | 0 | 0 | 17690-129-008213 | MERRITT AND WALDING PROPERTIES
25564 | Currently in Use |  | 1976-01-01 |  | Petroleum | Premium gasoline | Premium gasoline | Retail | Steel | Steel | Field installed cathodic protection |  | Fiberglass reinforced plastic |  |  |  | Catchment Basin, Single walled catchment basin | Automatic shutoff device At 95% full | Automatic shutoff device At 95% full |  |  | Automatic Tank Gauge |  | Automatic flow restrictor (MLLD), Containment Sump | Containment Sump |  |  | Annual line testing | Annual line testing |  | UST Currently In Use: 5; UST Temp Close: 0; AST Currently In Use: 0; AST Temp Closed: 0 | 5 | 0 | 0 | 17690-129-008213 | MERRITT AND WALDING PROPERTIES
25565 | Currently in Use |  | 1976-01-01 |  | Petroleum | On road diesel | On road diesel | Retail | Steel | Steel | Field installed cathodic protection |  | Fiberglass reinforced plastic |  |  | Other, ISOLA FLEX | Catchment Basin, Single walled catchment basin | Automatic shutoff device At 95% full | Automatic shutoff device At 95% full |  |  | Automatic Tank Gauge | [8 empty] | UST Currently In Use: 5; UST Temp Close: 0; AST Currently In Use: 0; AST Temp Closed: 0 | 5 | 0 | 0 | 17690-129-008213 | MERRITT AND WALDING PROPERTIES
25566 | Permanently Closed | 1999-01-14 | 1981-01-01 | 2001-01-22 | Petroleum | Unleaded gasoline | Unleaded gasoline |  | Steel | Steel |  | Painted or None | Steel |  | 1901-01-01 | [12 empty] | Annual line testing | Annual line testing |  | UST Currently In Use: 0; UST Temp Close: 0; AST Currently In Use: 0; AST Temp Closed: 0 | 0 | 0 | 2 | 17697-129-008215 | PELICAN ENTERPRISES
25567 | Permanently Closed | 1999-01-14 | 1981-01-01 | 2001-01-22 | Petroleum | Unleaded gasoline | Unleaded gasoline |  | Steel | Steel |  | Painted or None | Steel |  | 1901-01-01 | [12 empty] | Annual line testing | Annual line testing |  | UST Currently In Use: 0; UST Temp Close: 0; AST Currently In Use: 0; AST Temp Closed: 0 | 0 | 0 | 2 | 17697-129-008215 | PELICAN ENTERPRISES
25568 | Permanently Closed | 1998-12-01 | 1980-01-01 | 2000-02-03 | Petroleum | Unleaded gasoline | Unleaded gasoline | Retail | Steel | Steel |  | Painted or None | Steel |  | 1901-01-01 | [6 empty] | Statistical Inventory Reconciliation (SIR) | [8 empty] | UST Currently In Use: 0; UST Temp Close: 0; AST Currently In Use: 0; AST Temp Closed: 0 | 0 | 0 | 3 | 13971-031-002433 | HEATH ENTERPRISE INC
25569 | Permanently Closed | 1998-12-01 | 1980-01-01 | 2000-02-03 | Petroleum | Unleaded gasoline | Unleaded gasoline | Retail | Steel | Steel |  | Painted or None | Steel |  | 1901-01-01 | [6 empty] | Statistical Inventory Reconciliation (SIR) | [8 empty] | UST Currently In Use: 0; UST Temp Close: 0; AST Currently In Use: 0; AST Temp Closed: 0 | 0 | 0 | 3 | 13971-031-002433 | HEATH ENTERPRISE INC
25570 | Permanently Closed | 1994-01-01 | 1980-01-01 | 1995-06-01 | Petroleum | Unleaded gasoline | Unleaded gasoline | Retail | Steel | Steel |  | Painted or None | Steel |  | 1901-01-01 | [15 empty] | UST Currently In Use: 0; UST Temp Close: 0; AST Currently In Use: 0; AST Temp Closed: 0 | 0 | 0 | 3 | 13971-031-002433 | HEATH ENTERPRISE INC
25571 | Permanently Closed | 2003-02-25 | 1979-01-01 | 2003-02-25 | Petroleum | Unleaded gasoline | Unleaded gasoline | Retail | Steel | Steel | Field installed cathodic protection |  | Steel |  | 1901-01-01 | Field installed cathodic protection | Catchment Basin, Single walled catchment basin | Automatic shutoff device At 95% full | Automatic shutoff device At 95% full |  |  | Statistical Inventory Reconciliation (SIR) | [5 empty] | Statistical inventory reconciliation (SIR) | Statistical inventory reconciliation (SIR) |  | UST Currently In Use: 0; UST Temp Close: 0; AST Currently In Use: 0; AST Temp Closed: 0 | 0 | 0 | 11 | 22914-031-002434 | WESTGATE CORNER
25573 | Permanently Closed | 2003-02-25 | 1979-01-01 | 2003-02-25 | Petroleum | Mid-grade gasoline | Mid-grade gasoline | Retail | Steel | Steel | Field installed cathodic protection |  | Steel |  | 1901-01-01 | Field installed cathodic protection | Catchment Basin, Single walled catchment basin | Automatic shutoff device At 95% full | Automatic shutoff device At 95% full |  |  | Statistical Inventory Reconciliation (SIR) | [5 empty] | Statistical inventory reconciliation (SIR) | Statistical inventory reconciliation (SIR) |  | UST Currently In Use: 0; UST Temp Close: 0; AST Currently In Use: 0; AST Temp Closed: 0 | 0 | 0 | 11 | 22914-031-002434 | WESTGATE CORNER
25574 | Permanently Closed | 2003-02-25 | 1979-01-01 | 2003-02-25 | Petroleum | Mid-grade gasoline | Mid-grade gasoline | Retail | Steel | Steel | Field installed cathodic protection |  | Steel |  | 1901-01-01 | Field installed cathodic protection | Catchment Basin, Single walled catchment basin | Automatic shutoff device At 95% full | Automatic shutoff device At 95% full |  |  | Statistical Inventory Reconciliation (SIR) | [5 empty] | Statistical inventory reconciliation (SIR) | Statistical inventory reconciliation (SIR) |  | UST Currently In Use: 0; UST Temp Close: 0; AST Currently In Use: 0; AST Temp Closed: 0 | 0 | 0 | 11 | 22914-031-002434 | WESTGATE CORNER
25576 | Permanently Closed | 1996-08-01 | 1979-01-01 |  | Petroleum | Unleaded gasoline | Unleaded gasoline | Retail | Steel | Steel |  | Painted or None | Steel |  | 1901-01-01 | [6 empty] | Statistical Inventory Reconciliation (SIR) | [5 empty] | Statistical inventory reconciliation (SIR) | Statistical inventory reconciliation (SIR) |  | UST Currently In Use: 0; UST Temp Close: 0; AST Currently In Use: 0; AST Temp Closed: 0 | 0 | 0 | 11 | 22914-031-002434 | WESTGATE CORNER
25577 | Permanently Closed | 2003-02-25 | 1979-01-01 | 2003-02-25 | Petroleum | On road diesel | On road diesel | Retail | Steel | Steel | Field installed cathodic protection |  | Steel |  | 1901-01-01 | Field installed cathodic protection | Catchment Basin, Single walled catchment basin | Automatic shutoff device At 95% full | Automatic shutoff device At 95% full |  |  | Statistical Inventory Reconciliation (SIR) | [5 empty] | Statistical inventory reconciliation (SIR) | Statistical inventory reconciliation (SIR) |  | UST Currently In Use: 0; UST Temp Close: 0; AST Currently In Use: 0; AST Temp Closed: 0 | 0 | 0 | 11 | 22914-031-002434 | WESTGATE CORNER
25578 | Permanently Closed | 2003-02-25 | 1979-01-01 | 2003-02-25 | Petroleum | Unleaded gasoline | Unleaded gasoline | Retail | Steel | Steel | Field installed cathodic protection |  | Steel |  | 1901-01-01 | Field installed cathodic protection | Catchment Basin, Single walled catchment basin | Automatic shutoff device At 95% full | Automatic shutoff device At 95% full |  |  | Statistical Inventory Reconciliation (SIR) | [5 empty] | Statistical inventory reconciliation (SIR) | Statistical inventory reconciliation (SIR) |  | UST Currently In Use: 0; UST Temp Close: 0; AST Currently In Use: 0; AST Temp Closed: 0 | 0 | 0 | 11 | 22914-031-002434 | WESTGATE CORNER
25579 | Permanently Closed | 2003-02-25 | 1979-01-01 | 2003-02-25 | Petroleum | Premium gasoline | Premium gasoline | Retail | Steel | Steel | Field installed cathodic protection |  | Steel |  | 1901-01-01 |  | Catchment Basin, Single walled catchment basin | Automatic shutoff device At 95% full | Automatic shutoff device At 95% full |  |  | Statistical Inventory Reconciliation (SIR) | [5 empty] | Statistical inventory reconciliation (SIR) | Statistical inventory reconciliation (SIR) |  | UST Currently In Use: 0; UST Temp Close: 0; AST Currently In Use: 0; AST Temp Closed: 0 | 0 | 0 | 11 | 22914-031-002434 | WESTGATE CORNER
25581 | Permanently Closed | 1993-12-31 | 1981-01-01 | 1996-04-23 | Petroleum | On road diesel | On road diesel | Retail | Steel | Steel |  | Painted or None | Steel |  | 1901-01-01 | [15 empty] | UST Currently In Use: 0; UST Temp Close: 0; AST Currently In Use: 0; AST Temp Closed: 0 | 0 | 0 | 3 | 17400-031-002435 | HOWARD LASSITER
25582 | Permanently Closed | 1993-12-31 | 1981-01-01 | 1996-04-23 | Petroleum | Unleaded gasoline | Unleaded gasoline | Retail | Steel | Steel |  | Painted or None | Steel |  | 1901-01-01 | [15 empty] | UST Currently In Use: 0; UST Temp Close: 0; AST Currently In Use: 0; AST Temp Closed: 0 | 0 | 0 | 3 | 17400-031-002435 | HOWARD LASSITER
25583 | Permanently Closed | 1993-12-31 | 1981-01-01 | 1996-04-23 | Petroleum | Unleaded gasoline | Unleaded gasoline | Retail | Steel | Steel |  | Painted or None | Steel |  | 1901-01-01 | [15 empty] | UST Currently In Use: 0; UST Temp Close: 0; AST Currently In Use: 0; AST Temp Closed: 0 | 0 | 0 | 3 | 17400-031-002435 | HOWARD LASSITER
25584 | Permanently Closed | 1995-06-02 | 1977-01-01 | 1995-06-02 | Petroleum | Unleaded gasoline | Unleaded gasoline | Retail | Steel | Steel |  | Painted or None | Steel |  | 1901-01-01 | [15 empty] | UST Currently In Use: 0; UST Temp Close: 0; AST Currently In Use: 7; AST Temp Closed: 0 | 0 | 0 | 2 | 12409-031-002436 | Tim Shirley
25585 | Permanently Closed | 1995-06-02 | 1980-01-01 | 1995-06-02 | Petroleum | On road diesel | On road diesel | Retail | Steel | Steel |  | Painted or None | Steel |  | 1901-01-01 | [15 empty] | UST Currently In Use: 0; UST Temp Close: 0; AST Currently In Use: 7; AST Temp Closed: 0 | 0 | 0 | 2 | 12409-031-002436 | Tim Shirley
25586 | Currently in Use |  | 1979-01-01 |  | Petroleum | Unleaded gasoline | Unleaded gasoline | Retail | Steel | Steel | Field installed cathodic protection | Painted or None | Steel |  | 1901-01-01 | Field installed cathodic protection | Catchment Basin, Single walled catchment basin | Automatic shutoff device At 95% full | Automatic shutoff device At 95% full |  |  | Statistical Inventory Reconciliation (SIR) | [8 empty] | UST Currently In Use: 3; UST Temp Close: 0; AST Currently In Use: 0; AST Temp Closed: 0 | 3 | 0 | 0 | 23269-031-002437 | DENNIS LAWFORD
25587 | Currently in Use |  | 1979-01-01 |  | Petroleum | Unleaded gasoline | Unleaded gasoline | Retail | Steel | Steel | Field installed cathodic protection | Painted or None | Steel |  | 1901-01-01 | Field installed cathodic protection | Catchment Basin, Single walled catchment basin | Automatic shutoff device At 95% full | Automatic shutoff device At 95% full |  |  | Statistical Inventory Reconciliation (SIR) | [8 empty] | UST Currently In Use: 3; UST Temp Close: 0; AST Currently In Use: 0; AST Temp Closed: 0 | 3 | 0 | 0 | 23269-031-002437 | DENNIS LAWFORD
25588 | Currently in Use |  | 1979-01-01 |  | Petroleum | Unleaded gasoline | Unleaded gasoline | Retail | Steel | Steel | Field installed cathodic protection | Painted or None | Steel |  | 1901-01-01 | Field installed cathodic protection | Catchment Basin, Single walled catchment basin | Automatic shutoff device At 95% full | Automatic shutoff device At 95% full |  |  | Statistical Inventory Reconciliation (SIR) | [8 empty] | UST Currently In Use: 3; UST Temp Close: 0; AST Currently In Use: 0; AST Temp Closed: 0 | 3 | 0 | 0 | 23269-031-002437 | DENNIS LAWFORD
25589 | Permanently Closed | 1992-03-19 | 1979-01-01 | 1992-03-19 | Petroleum | Unleaded gasoline | Unleaded gasoline |  | Steel | Steel |  | Painted or None | Steel |  | 1901-01-01 | [15 empty] | UST Currently In Use: 0; UST Temp Close: 0; AST Currently In Use: 0; AST Temp Closed: 0 | 0 | 0 | 3 | 17783-031-002438 | FIRST BAPTIST CHURCH /TRUSTEES
25590 | Permanently Closed | 1992-03-19 | 1979-01-01 | 1992-03-19 | Petroleum | Unleaded gasoline | Unleaded gasoline |  | Steel | Steel |  | Painted or None | Steel |  | 1901-01-01 | [15 empty] | UST Currently In Use: 0; UST Temp Close: 0; AST Currently In Use: 0; AST Temp Closed: 0 | 0 | 0 | 3 | 17783-031-002438 | FIRST BAPTIST CHURCH /TRUSTEES
25591 | Permanently Closed | 1992-03-19 | 1979-01-01 | 1992-03-19 | Petroleum | Unleaded gasoline | Unleaded gasoline |  | Steel | Steel |  | Painted or None | Steel |  | 1901-01-01 | [15 empty] | UST Currently In Use: 0; UST Temp Close: 0; AST Currently In Use: 0; AST Temp Closed: 0 | 0 | 0 | 3 | 17783-031-002438 | FIRST BAPTIST CHURCH /TRUSTEES
25592 | Permanently Closed | 1994-02-08 | 1978-01-01 | 1994-02-08 | Petroleum | Unleaded gasoline | Unleaded gasoline |  | Steel | Steel |  | Painted or None | Steel |  | 1901-01-01 | [15 empty] | UST Currently In Use: 0; UST Temp Close: 0; AST Currently In Use: 0; AST Temp Closed: 0 | 0 | 0 | 3 | 13971-031-002439 | HEATH ENTERPRISE INC
25593 | Permanently Closed | 1994-02-08 | 1978-01-01 | 1994-02-08 | Petroleum | Unleaded gasoline | Unleaded gasoline |  | Steel | Steel |  | Painted or None | Steel |  | 1901-01-01 | [15 empty] | UST Currently In Use: 0; UST Temp Close: 0; AST Currently In Use: 0; AST Temp Closed: 0 | 0 | 0 | 3 | 13971-031-002439 | HEATH ENTERPRISE INC
25594 | Permanently Closed | 1994-02-08 | 1978-01-01 | 1994-02-08 | Petroleum | Unleaded gasoline | Unleaded gasoline |  | Steel | Steel |  | Painted or None | Steel |  | 1901-01-01 | [15 empty] | UST Currently In Use: 0; UST Temp Close: 0; AST Currently In Use: 0; AST Temp Closed: 0 | 0 | 0 | 3 | 13971-031-002439 | HEATH ENTERPRISE INC
25595 | Cannot Locate or abandoned | 2003-02-11 | 1981-01-01 |  | Petroleum | Unleaded gasoline | Unleaded gasoline | Retail | Steel | Steel | Field installed cathodic protection |  | Steel |  | 1901-01-01 | Field installed cathodic protection | Catchment Basin, Single walled catchment basin | Automatic shutoff device At 95% full | Automatic shutoff device At 95% full | [11 empty] | UST Currently In Use: 0; UST Temp Close: 0; AST Currently In Use: 0; AST Temp Closed: 0 | 0 | 0 | 0 | 20733-031-002441 | THOMAS DIXIE DANDY
25596 | Cannot Locate or abandoned | 2003-02-11 | 1981-01-01 |  | Petroleum | Unleaded gasoline | Unleaded gasoline | Retail | Steel | Steel | Field installed cathodic protection |  | Steel |  | 1901-01-01 | Field installed cathodic protection | Catchment Basin, Single walled catchment basin | Automatic shutoff device At 95% full | Automatic shutoff device At 95% full | [11 empty] | UST Currently In Use: 0; UST Temp Close: 0; AST Currently In Use: 0; AST Temp Closed: 0 | 0 | 0 | 0 | 20733-031-002441 | THOMAS DIXIE DANDY
25597 | Cannot Locate or abandoned | 2003-02-11 | 1981-01-01 |  | Petroleum | Unleaded gasoline | Unleaded gasoline | Retail | Steel | Steel | Field installed cathodic protection |  | Steel |  | 1901-01-01 | Field installed cathodic protection | Catchment Basin, Single walled catchment basin | Automatic shutoff device At 95% full | Automatic shutoff device At 95% full | [11 empty] | UST Currently In Use: 0; UST Temp Close: 0; AST Currently In Use: 0; AST Temp Closed: 0 | 0 | 0 | 0 | 20733-031-002441 | THOMAS DIXIE DANDY
25598 | Permanently Closed | 2002-04-01 | 1983-01-01 | 2002-04-01 | Petroleum | Unleaded gasoline | Unleaded gasoline | Retail | Steel | Steel | Field installed cathodic protection |  | Steel |  | 1901-01-01 | Field installed cathodic protection | Catchment Basin, Single walled catchment basin | Flow Rest 90% Full | Flow Rest 90% Full |  |  | Statistical Inventory Reconciliation (SIR) | [8 empty] | UST Currently In Use: 0; UST Temp Close: 0; AST Currently In Use: 0; AST Temp Closed: 0 | 0 | 0 | 3 | 20735-045-002440 | BROWN SERVICE STATION
25599 | Permanently Closed | 2002-04-01 | 1979-01-01 | 2002-04-01 | Petroleum | Unleaded gasoline | Unleaded gasoline | Retail | Steel | Steel | Field installed cathodic protection |  | Steel |  | 1901-01-01 | Field installed cathodic protection | Catchment Basin, Single walled catchment basin | Flow Rest 90% Full | Flow Rest 90% Full |  |  | Statistical Inventory Reconciliation (SIR) | [8 empty] | UST Currently In Use: 0; UST Temp Close: 0; AST Currently In Use: 0; AST Temp Closed: 0 | 0 | 0 | 3 | 20735-045-002440 | BROWN SERVICE STATION
25600 | Permanently Closed | 2002-04-01 | 1979-01-01 | 2002-04-01 | Petroleum | Unleaded gasoline | Unleaded gasoline | Retail | Steel | Steel | Field installed cathodic protection |  | Steel |  | 1901-01-01 | Field installed cathodic protection | Catchment Basin, Single walled catchment basin | Flow Rest 90% Full | Flow Rest 90% Full |  |  | Statistical Inventory Reconciliation (SIR) | [8 empty] | UST Currently In Use: 0; UST Temp Close: 0; AST Currently In Use: 0; AST Temp Closed: 0 | 0 | 0 | 3 | 20735-045-002440 | BROWN SERVICE STATION
25601 | Permanently Closed | 1901-01-01 | 1958-01-01 | 1987-08-01 | Petroleum | Unleaded gasoline | Unleaded gasoline |  | Steel | Steel |  | Painted or None | Steel |  | 1901-01-01 | [15 empty] | UST Currently In Use: 0; UST Temp Close: 0; AST Currently In Use: 0; AST Temp Closed: 0 | 0 | 0 | 5 | 13974-017-012518 | R G HILL OIL CO INC
25602 | Permanently Closed | 1901-01-01 | 1972-01-01 | 1987-08-01 | Petroleum | Unleaded gasoline | Unleaded gasoline |  | Steel | Steel |  | Painted or None | Steel |  | 1901-01-01 | [15 empty] | UST Currently In Use: 0; UST Temp Close: 0; AST Currently In Use: 0; AST Temp Closed: 0 | 0 | 0 | 5 | 13974-017-012518 | R G HILL OIL CO INC
25603 | Permanently Closed | 1901-01-01 | 1958-01-01 | 1987-08-01 | Petroleum | Unleaded gasoline | Unleaded gasoline |  | Steel | Steel |  | Painted or None | Steel |  | 1901-01-01 | [15 empty] | UST Currently In Use: 0; UST Temp Close: 0; AST Currently In Use: 0; AST Temp Closed: 0 | 0 | 0 | 5 | 13974-017-012518 | R G HILL OIL CO INC
25604 | Permanently Closed | 1901-01-01 | 1958-01-01 | 1987-08-01 | Petroleum | On road diesel | On road diesel |  | Steel | Steel |  | Painted or None | Steel |  | 1901-01-01 | [15 empty] | UST Currently In Use: 0; UST Temp Close: 0; AST Currently In Use: 0; AST Temp Closed: 0 | 0 | 0 | 5 | 13974-017-012518 | R G HILL OIL CO INC
25605 | Permanently Closed | 1901-01-01 | 1982-01-01 | 1987-08-01 | Petroleum | Kerosene | Kerosene |  | Steel | Steel | Coated & cathodic protection (sti-P3) |  | Steel |  | 1901-01-01 | [15 empty] | UST Currently In Use: 0; UST Temp Close: 0; AST Currently In Use: 0; AST Temp Closed: 0 | 0 | 0 | 5 | 13974-017-012518 | R G HILL OIL CO INC
25606 | Permanently Closed | 1901-01-01 | 1960-01-01 | 1988-01-01 | Petroleum | Unleaded gasoline | Unleaded gasoline |  | Steel | Steel |  |  | Steel |  | 1901-01-01 | [6 empty] | Statistical Inventory Reconciliation (SIR) | [8 empty] | UST Currently In Use: 0; UST Temp Close: 0; AST Currently In Use: 0; AST Temp Closed: 0 | 0 | 0 | 10 | 23227-017-012773 | YELDRIG PARTNERS OF AL LLC
25607 | Permanently Closed | 1901-01-01 | 1974-01-01 | 1988-01-01 | Petroleum | Unleaded gasoline | Unleaded gasoline |  | Fiberglass reinforced plastic | Fiberglass reinforced plastic |  |  |  |  | 1901-01-01 | [15 empty] | UST Currently In Use: 0; UST Temp Close: 0; AST Currently In Use: 0; AST Temp Closed: 0 | 0 | 0 | 10 | 23227-017-012773 | YELDRIG PARTNERS OF AL LLC
25608 | Permanently Closed | 1901-01-01 | 1960-01-01 | 1988-01-01 | Petroleum | Unleaded gasoline | Unleaded gasoline |  | Steel | Steel |  |  | Steel |  | 1901-01-01 | [15 empty] | UST Currently In Use: 0; UST Temp Close: 0; AST Currently In Use: 0; AST Temp Closed: 0 | 0 | 0 | 10 | 23227-017-012773 | YELDRIG PARTNERS OF AL LLC
25609 | Permanently Closed | 1901-01-01 | 1960-01-01 | 1988-01-01 | Petroleum | Used oil | Used oil |  | Steel | Steel |  |  | Steel |  | 1901-01-01 | [15 empty] | UST Currently In Use: 0; UST Temp Close: 0; AST Currently In Use: 0; AST Temp Closed: 0 | 0 | 0 | 10 | 23227-017-012773 | YELDRIG PARTNERS OF AL LLC
25610 | Permanently Closed | 1901-01-01 | 1971-01-01 | 1988-01-01 | Petroleum | Used oil | Used oil |  | Steel | Steel |  |  | Steel |  | 1901-01-01 | [15 empty] | UST Currently In Use: 0; UST Temp Close: 0; AST Currently In Use: 0; AST Temp Closed: 0 | 0 | 0 | 10 | 23227-017-012773 | YELDRIG PARTNERS OF AL LLC
25611 | Permanently Closed | 2008-08-15 | 1988-01-01 | 2009-04-01 | Petroleum | Premium gasoline | Premium gasoline | Retail | Steel | Steel | Coated & cathodic protection (sti-P3) |  | Fiberglass reinforced plastic |  |  |  | Catchment Basin, Single walled catchment basin | Flow Rest 90% Full | Flow Rest 90% Full |  |  | Continuous Automatic Tank Gauge, Statistical Inventory Reconciliation (SIR) | [5 empty] | Statistical inventory reconciliation (SIR) | Statistical inventory reconciliation (SIR) |  | UST Currently In Use: 0; UST Temp Close: 0; AST Currently In Use: 0; AST Temp Closed: 0 | 0 | 0 | 10 | 23227-017-012773 | YELDRIG PARTNERS OF AL LLC
25612 | Permanently Closed | 2008-08-15 | 1988-01-01 | 2009-04-01 | Petroleum | Mid-grade gasoline | Mid-grade gasoline | Retail | Steel | Steel | Coated & cathodic protection (sti-P3) |  | Fiberglass reinforced plastic |  |  |  | Catchment Basin, Single walled catchment basin | Flow Rest 90% Full | Flow Rest 90% Full |  |  | Continuous Automatic Tank Gauge, Statistical Inventory Reconciliation (SIR) | [5 empty] | Statistical inventory reconciliation (SIR) | Statistical inventory reconciliation (SIR) |  | UST Currently In Use: 0; UST Temp Close: 0; AST Currently In Use: 0; AST Temp Closed: 0 | 0 | 0 | 10 | 23227-017-012773 | YELDRIG PARTNERS OF AL LLC
25613 | Permanently Closed | 2008-08-15 | 1988-01-01 | 2009-04-01 | Petroleum | Unleaded gasoline | Unleaded gasoline | Retail | Steel | Steel | Coated & cathodic protection (sti-P3) |  | Fiberglass reinforced plastic |  |  |  | Catchment Basin, Single walled catchment basin | Flow Rest 90% Full | Flow Rest 90% Full |  |  | Continuous Automatic Tank Gauge, Statistical Inventory Reconciliation (SIR) | [5 empty] | Statistical inventory reconciliation (SIR) | Statistical inventory reconciliation (SIR) |  | UST Currently In Use: 0; UST Temp Close: 0; AST Currently In Use: 0; AST Temp Closed: 0 | 0 | 0 | 10 | 23227-017-012773 | YELDRIG PARTNERS OF AL LLC
25614 | Permanently Closed | 2008-08-15 | 1988-01-01 | 2009-04-01 | Petroleum | On road diesel | On road diesel | Retail | Steel | Steel | Coated & cathodic protection (sti-P3) |  | Fiberglass reinforced plastic |  |  |  | Catchment Basin, Single walled catchment basin | Flow Rest 90% Full | Flow Rest 90% Full |  |  | Continuous Automatic Tank Gauge, Statistical Inventory Reconciliation (SIR) | [5 empty] | Statistical inventory reconciliation (SIR) | Statistical inventory reconciliation (SIR) |  | UST Currently In Use: 0; UST Temp Close: 0; AST Currently In Use: 0; AST Temp Closed: 0 | 0 | 0 | 10 | 23227-017-012773 | YELDRIG PARTNERS OF AL LLC
25615 | Permanently Closed | 2008-08-15 | 1988-01-01 | 2009-04-01 | Petroleum | Kerosene | Kerosene | Retail | Steel | Steel | Coated & cathodic protection (sti-P3) |  | Fiberglass reinforced plastic |  |  |  | Catchment Basin, Single walled catchment basin | Flow Rest 90% Full | Flow Rest 90% Full |  |  | Continuous Automatic Tank Gauge, Statistical Inventory Reconciliation (SIR) | [8 empty] | UST Currently In Use: 0; UST Temp Close: 0; AST Currently In Use: 0; AST Temp Closed: 0 | 0 | 0 | 10 | 23227-017-012773 | YELDRIG PARTNERS OF AL LLC
25616 | Permanently Closed | 1995-12-22 | 1965-01-01 | 1995-12-22 | Petroleum | Unleaded gasoline | Unleaded gasoline | Retail | Steel | Steel |  | Painted or None | Steel |  | 1901-01-01 | [6 empty] | Statistical Inventory Reconciliation (SIR) | [8 empty] | UST Currently In Use: 1; UST Temp Close: 0; AST Currently In Use: 0; AST Temp Closed: 0 | 1 | 0 | 4 | 22888-081-004925 | PREM PROPERTIES LLC
25617 | Permanently Closed | 1995-12-22 | 1965-01-01 | 1995-12-22 | Petroleum | Unleaded gasoline | Unleaded gasoline | Retail | Steel | Steel |  | Painted or None | Steel |  | 1901-01-01 | [6 empty] | Statistical Inventory Reconciliation (SIR) | [8 empty] | UST Currently In Use: 1; UST Temp Close: 0; AST Currently In Use: 0; AST Temp Closed: 0 | 1 | 0 | 4 | 22888-081-004925 | PREM PROPERTIES LLC
25618 | Permanently Closed | 1995-12-22 | 1965-01-01 | 1995-12-22 | Petroleum | Unleaded gasoline | Unleaded gasoline | Retail | Steel | Steel |  | Painted or None | Steel |  | 1901-01-01 | [6 empty] | Statistical Inventory Reconciliation (SIR) | [8 empty] | UST Currently In Use: 1; UST Temp Close: 0; AST Currently In Use: 0; AST Temp Closed: 0 | 1 | 0 | 4 | 22888-081-004925 | PREM PROPERTIES LLC
25619 | Permanently Closed | 1995-12-22 | 1981-01-01 | 1995-12-22 | Petroleum | Kerosene | Kerosene | Retail | Steel | Steel |  | Painted or None | Steel |  | 1901-01-01 | [6 empty] | Statistical Inventory Reconciliation (SIR) | [8 empty] | UST Currently In Use: 1; UST Temp Close: 0; AST Currently In Use: 0; AST Temp Closed: 0 | 1 | 0 | 4 | 22888-081-004925 | PREM PROPERTIES LLC
25620 | Permanently Closed | 1990-11-01 | 1971-01-01 | 1993-06-28 | Petroleum | Unleaded gasoline | Unleaded gasoline | Retail | Steel | Steel |  | Painted or None | Steel |  | 1901-01-01 | [15 empty] | UST Currently In Use: 0; UST Temp Close: 0; AST Currently In Use: 0; AST Temp Closed: 0 | 0 | 0 | 3 | 13974-081-009885 | R G HILL OIL CO INC
25621 | Permanently Closed | 1990-11-01 | 1971-01-01 | 1993-06-28 | Petroleum | Unleaded gasoline | Unleaded gasoline | Retail | Steel | Steel |  | Painted or None | Steel |  | 1901-01-01 | [15 empty] | UST Currently In Use: 0; UST Temp Close: 0; AST Currently In Use: 0; AST Temp Closed: 0 | 0 | 0 | 3 | 13974-081-009885 | R G HILL OIL CO INC
25622 | Permanently Closed | 1990-11-01 | 1971-01-01 | 1993-06-28 | Petroleum | Unleaded gasoline | Unleaded gasoline | Retail | Steel | Steel |  | Painted or None | Steel |  | 1901-01-01 | [15 empty] | UST Currently In Use: 0; UST Temp Close: 0; AST Currently In Use: 0; AST Temp Closed: 0 | 0 | 0 | 3 | 13974-081-009885 | R G HILL OIL CO INC
25623 | Permanently Closed | 1989-11-30 | 1968-01-01 | 1989-12-01 | Petroleum | Unleaded gasoline | Unleaded gasoline |  | Steel | Steel |  |  | Steel |  | 1901-01-01 | [15 empty] | UST Currently In Use: 0; UST Temp Close: 0; AST Currently In Use: 0; AST Temp Closed: 0 | 0 | 0 | 2 | 13974-087-009886 | R G HILL OIL CO INC
25624 | Permanently Closed | 1989-11-30 | 1968-01-01 | 1989-12-01 | Petroleum | Unleaded gasoline | Unleaded gasoline |  | Steel | Steel |  |  | Steel |  | 1901-01-01 | [15 empty] | UST Currently In Use: 0; UST Temp Close: 0; AST Currently In Use: 0; AST Temp Closed: 0 | 0 | 0 | 2 | 13974-087-009886 | R G HILL OIL CO INC
25625 | Permanently Closed | 1993-12-14 | 1973-01-01 | 2000-01-09 | Petroleum | Unleaded gasoline | Unleaded gasoline |  | Steel | Steel |  | Painted or None | Steel |  | 1901-01-01 | [15 empty] | UST Currently In Use: 0; UST Temp Close: 0; AST Currently In Use: 0; AST Temp Closed: 0 | 0 | 0 | 3 | 13974-111-010529 | R G HILL OIL CO INC
25626 | Permanently Closed | 1993-12-14 | 1973-01-01 | 2000-01-09 | Petroleum | Unleaded gasoline | Unleaded gasoline |  | Steel | Steel |  | Painted or None | Steel |  | 1901-01-01 | [15 empty] | UST Currently In Use: 0; UST Temp Close: 0; AST Currently In Use: 0; AST Temp Closed: 0 | 0 | 0 | 3 | 13974-111-010529 | R G HILL OIL CO INC
25627 | Permanently Closed | 1993-12-14 | 1976-01-01 | 2000-01-09 | Petroleum | Unleaded gasoline | Unleaded gasoline |  | Steel | Steel |  | Painted or None | Steel |  | 1901-01-01 | [15 empty] | UST Currently In Use: 0; UST Temp Close: 0; AST Currently In Use: 0; AST Temp Closed: 0 | 0 | 0 | 3 | 13974-111-010529 | R G HILL OIL CO INC
25628 | Permanently Closed | 1990-05-26 | 1963-01-01 | 1990-05-26 | Petroleum | Unleaded gasoline | Unleaded gasoline |  | Steel | Steel |  | Painted or None | Steel |  | 1901-01-01 | [15 empty] | UST Currently In Use: 0; UST Temp Close: 2; AST Currently In Use: 0; AST Temp Closed: 0 | 0 | 2 | 4 | 17547-111-010530 | BETTY A ALLEN
25629 | Permanently Closed | 1990-05-26 | 1963-01-01 | 1990-05-26 | Petroleum | Unleaded gasoline | Unleaded gasoline |  | Steel | Steel |  | Painted or None | Steel |  | 1901-01-01 | [15 empty] | UST Currently In Use: 0; UST Temp Close: 2; AST Currently In Use: 0; AST Temp Closed: 0 | 0 | 2 | 4 | 17547-111-010530 | BETTY A ALLEN
25630 | Permanently Closed | 1990-05-26 | 1966-01-01 | 1990-05-26 | Petroleum | Unleaded gasoline | Unleaded gasoline |  | Steel | Steel |  | Painted or None | Steel |  | 1901-01-01 | [15 empty] | UST Currently In Use: 0; UST Temp Close: 2; AST Currently In Use: 0; AST Temp Closed: 0 | 0 | 2 | 4 | 17547-111-010530 | BETTY A ALLEN
25631 | Permanently Closed | 1990-05-26 | 1963-01-01 | 1990-05-26 | Petroleum | On road diesel | On road diesel |  | Steel | Steel |  | Painted or None | Steel |  | 1901-01-01 | [15 empty] | UST Currently In Use: 0; UST Temp Close: 2; AST Currently In Use: 0; AST Temp Closed: 0 | 0 | 2 | 4 | 17547-111-010530 | BETTY A ALLEN
25632 | Temporary Closed | 2001-12-20 | 1990-05-26 |  | Petroleum | Unleaded gasoline | Unleaded gasoline | Retail | Fiberglass reinforced plastic | Fiberglass reinforced plastic |  |  | Fiberglass reinforced plastic |  | 1901-01-01 | None | Catchment Basin, Single walled catchment basin | Flow Rest 90% Full | Flow Rest 90% Full | [8 empty] | Annual line testing | Annual line testing |  | UST Currently In Use: 0; UST Temp Close: 2; AST Currently In Use: 0; AST Temp Closed: 0 | 0 | 2 | 4 | 17547-111-010530 | BETTY A ALLEN
25633 | Temporary Closed | 2001-12-20 | 1990-05-26 |  | Petroleum | Unleaded gasoline | Unleaded gasoline | Retail | Fiberglass reinforced plastic | Fiberglass reinforced plastic |  |  | Fiberglass reinforced plastic |  | 1901-01-01 | None | Catchment Basin, Single walled catchment basin | Flow Rest 90% Full | Flow Rest 90% Full | [8 empty] | Annual line testing | Annual line testing |  | UST Currently In Use: 0; UST Temp Close: 2; AST Currently In Use: 0; AST Temp Closed: 0 | 0 | 2 | 4 | 17547-111-010530 | BETTY A ALLEN
25634 | Temporary Closed | 2008-01-04 | 1983-07-01 |  | Petroleum | On road diesel | On road diesel | Retail | Steel | Steel | Field installed cathodic protection |  | Fiberglass reinforced plastic |  |  |  | Catchment Basin, Single walled catchment basin | Automatic shutoff device At 95% full, Flow Rest 90% Full | Flow Rest 90% Full |  |  | Statistical Inventory Reconciliation (SIR) |  | Automatic flow restrictor (MLLD) | Automatic flow restrictor (MLLD) |  |  | Statistical inventory reconciliation (SIR) | Statistical inventory reconciliation (SIR) |  | UST Currently In Use: 0; UST Temp Close: 5; AST Currently In Use: 0; AST Temp Closed: 0 | 0 | 5 | 0 | 23374-111-010531 | PEGGY LAIRD
25635 | Temporary Closed | 2008-01-04 | 1983-07-01 |  | Petroleum | Unleaded gasoline | Unleaded gasoline | Retail | Steel | Steel | Field installed cathodic protection |  | Fiberglass reinforced plastic |  |  |  | Catchment Basin, Single walled catchment basin | Automatic shutoff device At 95% full, Flow Rest 90% Full | Flow Rest 90% Full |  |  | Statistical Inventory Reconciliation (SIR) |  | Automatic flow restrictor (MLLD) | Automatic flow restrictor (MLLD) |  |  | Statistical inventory reconciliation (SIR) | Statistical inventory reconciliation (SIR) |  | UST Currently In Use: 0; UST Temp Close: 5; AST Currently In Use: 0; AST Temp Closed: 0 | 0 | 5 | 0 | 23374-111-010531 | PEGGY LAIRD
25636 | Temporary Closed | 2008-01-04 | 1983-07-01 |  | Petroleum | Premium gasoline | Premium gasoline | Retail | Steel | Steel | Field installed cathodic protection |  | Fiberglass reinforced plastic |  |  |  | Catchment Basin, Single walled catchment basin | Automatic shutoff device At 95% full, Flow Rest 90% Full | Flow Rest 90% Full |  |  | Statistical Inventory Reconciliation (SIR) |  | Automatic flow restrictor (MLLD) | Automatic flow restrictor (MLLD) |  |  | Statistical inventory reconciliation (SIR) | Statistical inventory reconciliation (SIR) |  | UST Currently In Use: 0; UST Temp Close: 5; AST Currently In Use: 0; AST Temp Closed: 0 | 0 | 5 | 0 | 23374-111-010531 | PEGGY LAIRD
25637 | Temporary Closed | 2008-01-04 | 1983-07-01 |  | Petroleum | On road diesel | On road diesel | Retail | Steel | Steel | Field installed cathodic protection |  | Fiberglass reinforced plastic |  |  |  | Catchment Basin, Single walled catchment basin | Automatic shutoff device At 95% full, Flow Rest 90% Full | Flow Rest 90% Full |  |  | Statistical Inventory Reconciliation (SIR) | [8 empty] | UST Currently In Use: 0; UST Temp Close: 5; AST Currently In Use: 0; AST Temp Closed: 0 | 0 | 5 | 0 | 23374-111-010531 | PEGGY LAIRD
25638 | Temporary Closed | 2008-01-04 | 1983-07-01 |  | Petroleum | Kerosene | Kerosene | Retail | Steel | Steel | Field installed cathodic protection |  | Fiberglass reinforced plastic |  |  |  | Catchment Basin, Single walled catchment basin | Automatic shutoff device At 95% full, Flow Rest 90% Full | Flow Rest 90% Full |  |  | Statistical Inventory Reconciliation (SIR) | [8 empty] | UST Currently In Use: 0; UST Temp Close: 5; AST Currently In Use: 0; AST Temp Closed: 0 | 0 | 5 | 0 | 23374-111-010531 | PEGGY LAIRD
25639 | Permanently Closed | 1991-04-11 | 1974-01-01 | 1991-04-11 | Petroleum | On road diesel | On road diesel |  | Steel | Steel |  |  | Steel |  | 1901-01-01 | [15 empty] | UST Currently In Use: 0; UST Temp Close: 0; AST Currently In Use: 0; AST Temp Closed: 0 | 0 | 0 | 3 | 13975-033-000831 | ROBERT EDWARD BULLION
25640 | Permanently Closed | 1991-04-11 | 1974-01-01 | 1991-04-11 | Petroleum | Unleaded gasoline | Unleaded gasoline |  | Steel | Steel |  |  | Steel |  | 1901-01-01 | [15 empty] | UST Currently In Use: 0; UST Temp Close: 0; AST Currently In Use: 0; AST Temp Closed: 0 | 0 | 0 | 3 | 13975-033-000831 | ROBERT EDWARD BULLION
25641 | Permanently Closed | 1991-04-11 | 1974-01-01 | 1991-04-11 | Petroleum | Unleaded gasoline | Unleaded gasoline |  | Steel | Steel |  |  | Steel |  | 1901-01-01 | [15 empty] | UST Currently In Use: 0; UST Temp Close: 0; AST Currently In Use: 0; AST Temp Closed: 0 | 0 | 0 | 3 | 13975-033-000831 | ROBERT EDWARD BULLION
25642 | Cannot Locate or abandoned | 1998-12-22 | 1969-01-01 |  | Petroleum | Unleaded gasoline | Unleaded gasoline |  | Steel | Steel |  |  | Steel |  | 1901-01-01 | [12 empty] | Annual line testing | Annual line testing |  | UST Currently In Use: 0; UST Temp Close: 0; AST Currently In Use: 0; AST Temp Closed: 0 | 0 | 0 | 2 | 13976-069-007043 | R H MCNEAL
25643 | Cannot Locate or abandoned | 1998-12-22 | 1969-01-01 |  | Petroleum | Unleaded gasoline | Unleaded gasoline |  | Steel | Steel |  |  | Steel |  | 1901-01-01 | [12 empty] | Annual line testing | Annual line testing |  | UST Currently In Use: 0; UST Temp Close: 0; AST Currently In Use: 0; AST Temp Closed: 0 | 0 | 0 | 2 | 13976-069-007043 | R H MCNEAL
25644 | Permanently Closed | 1901-01-01 | 1955-01-01 | 1990-11-07 | Petroleum | Unleaded gasoline | Unleaded gasoline |  | Steel | Steel |  |  | Steel |  | 1901-01-01 | [15 empty] | UST Currently In Use: 0; UST Temp Close: 0; AST Currently In Use: 0; AST Temp Closed: 0 | 0 | 0 | 2 | 13976-069-007043 | R H MCNEAL
25645 | Permanently Closed | 1972-08-01 | 1955-01-01 |  | Petroleum | Unleaded gasoline | Unleaded gasoline |  | Steel | Steel |  |  | Steel |  | 1901-01-01 | [15 empty] | UST Currently In Use: 0; UST Temp Close: 0; AST Currently In Use: 0; AST Temp Closed: 0 | 0 | 0 | 2 | 13976-069-007043 | R H MCNEAL
25646 | Permanently Closed | 1993-03-22 | 1964-01-01 | 1993-03-22 | Petroleum | Unleaded gasoline | Unleaded gasoline |  | Steel | Steel |  | Painted or None | Steel |  | 1901-01-01 | [15 empty] | UST Currently In Use: 0; UST Temp Close: 0; AST Currently In Use: 0; AST Temp Closed: 0 | 0 | 0 | 2 | 13977-103-002703 | R H WILLIAMS
25647 | Permanently Closed | 1993-03-22 | 1964-01-01 | 1993-03-22 | Petroleum | Unleaded gasoline | Unleaded gasoline |  | Steel | Steel |  | Painted or None | Steel |  | 1901-01-01 | [15 empty] | UST Currently In Use: 0; UST Temp Close: 0; AST Currently In Use: 0; AST Temp Closed: 0 | 0 | 0 | 2 | 13977-103-002703 | R H WILLIAMS
25648 | Cannot Locate or abandoned | 1993-01-01 | 1984-01-01 |  | Petroleum | Unleaded gasoline | Unleaded gasoline | Retail | Steel | Steel | Coated & cathodic protection (sti-P3) |  | Steel |  | 1901-01-01 | [15 empty] | UST Currently In Use: 0; UST Temp Close: 0; AST Currently In Use: 0; AST Temp Closed: 0 | 0 | 0 | 0 | 20005-039-013192 | RICKEY GIVENS
25649 | Cannot Locate or abandoned | 1993-01-01 | 1984-01-01 |  | Petroleum | Unleaded gasoline | Unleaded gasoline | Retail | Steel | Steel | Coated & cathodic protection (sti-P3) |  | Steel |  | 1901-01-01 | [15 empty] | UST Currently In Use: 0; UST Temp Close: 0; AST Currently In Use: 0; AST Temp Closed: 0 | 0 | 0 | 0 | 20005-039-013192 | RICKEY GIVENS
25650 | Cannot Locate or abandoned | 1993-01-01 | 1984-01-01 |  | Petroleum | Unleaded gasoline | Unleaded gasoline | Retail | Steel | Steel | Coated & cathodic protection (sti-P3) |  | Steel |  | 1901-01-01 | [15 empty] | UST Currently In Use: 0; UST Temp Close: 0; AST Currently In Use: 0; AST Temp Closed: 0 | 0 | 0 | 0 | 20005-039-013192 | RICKEY GIVENS
25651 | Retired | 1987-01-01 | 1984-01-01 |  | Petroleum | Unleaded gasoline | Unleaded gasoline |  | Steel | Steel |  | Painted or None | Steel |  | 1901-01-01 | [15 empty] | UST Currently In Use: 0; UST Temp Close: 0; AST Currently In Use: 0; AST Temp Closed: 0 | 0 | 0 | 0 | 13979-083-004409 | R J PITMAN
25652 | Retired | 1987-01-01 | 1984-01-01 |  | Petroleum | Unleaded gasoline | Unleaded gasoline |  | Steel | Steel |  | Painted or None | Steel |  | 1901-01-01 | [15 empty] | UST Currently In Use: 0; UST Temp Close: 0; AST Currently In Use: 0; AST Temp Closed: 0 | 0 | 0 | 0 | 13979-083-004409 | R J PITMAN
25653 | Permanently Closed | 1901-01-01 | 1964-01-01 | 1988-12-20 | Petroleum | Unleaded gasoline | Unleaded gasoline |  | Steel | Steel |  | Painted or None | Steel |  | 1901-01-01 | [15 empty] | UST Currently In Use: 0; UST Temp Close: 0; AST Currently In Use: 0; AST Temp Closed: 0 | 0 | 0 | 4 | 17822-073-002808 | BENTON/MARKS
25654 | Permanently Closed | 1901-01-01 | 1964-01-01 | 1988-12-20 | Petroleum | On road diesel | On road diesel |  | Steel | Steel |  | Painted or None | Steel |  | 1901-01-01 | [15 empty] | UST Currently In Use: 0; UST Temp Close: 0; AST Currently In Use: 0; AST Temp Closed: 0 | 0 | 0 | 4 | 17822-073-002808 | BENTON/MARKS
25655 | Permanently Closed | 1995-05-09 | 1973-01-01 | 1995-05-09 | Petroleum | Unleaded gasoline | Unleaded gasoline |  | Steel | Steel |  | Painted or None | Steel |  | 1901-01-01 | [15 empty] | UST Currently In Use: 0; UST Temp Close: 0; AST Currently In Use: 0; AST Temp Closed: 0 | 0 | 0 | 4 | 17822-073-002808 | BENTON/MARKS
25656 | Permanently Closed | 1995-05-09 | 1973-01-01 | 1995-05-09 | Petroleum | On road diesel | On road diesel |  | Steel | Steel |  | Painted or None | Steel |  | 1901-01-01 | [15 empty] | UST Currently In Use: 0; UST Temp Close: 0; AST Currently In Use: 0; AST Temp Closed: 0 | 0 | 0 | 4 | 17822-073-002808 | BENTON/MARKS
25657 | Permanently Closed | 1993-06-14 | 1967-01-01 | 1993-06-14 | Petroleum | Unleaded gasoline | Unleaded gasoline |  | Steel | Steel |  | Painted or None | Steel |  | 1901-01-01 | [15 empty] | UST Currently In Use: 0; UST Temp Close: 0; AST Currently In Use: 0; AST Temp Closed: 0 | 0 | 0 | 5 | 19632-003-008303 | JOHNNY HADLEY
25658 | Permanently Closed | 1993-06-14 | 1967-01-01 | 1993-06-14 | Petroleum | Unleaded gasoline | Unleaded gasoline |  | Steel | Steel |  | Painted or None | Steel |  | 1901-01-01 | [15 empty] | UST Currently In Use: 0; UST Temp Close: 0; AST Currently In Use: 0; AST Temp Closed: 0 | 0 | 0 | 5 | 19632-003-008303 | JOHNNY HADLEY
25659 | Permanently Closed | 1993-06-14 | 1967-01-01 | 1993-06-14 | Petroleum | Unleaded gasoline | Unleaded gasoline |  | Steel | Steel |  | Painted or None | Steel |  | 1901-01-01 | [15 empty] | UST Currently In Use: 0; UST Temp Close: 0; AST Currently In Use: 0; AST Temp Closed: 0 | 0 | 0 | 5 | 19632-003-008303 | JOHNNY HADLEY
25660 | Permanently Closed | 1994-07-06 | 1980-01-01 | 1994-07-06 | Petroleum | Unleaded gasoline | Unleaded gasoline |  | Steel | Steel |  | Painted or None | Steel |  | 1901-01-01 | [15 empty] | UST Currently In Use: 0; UST Temp Close: 0; AST Currently In Use: 0; AST Temp Closed: 0 | 0 | 0 | 2 | 13981-053-008301 | R J STUCKEY JR INC
25661 | Permanently Closed | 1994-07-06 | 1980-01-01 | 1994-07-06 | Petroleum | Unleaded gasoline | Unleaded gasoline |  | Steel | Steel |  | Painted or None | Steel |  | 1901-01-01 | [15 empty] | UST Currently In Use: 0; UST Temp Close: 0; AST Currently In Use: 0; AST Temp Closed: 0 | 0 | 0 | 2 | 13981-053-008301 | R J STUCKEY JR INC
25662 | Permanently Closed | 1991-07-24 | 1969-01-01 | 1991-07-24 | Petroleum | Unleaded gasoline | Unleaded gasoline |  | Steel | Steel |  | Painted or None | Steel |  | 1901-01-01 | [15 empty] | UST Currently In Use: 0; UST Temp Close: 0; AST Currently In Use: 0; AST Temp Closed: 0 | 0 | 0 | 3 | 13981-053-008302 | R J STUCKEY JR INC
25663 | Permanently Closed | 1991-07-24 | 1972-01-01 | 1991-07-24 | Petroleum | Unleaded gasoline | Unleaded gasoline |  | Steel | Steel |  | Painted or None | Steel |  | 1901-01-01 | [15 empty] | UST Currently In Use: 0; UST Temp Close: 0; AST Currently In Use: 0; AST Temp Closed: 0 | 0 | 0 | 3 | 13981-053-008302 | R J STUCKEY JR INC
25664 | Permanently Closed | 1991-07-24 | 1972-01-01 | 1991-07-24 | Petroleum | Unleaded gasoline | Unleaded gasoline |  | Steel | Steel |  | Painted or None | Steel |  | 1901-01-01 | [15 empty] | UST Currently In Use: 0; UST Temp Close: 0; AST Currently In Use: 0; AST Temp Closed: 0 | 0 | 0 | 3 | 13981-053-008302 | R J STUCKEY JR INC
25665 | Permanently Closed | 1995-02-22 | 1968-01-01 | 1995-02-22 | Petroleum | Unleaded gasoline | Unleaded gasoline |  | Steel | Steel |  | Painted or None | Steel |  | 1901-01-01 | [15 empty] | UST Currently In Use: 0; UST Temp Close: 0; AST Currently In Use: 0; AST Temp Closed: 0 | 0 | 0 | 2 | 13981-053-008304 | R J STUCKEY JR INC
25666 | Permanently Closed | 1995-02-22 | 1968-01-01 | 1995-02-22 | Petroleum | On road diesel | On road diesel |  | Steel | Steel |  | Painted or None | Steel |  | 1901-01-01 | [15 empty] | UST Currently In Use: 0; UST Temp Close: 0; AST Currently In Use: 0; AST Temp Closed: 0 | 0 | 0 | 2 | 13981-053-008304 | R J STUCKEY JR INC
25667 | Permanently Closed | 1992-02-19 | 1971-01-01 | 1992-02-19 | Petroleum | Unleaded gasoline | Unleaded gasoline |  | Steel | Steel |  | Painted or None | Steel |  | 1901-01-01 | [15 empty] | UST Currently In Use: 0; UST Temp Close: 0; AST Currently In Use: 0; AST Temp Closed: 0 | 0 | 0 | 2 | 13981-053-009024 | R J STUCKEY JR INC
25668 | Permanently Closed | 1992-02-19 | 1971-01-01 | 1992-02-19 | Petroleum | Unleaded gasoline | Unleaded gasoline |  | Steel | Steel |  | Painted or None | Steel |  | 1901-01-01 | [15 empty] | UST Currently In Use: 0; UST Temp Close: 0; AST Currently In Use: 0; AST Temp Closed: 0 | 0 | 0 | 2 | 13981-053-009024 | R J STUCKEY JR INC
25669 | Permanently Closed | 1901-01-01 | 1969-01-01 | 1988-11-11 | Petroleum | Unleaded gasoline | Unleaded gasoline |  | Steel | Steel |  | Painted or None | Steel |  | 1901-01-01 | [15 empty] | UST Currently In Use: 0; UST Temp Close: 0; AST Currently In Use: 0; AST Temp Closed: 0 | 0 | 0 | 3 | 13981-053-009025 | R J STUCKEY JR INC
25670 | Permanently Closed | 1901-01-01 | 1969-01-01 | 1988-11-11 | Petroleum | Unleaded gasoline | Unleaded gasoline |  | Steel | Steel |  | Painted or None | Steel |  | 1901-01-01 | [15 empty] | UST Currently In Use: 0; UST Temp Close: 0; AST Currently In Use: 0; AST Temp Closed: 0 | 0 | 0 | 3 | 13981-053-009025 | R J STUCKEY JR INC
25671 | Permanently Closed | 1901-01-01 | 1969-01-01 | 1988-11-11 | Petroleum | Unleaded gasoline | Unleaded gasoline |  | Steel | Steel |  | Painted or None | Steel |  | 1901-01-01 | [15 empty] | UST Currently In Use: 0; UST Temp Close: 0; AST Currently In Use: 0; AST Temp Closed: 0 | 0 | 0 | 3 | 13981-053-009025 | R J STUCKEY JR INC
25672 | Permanently Closed | 1993-08-27 | 1967-01-01 | 1993-08-27 | Petroleum | Unleaded gasoline | Unleaded gasoline |  | Steel | Steel |  | Painted or None | Steel |  | 1901-01-01 | [15 empty] | UST Currently In Use: 0; UST Temp Close: 0; AST Currently In Use: 0; AST Temp Closed: 0 | 0 | 0 | 2 | 13981-053-009026 | R J STUCKEY JR INC
25673 | Permanently Closed | 1993-08-27 | 1967-01-01 | 1993-08-27 | Petroleum | Unleaded gasoline | Unleaded gasoline |  | Steel | Steel |  | Painted or None | Steel |  | 1901-01-01 | [15 empty] | UST Currently In Use: 0; UST Temp Close: 0; AST Currently In Use: 0; AST Temp Closed: 0 | 0 | 0 | 2 | 13981-053-009026 | R J STUCKEY JR INC
25674 | Permanently Closed | 1993-08-25 | 1970-01-01 | 1993-08-25 | Petroleum | Unleaded gasoline | Unleaded gasoline |  | Steel | Steel |  | Painted or None | Steel |  | 1901-01-01 | [15 empty] | UST Currently In Use: 0; UST Temp Close: 0; AST Currently In Use: 0; AST Temp Closed: 0 | 0 | 0 | 3 | 13981-053-009027 | R J STUCKEY JR INC
25675 | Permanently Closed | 1993-08-25 | 1970-01-01 | 1993-08-25 | Petroleum | Unleaded gasoline | Unleaded gasoline |  | Steel | Steel |  | Painted or None | Steel |  | 1901-01-01 | [15 empty] | UST Currently In Use: 0; UST Temp Close: 0; AST Currently In Use: 0; AST Temp Closed: 0 | 0 | 0 | 3 | 13981-053-009027 | R J STUCKEY JR INC
25676 | Permanently Closed | 1993-08-25 | 1968-01-01 | 1993-08-25 | Petroleum | Unleaded gasoline | Unleaded gasoline |  | Steel | Steel |  | Painted or None | Steel |  | 1901-01-01 | [15 empty] | UST Currently In Use: 0; UST Temp Close: 0; AST Currently In Use: 0; AST Temp Closed: 0 | 0 | 0 | 3 | 13981-053-009027 | R J STUCKEY JR INC
25677 | Permanently Closed | 1992-02-14 | 1970-01-01 | 1992-02-14 | Petroleum | Unleaded gasoline | Unleaded gasoline |  | Steel | Steel |  | Painted or None | Steel |  | 1901-01-01 | [15 empty] | UST Currently In Use: 0; UST Temp Close: 3; AST Currently In Use: 0; AST Temp Closed: 0 | 0 | 3 | 5 | 20717-053-009028 | JOHN CARDWELL
25678 | Permanently Closed | 1992-02-14 | 1970-01-01 | 1992-02-14 | Petroleum | Unleaded gasoline | Unleaded gasoline |  | Steel | Steel |  | Painted or None | Steel |  | 1901-01-01 | [15 empty] | UST Currently In Use: 0; UST Temp Close: 3; AST Currently In Use: 0; AST Temp Closed: 0 | 0 | 3 | 5 | 20717-053-009028 | JOHN CARDWELL
25679 | Permanently Closed | 1992-02-14 | 1973-01-01 | 1992-02-14 | Petroleum | Unleaded gasoline | Unleaded gasoline |  | Steel | Steel |  | Painted or None | Steel |  | 1901-01-01 | [15 empty] | UST Currently In Use: 0; UST Temp Close: 3; AST Currently In Use: 0; AST Temp Closed: 0 | 0 | 3 | 5 | 20717-053-009028 | JOHN CARDWELL
25680 | Permanently Closed | 1992-02-14 | 1967-01-01 | 1992-02-14 | Petroleum | Unleaded gasoline | Unleaded gasoline |  | Steel | Steel |  | Painted or None | Steel |  | 1901-01-01 | [15 empty] | UST Currently In Use: 0; UST Temp Close: 3; AST Currently In Use: 0; AST Temp Closed: 0 | 0 | 3 | 5 | 20717-053-009028 | JOHN CARDWELL
25681 | Permanently Closed | 1992-02-14 | 1970-01-01 | 1992-02-14 | Petroleum | On road diesel | On road diesel |  | Steel | Steel |  | Painted or None | Steel |  | 1901-01-01 | [15 empty] | UST Currently In Use: 0; UST Temp Close: 3; AST Currently In Use: 0; AST Temp Closed: 0 | 0 | 3 | 5 | 20717-053-009028 | JOHN CARDWELL
25682 | Permanently Closed | 2008-04-20 | 1991-08-10 | 2008-04-20 | Petroleum | Premium gasoline | Premium gasoline | Bulk facility, Retail | Fiberglass reinforced plastic, DOUB WALL | Fiberglass reinforced plastic |  |  | Fiberglass reinforced plastic |  | 1901-01-01 |  | Catchment Basin, Single walled catchment basin | Flow Rest 90% Full | Flow Rest 90% Full |  |  | Automatic Tank Gauge, Statistical Inventory Reconciliation (SIR) | [5 empty] | Statistical inventory reconciliation (SIR) | Statistical inventory reconciliation (SIR) |  | UST Currently In Use: 0; UST Temp Close: 0; AST Currently In Use: 0; AST Temp Closed: 0 | 0 | 0 | 6 | 13983-121-008062 | R K ALLEN OIL CO INC
25683 | Permanently Closed | 2008-04-20 | 1991-08-10 | 2008-04-20 | Petroleum | Mid-grade gasoline | Mid-grade gasoline | Retail | Fiberglass reinforced plastic, DOUB WALL | Fiberglass reinforced plastic |  |  | Fiberglass reinforced plastic |  | 1901-01-01 |  | Catchment Basin, Single walled catchment basin | Flow Rest 90% Full | Flow Rest 90% Full |  |  | Automatic Tank Gauge, Statistical Inventory Reconciliation (SIR) | [5 empty] | Statistical inventory reconciliation (SIR) | Statistical inventory reconciliation (SIR) |  | UST Currently In Use: 0; UST Temp Close: 0; AST Currently In Use: 0; AST Temp Closed: 0 | 0 | 0 | 6 | 13983-121-008062 | R K ALLEN OIL CO INC
25684 | Permanently Closed | 2008-04-20 | 1991-08-10 | 2008-04-20 | Petroleum | Unleaded gasoline | Unleaded gasoline | Retail | Fiberglass reinforced plastic, DOUB WALL | Fiberglass reinforced plastic |  |  | Fiberglass reinforced plastic |  | 1901-01-01 |  | Catchment Basin, Single walled catchment basin | Automatic shutoff device At 95% full, Flow Rest 90% Full | Flow Rest 90% Full |  |  | Automatic Tank Gauge, Statistical Inventory Reconciliation (SIR) | [5 empty] | Statistical inventory reconciliation (SIR) | Statistical inventory reconciliation (SIR) |  | UST Currently In Use: 0; UST Temp Close: 0; AST Currently In Use: 0; AST Temp Closed: 0 | 0 | 0 | 6 | 13983-121-008062 | R K ALLEN OIL CO INC
25685 | Permanently Closed | 2008-04-20 | 1991-08-10 | 2008-04-20 | Petroleum | On road diesel | On road diesel | Retail | Fiberglass reinforced plastic, DOUB WALL | Fiberglass reinforced plastic |  |  | Fiberglass reinforced plastic |  | 1901-01-01 |  | Catchment Basin, Single walled catchment basin | Automatic shutoff device At 95% full, Flow Rest 90% Full | Flow Rest 90% Full |  |  | Automatic Tank Gauge, Statistical Inventory Reconciliation (SIR) | [5 empty] | Statistical inventory reconciliation (SIR) | Statistical inventory reconciliation (SIR) |  | UST Currently In Use: 0; UST Temp Close: 0; AST Currently In Use: 0; AST Temp Closed: 0 | 0 | 0 | 6 | 13983-121-008062 | R K ALLEN OIL CO INC
25686 | Permanently Closed | 2008-04-20 | 1991-08-10 | 2008-04-20 | Petroleum | On road diesel | On road diesel | Retail | Fiberglass reinforced plastic, DOUB WALL | Fiberglass reinforced plastic |  |  | Fiberglass reinforced plastic |  | 1901-01-01 |  | Catchment Basin, Single walled catchment basin | Flow Rest 90% Full | Flow Rest 90% Full |  |  | Automatic Tank Gauge, Statistical Inventory Reconciliation (SIR) | [5 empty] | Statistical inventory reconciliation (SIR) | Statistical inventory reconciliation (SIR) |  | UST Currently In Use: 0; UST Temp Close: 0; AST Currently In Use: 0; AST Temp Closed: 0 | 0 | 0 | 6 | 13983-121-008062 | R K ALLEN OIL CO INC
25687 | Permanently Closed | 1901-01-01 | 1963-01-01 | 1990-08-01 | Petroleum | On road diesel | On road diesel | Retail | Steel | Steel |  | Painted or None | Steel |  | 1901-01-01 | [15 empty] | UST Currently In Use: 0; UST Temp Close: 0; AST Currently In Use: 0; AST Temp Closed: 0 | 0 | 0 | 6 | 13983-121-008062 | R K ALLEN OIL CO INC
25688 | Permanently Closed | 1998-01-01 | 1980-01-01 | 1998-01-01 | Petroleum | On road diesel | On road diesel | Retail | Fiberglass reinforced plastic, DUBL WALL | Fiberglass reinforced plastic |  |  | Flexible, DUBL WALL |  | 1901-01-01 |  | Catchment Basin, Single walled catchment basin | Flow Rest 90% Full | Flow Rest 90% Full |  |  | Automatic Tank Gauge, Statistical Inventory Reconciliation (SIR) | [5 empty] | Statistical inventory reconciliation (SIR) | Statistical inventory reconciliation (SIR) |  | UST Currently In Use: 0; UST Temp Close: 0; AST Currently In Use: 0; AST Temp Closed: 0 | 0 | 0 | 6 | 13983-121-008063 | R K ALLEN OIL CO INC
25689 | Permanently Closed | 1998-01-01 | 1980-01-01 | 1998-01-01 | Petroleum | On road diesel | On road diesel | Retail | Fiberglass reinforced plastic, DUBL WALL | Fiberglass reinforced plastic |  |  | Flexible, DUBL WALL |  | 1901-01-01 |  | Catchment Basin, Single walled catchment basin | Flow Rest 90% Full | Flow Rest 90% Full |  |  | Automatic Tank Gauge, Statistical Inventory Reconciliation (SIR) | [5 empty] | Statistical inventory reconciliation (SIR) | Statistical inventory reconciliation (SIR) |  | UST Currently In Use: 0; UST Temp Close: 0; AST Currently In Use: 0; AST Temp Closed: 0 | 0 | 0 | 6 | 13983-121-008063 | R K ALLEN OIL CO INC
25690 | Permanently Closed | 1998-01-01 | 1980-01-01 | 1998-01-01 | Petroleum | Unleaded gasoline | Unleaded gasoline | Retail | Fiberglass reinforced plastic, DUBL WALL | Fiberglass reinforced plastic |  |  | Flexible, DUBL WALL |  | 1901-01-01 |  | Catchment Basin, Single walled catchment basin | Flow Rest 90% Full | Flow Rest 90% Full |  |  | Automatic Tank Gauge, Statistical Inventory Reconciliation (SIR) | [5 empty] | Statistical inventory reconciliation (SIR) | Statistical inventory reconciliation (SIR) |  | UST Currently In Use: 0; UST Temp Close: 0; AST Currently In Use: 0; AST Temp Closed: 0 | 0 | 0 | 6 | 13983-121-008063 | R K ALLEN OIL CO INC
25691 | Permanently Closed | 1998-01-01 | 1980-01-01 | 1998-01-01 | Petroleum | Mid-grade gasoline | Mid-grade gasoline | Retail | Fiberglass reinforced plastic, DUBL WALL | Fiberglass reinforced plastic |  |  | Flexible, DUBL WALL |  | 1901-01-01 |  | Catchment Basin, Single walled catchment basin | Flow Rest 90% Full | Flow Rest 90% Full |  |  | Automatic Tank Gauge, Statistical Inventory Reconciliation (SIR) | [5 empty] | Statistical inventory reconciliation (SIR) | Statistical inventory reconciliation (SIR) |  | UST Currently In Use: 0; UST Temp Close: 0; AST Currently In Use: 0; AST Temp Closed: 0 | 0 | 0 | 6 | 13983-121-008063 | R K ALLEN OIL CO INC
25692 | Permanently Closed | 1998-01-01 | 1980-01-01 | 1998-01-01 | Petroleum | Premium gasoline | Premium gasoline | Retail | Fiberglass reinforced plastic, DUBL WALL | Fiberglass reinforced plastic |  |  | Flexible, DUBL WALL |  | 1901-01-01 |  | Catchment Basin, Single walled catchment basin | Flow Rest 90% Full | Flow Rest 90% Full |  |  | Automatic Tank Gauge, Statistical Inventory Reconciliation (SIR) | [5 empty] | Statistical inventory reconciliation (SIR) | Statistical inventory reconciliation (SIR) |  | UST Currently In Use: 0; UST Temp Close: 0; AST Currently In Use: 0; AST Temp Closed: 0 | 0 | 0 | 6 | 13983-121-008063 | R K ALLEN OIL CO INC
25693 | Permanently Closed | 1998-01-01 | 1980-01-01 | 1998-01-01 | Petroleum | Kerosene | Kerosene | Retail | Fiberglass reinforced plastic, DUBL WALL | Fiberglass reinforced plastic |  |  | Flexible, DUBL WALL |  | 1901-01-01 |  | Catchment Basin, Single walled catchment basin | Flow Rest 90% Full | Flow Rest 90% Full |  |  | Automatic Tank Gauge, Statistical Inventory Reconciliation (SIR) | [5 empty] | Statistical inventory reconciliation (SIR) | Statistical inventory reconciliation (SIR) |  | UST Currently In Use: 0; UST Temp Close: 0; AST Currently In Use: 0; AST Temp Closed: 0 | 0 | 0 | 6 | 13983-121-008063 | R K ALLEN OIL CO INC
25694 | Permanently Closed | 1998-12-22 | 1970-01-01 | 1999-10-08 | Petroleum | On road diesel | On road diesel | Retail | Steel | Steel |  | Painted or None | Steel |  | 1901-01-01 | [15 empty] | UST Currently In Use: 0; UST Temp Close: 0; AST Currently In Use: 0; AST Temp Closed: 0 | 0 | 0 | 4 | 13983-121-008064 | R K ALLEN OIL CO INC
25695 | Permanently Closed | 1998-12-22 | 1970-01-01 | 1999-10-08 | Petroleum | Unleaded gasoline | Unleaded gasoline | Retail | Steel | Steel |  | Painted or None | Steel |  | 1901-01-01 | [6 empty] | Statistical Inventory Reconciliation (SIR) | [8 empty] | UST Currently In Use: 0; UST Temp Close: 0; AST Currently In Use: 0; AST Temp Closed: 0 | 0 | 0 | 4 | 13983-121-008064 | R K ALLEN OIL CO INC
25696 | Permanently Closed | 1998-12-22 | 1970-01-01 | 1999-10-08 | Petroleum | Mid-grade gasoline | Mid-grade gasoline |  | Steel | Steel |  | Painted or None | Steel |  | 1901-01-01 | [6 empty] | Statistical Inventory Reconciliation (SIR) | [8 empty] | UST Currently In Use: 0; UST Temp Close: 0; AST Currently In Use: 0; AST Temp Closed: 0 | 0 | 0 | 4 | 13983-121-008064 | R K ALLEN OIL CO INC
25697 | Permanently Closed | 1998-12-22 | 1973-01-01 | 1999-10-08 | Petroleum | Premium gasoline | Premium gasoline | Retail | Steel | Steel |  | Painted or None | Steel |  | 1901-01-01 | [6 empty] | Statistical Inventory Reconciliation (SIR) | [8 empty] | UST Currently In Use: 0; UST Temp Close: 0; AST Currently In Use: 0; AST Temp Closed: 0 | 0 | 0 | 4 | 13983-121-008064 | R K ALLEN OIL CO INC
25698 | Permanently Closed | 1991-08-05 | 1971-01-01 | 1991-08-05 | Petroleum | Unleaded gasoline | Unleaded gasoline |  | Steel | Steel |  | Painted or None | Steel |  | 1901-01-01 | [15 empty] | UST Currently In Use: 0; UST Temp Close: 1; AST Currently In Use: 0; AST Temp Closed: 0 | 0 | 1 | 3 | 13983-121-008065 | R K ALLEN OIL CO INC
25699 | Permanently Closed | 1991-08-05 | 1971-01-01 | 1991-08-05 | Petroleum | Unleaded gasoline | Unleaded gasoline |  | Steel | Steel |  | Painted or None | Steel |  | 1901-01-01 | [15 empty] | UST Currently In Use: 0; UST Temp Close: 1; AST Currently In Use: 0; AST Temp Closed: 0 | 0 | 1 | 3 | 13983-121-008065 | R K ALLEN OIL CO INC
25700 | Permanently Closed | 1991-08-05 | 1971-01-01 | 1991-08-05 | Petroleum | Unleaded gasoline | Unleaded gasoline |  | Steel | Steel |  | Painted or None | Steel |  | 1901-01-01 | [15 empty] | UST Currently In Use: 0; UST Temp Close: 1; AST Currently In Use: 0; AST Temp Closed: 0 | 0 | 1 | 3 | 13983-121-008065 | R K ALLEN OIL CO INC
25701 | Permanently Closed | 1901-01-01 | 1963-01-01 | 2011-11-11 | Petroleum | Unleaded gasoline | Unleaded gasoline |  | Steel | Steel |  |  | Steel |  | 1901-01-01 | [15 empty] | UST Currently In Use: 0; UST Temp Close: 0; AST Currently In Use: 0; AST Temp Closed: 0 | 0 | 0 | 3 | 13983-121-008066 | R K ALLEN OIL CO INC
25702 | Permanently Closed | 1901-01-01 | 1963-01-01 | 2011-11-11 | Petroleum | Unleaded gasoline | Unleaded gasoline |  | Steel | Steel |  |  | Steel |  | 1901-01-01 | [15 empty] | UST Currently In Use: 0; UST Temp Close: 0; AST Currently In Use: 0; AST Temp Closed: 0 | 0 | 0 | 3 | 13983-121-008066 | R K ALLEN OIL CO INC
25703 | Permanently Closed | 1901-01-01 | 1963-01-01 | 2011-11-11 | Petroleum | Unleaded gasoline | Unleaded gasoline |  | Steel | Steel |  |  | Steel |  | 1901-01-01 | [15 empty] | UST Currently In Use: 0; UST Temp Close: 0; AST Currently In Use: 0; AST Temp Closed: 0 | 0 | 0 | 3 | 13983-121-008066 | R K ALLEN OIL CO INC
25704 | Permanently Closed | 1990-05-29 | 1963-01-01 | 1990-05-29 | Petroleum | Unleaded gasoline | Unleaded gasoline |  | Steel | Steel |  | Painted or None | Steel |  | 1901-01-01 | [15 empty] | UST Currently In Use: 0; UST Temp Close: 0; AST Currently In Use: 0; AST Temp Closed: 0 | 0 | 0 | 5 | 13983-121-008067 | R K ALLEN OIL CO INC
25705 | Permanently Closed | 1990-05-29 | 1963-01-01 | 1990-05-29 | Petroleum | Unleaded gasoline | Unleaded gasoline |  | Steel | Steel |  | Painted or None | Steel |  | 1901-01-01 | [15 empty] | UST Currently In Use: 0; UST Temp Close: 0; AST Currently In Use: 0; AST Temp Closed: 0 | 0 | 0 | 5 | 13983-121-008067 | R K ALLEN OIL CO INC
25706 | Permanently Closed | 1990-05-29 | 1963-01-01 | 1990-05-29 | Petroleum | Unleaded gasoline | Unleaded gasoline |  | Steel | Steel |  | Painted or None | Steel |  | 1901-01-01 | [15 empty] | UST Currently In Use: 0; UST Temp Close: 0; AST Currently In Use: 0; AST Temp Closed: 0 | 0 | 0 | 5 | 13983-121-008067 | R K ALLEN OIL CO INC
25707 | Permanently Closed | 1990-05-29 | 1963-01-01 | 1990-05-29 | Petroleum | Unleaded gasoline | Unleaded gasoline |  | Steel | Steel |  | Painted or None | Steel |  | 1901-01-01 | [15 empty] | UST Currently In Use: 0; UST Temp Close: 0; AST Currently In Use: 0; AST Temp Closed: 0 | 0 | 0 | 5 | 13983-121-008067 | R K ALLEN OIL CO INC
25708 | Permanently Closed | 1990-05-29 | 1963-01-01 | 1990-05-29 | Petroleum | Unleaded gasoline | Unleaded gasoline |  | Steel | Steel |  | Painted or None | Steel |  | 1901-01-01 | [15 empty] | UST Currently In Use: 0; UST Temp Close: 0; AST Currently In Use: 0; AST Temp Closed: 0 | 0 | 0 | 5 | 13983-121-008067 | R K ALLEN OIL CO INC
25709 | Permanently Closed | 1901-01-01 | 1980-01-01 | 1988-12-16 | Petroleum | Unleaded gasoline | Unleaded gasoline |  | Steel | Steel |  | Painted or None | Steel |  | 1901-01-01 | [15 empty] | UST Currently In Use: 0; UST Temp Close: 0; AST Currently In Use: 0; AST Temp Closed: 0 | 0 | 0 | 4 | 13983-121-008068 | R K ALLEN OIL CO INC
25710 | Permanently Closed | 1901-01-01 | 1980-01-01 | 1988-12-16 | Petroleum | Unleaded gasoline | Unleaded gasoline |  | Steel | Steel |  | Painted or None | Steel |  | 1901-01-01 | [15 empty] | UST Currently In Use: 0; UST Temp Close: 0; AST Currently In Use: 0; AST Temp Closed: 0 | 0 | 0 | 4 | 13983-121-008068 | R K ALLEN OIL CO INC
25711 | Permanently Closed | 1901-01-01 | 1980-01-01 | 1988-12-16 | Petroleum | Unleaded gasoline | Unleaded gasoline |  | Steel | Steel |  | Painted or None | Steel |  | 1901-01-01 | [15 empty] | UST Currently In Use: 0; UST Temp Close: 0; AST Currently In Use: 0; AST Temp Closed: 0 | 0 | 0 | 4 | 13983-121-008068 | R K ALLEN OIL CO INC
25712 | Permanently Closed | 1901-01-01 | 1969-01-01 | 1988-12-16 | Petroleum | Unleaded gasoline | Unleaded gasoline |  | Steel | Steel |  | Painted or None | Steel |  | 1901-01-01 | [15 empty] | UST Currently In Use: 0; UST Temp Close: 0; AST Currently In Use: 0; AST Temp Closed: 0 | 0 | 0 | 4 | 13983-121-008068 | R K ALLEN OIL CO INC
25713 | Permanently Closed | 1994-03-01 | 1963-01-01 | 1994-03-01 | Petroleum | Unleaded gasoline | Unleaded gasoline |  | Steel | Steel |  | Painted or None | Steel |  | 1901-01-01 | [15 empty] | UST Currently In Use: 0; UST Temp Close: 0; AST Currently In Use: 0; AST Temp Closed: 0 | 0 | 0 | 3 | 13983-121-008069 | R K ALLEN OIL CO INC
25714 | Permanently Closed | 1994-03-01 | 1963-01-01 | 1994-03-01 | Petroleum | Unleaded gasoline | Unleaded gasoline |  | Steel | Steel |  | Painted or None | Steel |  | 1901-01-01 | [15 empty] | UST Currently In Use: 0; UST Temp Close: 0; AST Currently In Use: 0; AST Temp Closed: 0 | 0 | 0 | 3 | 13983-121-008069 | R K ALLEN OIL CO INC
25715 | Permanently Closed | 1994-03-01 | 1963-01-01 | 1994-03-01 | Petroleum | Unleaded gasoline | Unleaded gasoline |  | Steel | Steel |  | Painted or None | Steel |  | 1901-01-01 | [15 empty] | UST Currently In Use: 0; UST Temp Close: 0; AST Currently In Use: 0; AST Temp Closed: 0 | 0 | 0 | 3 | 13983-121-008069 | R K ALLEN OIL CO INC
25716 | Currently in Use |  | 1979-01-01 |  | Petroleum | Unleaded gasoline | Unleaded gasoline | Retail | Steel | Steel | Field installed cathodic protection, Interior lined (not allowed as a standalone method of corrosion protection) |  | Double Wall, Flexible | OPW |  | Other, FLXS ISOLA | Catchment Basin, Single walled catchment basin | Automatic shutoff device At 95% full | Automatic shutoff device At 95% full |  |  | Continuous Automatic Tank Gauge |  | Automatic flow restrictor (MLLD), Containment Sump | Containment Sump |  |  | Annual line testing | Annual line testing |  | UST Currently In Use: 4; UST Temp Close: 0; AST Currently In Use: 0; AST Temp Closed: 0 | 4 | 0 | 0 | 13983-121-008070 | R K ALLEN OIL CO INC
25717 | Currently in Use |  | 1979-01-01 |  | Petroleum | Mid-grade gasoline | Mid-grade gasoline | Retail | Steel | Steel | Field installed cathodic protection, Interior lined (not allowed as a standalone method of corrosion protection) |  | Double Wall, Flexible | OPW |  | Other, FLXS ISOLA | Catchment Basin, Single walled catchment basin | Automatic shutoff device At 95% full | Automatic shutoff device At 95% full |  |  | Continuous Automatic Tank Gauge |  | Automatic flow restrictor (MLLD), Containment Sump | Containment Sump |  |  | Annual line testing | Annual line testing |  | UST Currently In Use: 4; UST Temp Close: 0; AST Currently In Use: 0; AST Temp Closed: 0 | 4 | 0 | 0 | 13983-121-008070 | R K ALLEN OIL CO INC
25718 | Currently in Use |  | 1979-01-01 |  | Petroleum | On road diesel | On road diesel | Retail | Steel | Steel | Field installed cathodic protection, Interior lined (not allowed as a standalone method of corrosion protection) |  | Double Wall, Flexible | OPW |  | Other, FLXS ISOLA | Catchment Basin, Single walled catchment basin | Automatic shutoff device At 95% full | Automatic shutoff device At 95% full |  |  | Continuous Automatic Tank Gauge |  | Automatic flow restrictor (MLLD), Containment Sump | Containment Sump |  |  | Annual line testing | Annual line testing |  | UST Currently In Use: 4; UST Temp Close: 0; AST Currently In Use: 0; AST Temp Closed: 0 | 4 | 0 | 0 | 13983-121-008070 | R K ALLEN OIL CO INC
25719 | Currently in Use |  | 1979-01-01 |  | Petroleum | Premium gasoline | Premium gasoline | Retail | Steel | Steel | Field installed cathodic protection, Interior lined (not allowed as a standalone method of corrosion protection) |  | Double Wall, Flexible | OPW |  | Other, FLXS ISOLA | Catchment Basin, Single walled catchment basin | Automatic shutoff device At 95% full | Automatic shutoff device At 95% full |  |  | Continuous Automatic Tank Gauge |  | Automatic flow restrictor (MLLD), Containment Sump | Containment Sump |  |  | Annual line testing | Annual line testing |  | UST Currently In Use: 4; UST Temp Close: 0; AST Currently In Use: 0; AST Temp Closed: 0 | 4 | 0 | 0 | 13983-121-008070 | R K ALLEN OIL CO INC
25720 | Permanently Closed | 1901-01-01 | 1964-01-01 | 2011-11-11 | Petroleum | Unleaded gasoline | Unleaded gasoline |  | Steel | Steel |  |  | Steel |  | 1901-01-01 | [15 empty] | UST Currently In Use: 0; UST Temp Close: 0; AST Currently In Use: 0; AST Temp Closed: 0 | 0 | 0 | 4 | 13983-121-008071 | R K ALLEN OIL CO INC
25721 | Permanently Closed | 1901-01-01 | 1964-01-01 | 2011-11-11 | Petroleum | Unleaded gasoline | Unleaded gasoline |  | Steel | Steel |  |  | Steel |  | 1901-01-01 | [15 empty] | UST Currently In Use: 0; UST Temp Close: 0; AST Currently In Use: 0; AST Temp Closed: 0 | 0 | 0 | 4 | 13983-121-008071 | R K ALLEN OIL CO INC
25722 | Permanently Closed | 1901-01-01 | 1964-01-01 | 2011-11-11 | Petroleum | Unleaded gasoline | Unleaded gasoline |  | Steel | Steel |  |  | Steel |  | 1901-01-01 | [15 empty] | UST Currently In Use: 0; UST Temp Close: 0; AST Currently In Use: 0; AST Temp Closed: 0 | 0 | 0 | 4 | 13983-121-008071 | R K ALLEN OIL CO INC
25723 | Permanently Closed | 1901-01-01 | 1964-01-01 | 2011-11-11 | Petroleum | Unleaded gasoline | Unleaded gasoline |  | Steel | Steel |  |  | Steel |  | 1901-01-01 | [15 empty] | UST Currently In Use: 0; UST Temp Close: 0; AST Currently In Use: 0; AST Temp Closed: 0 | 0 | 0 | 4 | 13983-121-008071 | R K ALLEN OIL CO INC
25724 | Permanently Closed | 1992-02-22 | 1964-01-01 | 1995-02-22 | Petroleum | Unleaded gasoline | Unleaded gasoline |  | Steel | Steel |  |  | Steel |  | 1901-01-01 | [15 empty] | UST Currently In Use: 0; UST Temp Close: 0; AST Currently In Use: 0; AST Temp Closed: 0 | 0 | 0 | 3 | 13983-121-008072 | R K ALLEN OIL CO INC
25725 | Permanently Closed | 1995-02-22 | 1964-01-01 | 1992-02-22 | Petroleum | Unleaded gasoline | Unleaded gasoline |  | Steel | Steel |  |  | Steel |  | 1901-01-01 | [15 empty] | UST Currently In Use: 0; UST Temp Close: 0; AST Currently In Use: 0; AST Temp Closed: 0 | 0 | 0 | 3 | 13983-121-008072 | R K ALLEN OIL CO INC
25726 | Permanently Closed | 1995-02-22 | 1964-01-01 | 1992-02-22 | Petroleum | Unleaded gasoline | Unleaded gasoline |  | Steel | Steel |  |  | Steel |  | 1901-01-01 | [15 empty] | UST Currently In Use: 0; UST Temp Close: 0; AST Currently In Use: 0; AST Temp Closed: 0 | 0 | 0 | 3 | 13983-121-008072 | R K ALLEN OIL CO INC
25727 | Currently in Use |  | 1987-01-01 |  | Petroleum | Premium gasoline | Premium gasoline | Retail | Single Wall, Steel | Steel | Coated & cathodic protection (sti-P3) |  | Fiberglass reinforced plastic, Single Wall |  |  |  | Catchment Basin, Single walled catchment basin | Automatic shutoff device At 95% full | Automatic shutoff device At 95% full |  |  | Continuous Automatic Tank Gauge |  | Automatic flow restrictor (MLLD) | Automatic flow restrictor (MLLD) |  |  | Annual line testing | Annual line testing |  | UST Currently In Use: 3; UST Temp Close: 2; AST Currently In Use: 0; AST Temp Closed: 0 | 3 | 2 | 0 | 13983-121-013525 | R K ALLEN OIL CO INC
25728 | Currently in Use |  | 1987-01-01 |  | Petroleum | Unleaded gasoline | Unleaded gasoline | Retail | Single Wall, Steel | Steel | Coated & cathodic protection (sti-P3) |  | Fiberglass reinforced plastic, Single Wall |  |  |  | Catchment Basin, Single walled catchment basin | Automatic shutoff device At 95% full | Automatic shutoff device At 95% full |  |  | Continuous Automatic Tank Gauge |  | Automatic flow restrictor (MLLD) | Automatic flow restrictor (MLLD) |  |  | Annual line testing | Annual line testing |  | UST Currently In Use: 3; UST Temp Close: 2; AST Currently In Use: 0; AST Temp Closed: 0 | 3 | 2 | 0 | 13983-121-013525 | R K ALLEN OIL CO INC
25729 | Currently in Use |  | 1987-01-01 |  | Petroleum | Mid-grade gasoline | Mid-grade gasoline | Retail | Single Wall, Steel | Steel | Coated & cathodic protection (sti-P3) |  | Fiberglass reinforced plastic, Single Wall |  |  |  | Catchment Basin, Single walled catchment basin | Automatic shutoff device At 95% full | Automatic shutoff device At 95% full |  |  | Continuous Automatic Tank Gauge |  | Automatic flow restrictor (MLLD) | Automatic flow restrictor (MLLD) |  |  | Annual line testing | Annual line testing |  | UST Currently In Use: 3; UST Temp Close: 2; AST Currently In Use: 0; AST Temp Closed: 0 | 3 | 2 | 0 | 13983-121-013525 | R K ALLEN OIL CO INC
25730 | Temporary Closed | 2023-06-23 | 1987-01-01 |  | Petroleum | On road diesel | On road diesel | Retail | Steel | Steel | Coated & cathodic protection (sti-P3) |  | Fiberglass reinforced plastic, Single Wall |  |  |  | Catchment Basin, Single walled catchment basin | Automatic shutoff device At 95% full | Automatic shutoff device At 95% full |  |  | Automatic Tank Gauge |  | Automatic flow restrictor (MLLD) | Automatic flow restrictor (MLLD) |  |  | Annual line testing | Annual line testing |  | UST Currently In Use: 3; UST Temp Close: 2; AST Currently In Use: 0; AST Temp Closed: 0 | 3 | 2 | 0 | 13983-121-013525 | R K ALLEN OIL CO INC
25731 | Temporary Closed | 2023-06-23 | 1987-01-01 |  | Petroleum | Unleaded gasoline | Unleaded gasoline | Retail | Steel | Steel | Coated & cathodic protection (sti-P3) |  | Fiberglass reinforced plastic, Single Wall |  |  |  | Catchment Basin, Single walled catchment basin | Automatic shutoff device At 95% full | Automatic shutoff device At 95% full |  |  | Automatic Tank Gauge |  | Automatic flow restrictor (MLLD) | Automatic flow restrictor (MLLD) |  |  | Annual line testing | Annual line testing |  | UST Currently In Use: 3; UST Temp Close: 2; AST Currently In Use: 0; AST Temp Closed: 0 | 3 | 2 | 0 | 13983-121-013525 | R K ALLEN OIL CO INC
25732 | Permanently Closed | 1988-12-16 | 1976-01-01 | 1988-12-16 | Petroleum | Unleaded gasoline | Unleaded gasoline |  | Steel | Steel |  | Painted or None | Steel |  | 1901-01-01 | [15 empty] | UST Currently In Use: 0; UST Temp Close: 0; AST Currently In Use: 1; AST Temp Closed: 0 | 0 | 0 | 2 | 11379-079-006594 | SIBLEY OIL COMPANY
25733 | Permanently Closed | 1988-11-23 | 1968-01-01 | 1988-12-16 | Petroleum | Unleaded gasoline | Unleaded gasoline |  | Steel | Steel |  | Painted or None | Steel |  | 1901-01-01 | [15 empty] | UST Currently In Use: 0; UST Temp Close: 0; AST Currently In Use: 1; AST Temp Closed: 0 | 0 | 0 | 2 | 11379-079-006594 | SIBLEY OIL COMPANY
25734 | Permanently Closed | 1988-10-27 | 1969-01-01 |  | Petroleum | Unleaded gasoline | Unleaded gasoline |  | Steel | Steel |  | Painted or None | Steel |  | 1901-01-01 | [15 empty] | UST Currently In Use: 0; UST Temp Close: 0; AST Currently In Use: 0; AST Temp Closed: 0 | 0 | 0 | 3 | 13984-079-006596 | R K M INC
25735 | Permanently Closed | 1988-10-27 | 1969-01-01 |  | Petroleum | Unleaded gasoline | Unleaded gasoline |  | Steel | Steel |  | Painted or None | Steel |  | 1901-01-01 | [15 empty] | UST Currently In Use: 0; UST Temp Close: 0; AST Currently In Use: 0; AST Temp Closed: 0 | 0 | 0 | 3 | 13984-079-006596 | R K M INC
25736 | Permanently Closed | 1988-10-27 | 1969-01-01 |  | Petroleum | Unleaded gasoline | Unleaded gasoline |  | Steel | Steel |  | Painted or None | Steel |  | 1901-01-01 | [15 empty] | UST Currently In Use: 0; UST Temp Close: 0; AST Currently In Use: 0; AST Temp Closed: 0 | 0 | 0 | 3 | 13984-079-006596 | R K M INC
25737 | Permanently Closed | 1988-10-20 | 1973-01-01 | 1988-10-20 | Petroleum | Unleaded gasoline | Unleaded gasoline |  | Steel | Steel |  | Painted or None | Steel |  | 1901-01-01 | [15 empty] | UST Currently In Use: 0; UST Temp Close: 0; AST Currently In Use: 0; AST Temp Closed: 0 | 0 | 0 | 4 | 13984-079-006598 | R K M INC
25738 | Permanently Closed | 1988-10-20 | 1962-01-01 | 1988-10-20 | Petroleum | Unleaded gasoline | Unleaded gasoline |  | Steel | Steel |  | Painted or None | Steel |  | 1901-01-01 | [15 empty] | UST Currently In Use: 0; UST Temp Close: 0; AST Currently In Use: 0; AST Temp Closed: 0 | 0 | 0 | 4 | 13984-079-006598 | R K M INC
25739 | Permanently Closed | 1988-10-20 | 1949-01-01 | 1988-10-20 | Petroleum | Unleaded gasoline | Unleaded gasoline |  | Steel | Steel |  | Painted or None | Steel |  | 1901-01-01 | [15 empty] | UST Currently In Use: 0; UST Temp Close: 0; AST Currently In Use: 0; AST Temp Closed: 0 | 0 | 0 | 4 | 13984-079-006598 | R K M INC
25740 | Permanently Closed | 1965-01-01 | 1949-01-01 | 1988-10-20 | Petroleum | Unleaded gasoline | Unleaded gasoline |  | Steel | Steel |  | Painted or None | Steel |  | 1901-01-01 | [15 empty] | UST Currently In Use: 0; UST Temp Close: 0; AST Currently In Use: 0; AST Temp Closed: 0 | 0 | 0 | 4 | 13984-079-006598 | R K M INC
25741 | Permanently Closed | 1988-05-02 | 1973-01-01 | 1988-10-20 | Petroleum | Unleaded gasoline | Unleaded gasoline |  | Steel | Steel |  | Painted or None | Steel |  | 1901-01-01 | [15 empty] | UST Currently In Use: 0; UST Temp Close: 0; AST Currently In Use: 0; AST Temp Closed: 0 | 0 | 0 | 4 | 13984-079-006600 | R K M INC
25742 | Permanently Closed | 1988-05-02 | 1959-01-01 | 1988-11-20 | Petroleum | Unleaded gasoline | Unleaded gasoline |  | Steel | Steel |  | Painted or None | Steel |  | 1901-01-01 | [15 empty] | UST Currently In Use: 0; UST Temp Close: 0; AST Currently In Use: 0; AST Temp Closed: 0 | 0 | 0 | 4 | 13984-079-006600 | R K M INC
25743 | Permanently Closed | 1988-05-02 | 1959-01-01 | 1988-10-20 | Petroleum | Unleaded gasoline | Unleaded gasoline |  | Steel | Steel |  | Painted or None | Steel |  | 1901-01-01 | [15 empty] | UST Currently In Use: 0; UST Temp Close: 0; AST Currently In Use: 0; AST Temp Closed: 0 | 0 | 0 | 4 | 13984-079-006600 | R K M INC
25744 | Permanently Closed | 1988-05-02 | 1969-01-01 | 1988-10-20 | Petroleum | Unleaded gasoline | Unleaded gasoline |  | Steel | Steel |  | Painted or None | Steel |  | 1901-01-01 | [15 empty] | UST Currently In Use: 0; UST Temp Close: 0; AST Currently In Use: 0; AST Temp Closed: 0 | 0 | 0 | 4 | 13984-079-006600 | R K M INC
25745 | Permanently Closed | 1988-12-10 | 1961-01-01 |  | Petroleum | Unleaded gasoline | Unleaded gasoline |  | Steel | Steel |  | Painted or None | Steel |  | 1901-01-01 | [15 empty] | UST Currently In Use: 0; UST Temp Close: 0; AST Currently In Use: 0; AST Temp Closed: 0 | 0 | 0 | 3 | 13984-079-006601 | R K M INC
25746 | Permanently Closed | 1988-12-10 | 1961-01-01 |  | Petroleum | Unleaded gasoline | Unleaded gasoline |  | Steel | Steel |  | Painted or None | Steel |  | 1901-01-01 | [15 empty] | UST Currently In Use: 0; UST Temp Close: 0; AST Currently In Use: 0; AST Temp Closed: 0 | 0 | 0 | 3 | 13984-079-006601 | R K M INC
25747 | Permanently Closed | 1988-12-10 | 1961-01-01 |  | Petroleum | Unleaded gasoline | Unleaded gasoline |  | Steel | Steel |  | Painted or None | Steel |  | 1901-01-01 | [15 empty] | UST Currently In Use: 0; UST Temp Close: 0; AST Currently In Use: 0; AST Temp Closed: 0 | 0 | 0 | 3 | 13984-079-006601 | R K M INC
25748 | Permanently Closed | 1988-12-16 | 1975-01-01 | 1988-12-16 | Petroleum | Unleaded gasoline | Unleaded gasoline |  | Steel | Steel |  | Painted or None | Steel |  | 1901-01-01 | [15 empty] | UST Currently In Use: 0; UST Temp Close: 0; AST Currently In Use: 0; AST Temp Closed: 0 | 0 | 0 | 3 | 13984-079-006604 | R K M INC
25749 | Permanently Closed | 1988-12-16 | 1975-01-01 | 1988-12-16 | Petroleum | Unleaded gasoline | Unleaded gasoline |  | Steel | Steel |  | Painted or None | Steel |  | 1901-01-01 | [15 empty] | UST Currently In Use: 0; UST Temp Close: 0; AST Currently In Use: 0; AST Temp Closed: 0 | 0 | 0 | 3 | 13984-079-006604 | R K M INC
25750 | Permanently Closed | 1988-12-16 | 1952-01-01 | 1988-12-16 | Petroleum | Unleaded gasoline | Unleaded gasoline |  | Steel | Steel |  | Painted or None | Steel |  | 1901-01-01 | [15 empty] | UST Currently In Use: 0; UST Temp Close: 0; AST Currently In Use: 0; AST Temp Closed: 0 | 0 | 0 | 3 | 13984-079-006604 | R K M INC
25751 | Currently in Use |  | 1980-01-01 |  | Petroleum | Unleaded gasoline | Unleaded gasoline | Retail | Single Wall, Steel | Steel | Field installed cathodic protection |  | Single Wall, Steel |  |  | Field installed cathodic protection | Catchment Basin, Single walled catchment basin | Automatic shutoff device At 95% full | Automatic shutoff device At 95% full |  |  | Statistical Inventory Reconciliation (SIR) | Direct Bury submersible pump | Automatic flow restrictor (MLLD) | Automatic flow restrictor (MLLD) |  |  | Statistical inventory reconciliation (SIR) | Statistical inventory reconciliation (SIR) |  | UST Currently In Use: 3; UST Temp Close: 0; AST Currently In Use: 1; AST Temp Closed: 0 | 3 | 0 | 0 | 25575-079-006605 | AMIN ZOKARI
25752 | Currently in Use |  | 1980-01-01 |  | Petroleum | Unleaded gasoline | Unleaded gasoline | Retail | Single Wall, Steel | Steel | Field installed cathodic protection |  | Single Wall, Steel |  |  | Field installed cathodic protection | Catchment Basin, Single walled catchment basin | Automatic shutoff device At 95% full | Automatic shutoff device At 95% full |  |  | Statistical Inventory Reconciliation (SIR) | Direct Bury submersible pump | Automatic flow restrictor (MLLD) | Automatic flow restrictor (MLLD) |  |  | Statistical inventory reconciliation (SIR) | Statistical inventory reconciliation (SIR) |  | UST Currently In Use: 3; UST Temp Close: 0; AST Currently In Use: 1; AST Temp Closed: 0 | 3 | 0 | 0 | 25575-079-006605 | AMIN ZOKARI
25753 | Permanently Closed | 1988-11-22 | 1901-01-01 | 1988-11-22 | Petroleum | Unleaded gasoline | Unleaded gasoline |  | Steel | Steel |  |  |  |  | 1901-01-01 | [12 empty] | Annual line testing | Annual line testing |  | UST Currently In Use: 0; UST Temp Close: 0; AST Currently In Use: 0; AST Temp Closed: 0 | 0 | 0 | 3 | 13984-079-006605 | R K M INC
25754 | Permanently Closed | 1983-01-01 | 1901-01-01 | 1988-11-22 | Petroleum | Unleaded gasoline | Unleaded gasoline |  | Steel | Steel |  | Painted or None |  |  | 1901-01-01 | [15 empty] | UST Currently In Use: 0; UST Temp Close: 0; AST Currently In Use: 0; AST Temp Closed: 0 | 0 | 0 | 3 | 13984-079-006605 | R K M INC
25755 | Permanently Closed | 1983-01-01 | 1948-01-01 | 1988-11-22 | Petroleum | Unleaded gasoline | Unleaded gasoline |  | Steel | Steel |  | Painted or None |  |  | 1901-01-01 | [15 empty] | UST Currently In Use: 0; UST Temp Close: 0; AST Currently In Use: 0; AST Temp Closed: 0 | 0 | 0 | 3 | 13984-079-006605 | R K M INC
25756 | Currently in Use |  | 1987-01-01 |  | Petroleum | On road diesel | On road diesel | Retail | Single Wall, Steel | Steel | Field installed cathodic protection |  | Single Wall, Steel |  |  | Field installed cathodic protection | Catchment Basin, Single walled catchment basin | Automatic shutoff device At 95% full | Automatic shutoff device At 95% full |  |  | Statistical Inventory Reconciliation (SIR) | Direct Bury submersible pump | Automatic flow restrictor (MLLD) | Automatic flow restrictor (MLLD) |  |  | Statistical inventory reconciliation (SIR) | Statistical inventory reconciliation (SIR) |  | UST Currently In Use: 3; UST Temp Close: 0; AST Currently In Use: 1; AST Temp Closed: 0 | 3 | 0 | 0 | 25575-079-006605 | AMIN ZOKARI
25757 | Permanently Closed | 1988-12-16 | 1973-01-01 | 1988-12-16 | Petroleum | Unleaded gasoline | Unleaded gasoline |  | Steel | Steel |  | Painted or None | Steel |  | 1901-01-01 | [15 empty] | UST Currently In Use: 2; UST Temp Close: 0; AST Currently In Use: 0; AST Temp Closed: 0 | 2 | 0 | 6 | 11379-079-006606 | SIBLEY OIL COMPANY
25758 | Permanently Closed | 1988-12-16 | 1959-01-01 | 1988-12-16 | Petroleum | Unleaded gasoline | Unleaded gasoline |  | Steel | Steel |  | Painted or None | Steel |  | 1901-01-01 | [15 empty] | UST Currently In Use: 2; UST Temp Close: 0; AST Currently In Use: 0; AST Temp Closed: 0 | 2 | 0 | 6 | 11379-079-006606 | SIBLEY OIL COMPANY
25759 | Permanently Closed | 1988-12-16 | 1959-01-01 | 1988-12-16 | Petroleum | Unleaded gasoline | Unleaded gasoline |  | Steel | Steel |  | Painted or None | Steel |  | 1901-01-01 | [15 empty] | UST Currently In Use: 2; UST Temp Close: 0; AST Currently In Use: 0; AST Temp Closed: 0 | 2 | 0 | 6 | 11379-079-006606 | SIBLEY OIL COMPANY
25760 | Permanently Closed | 2012-08-31 | 1988-01-01 | 2011-08-31 | Petroleum | Premium gasoline | Premium gasoline | Retail | Steel | Steel | Coated & cathodic protection (sti-P3) |  | Flexible |  | 1901-01-01 |  | Catchment Basin, Single walled catchment basin | Audible high level alarm At 90% full, Automatic shutoff device At 95% full | Automatic shutoff device At 95% full |  |  | Continuous Automatic Tank Gauge |  |  |  | Interstitial Monitoring within Secondary Containment |  | Continuous alarm system | Continuous alarm system |  | UST Currently In Use: 2; UST Temp Close: 0; AST Currently In Use: 0; AST Temp Closed: 0 | 2 | 0 | 6 | 11379-079-006606 | SIBLEY OIL COMPANY
25761 | Permanently Closed | 2012-08-31 | 1988-01-01 | 2011-08-31 | Petroleum | Mid-grade gasoline | Mid-grade gasoline | Retail | Steel | Steel | Coated & cathodic protection (sti-P3) |  | Flexible |  | 1901-01-01 |  | Catchment Basin, Single walled catchment basin | Audible high level alarm At 90% full, Automatic shutoff device At 95% full | Automatic shutoff device At 95% full |  |  | Continuous Automatic Tank Gauge |  |  |  | Interstitial Monitoring within Secondary Containment |  | Continuous alarm system | Continuous alarm system |  | UST Currently In Use: 2; UST Temp Close: 0; AST Currently In Use: 0; AST Temp Closed: 0 | 2 | 0 | 6 | 11379-079-006606 | SIBLEY OIL COMPANY
25762 | Permanently Closed | 2012-08-31 | 1988-01-01 | 2011-08-31 | Petroleum | Unleaded gasoline | Unleaded gasoline | Retail | Steel | Steel | Coated & cathodic protection (sti-P3) |  | Flexible |  | 1901-01-01 |  | Catchment Basin, Single walled catchment basin | Audible high level alarm At 90% full, Automatic shutoff device At 95% full | Automatic shutoff device At 95% full |  |  | Continuous Automatic Tank Gauge |  |  |  | Interstitial Monitoring within Secondary Containment |  | Annual line testing, Continuous alarm system | Continuous alarm system |  | UST Currently In Use: 2; UST Temp Close: 0; AST Currently In Use: 0; AST Temp Closed: 0 | 2 | 0 | 6 | 11379-079-006606 | SIBLEY OIL COMPANY
25763 | Permanently Closed | 1988-10-10 | 1960-01-01 |  | Petroleum | Unleaded gasoline | Unleaded gasoline |  | Steel | Steel |  | Painted or None | Steel |  | 1901-01-01 | [15 empty] | UST Currently In Use: 0; UST Temp Close: 0; AST Currently In Use: 0; AST Temp Closed: 0 | 0 | 0 | 3 | 13984-079-006607 | R K M INC
25764 | Permanently Closed | 1988-10-10 | 1960-01-01 |  | Petroleum | Unleaded gasoline | Unleaded gasoline |  | Steel | Steel |  | Painted or None | Steel |  | 1901-01-01 | [15 empty] | UST Currently In Use: 0; UST Temp Close: 0; AST Currently In Use: 0; AST Temp Closed: 0 | 0 | 0 | 3 | 13984-079-006607 | R K M INC
25765 | Permanently Closed | 1988-10-10 | 1960-01-01 |  | Petroleum | Unleaded gasoline | Unleaded gasoline |  | Steel | Steel |  | Painted or None | Steel |  | 1901-01-01 | [15 empty] | UST Currently In Use: 0; UST Temp Close: 0; AST Currently In Use: 0; AST Temp Closed: 0 | 0 | 0 | 3 | 13984-079-006607 | R K M INC
25766 | Permanently Closed | 1996-09-01 | 1978-01-01 | 1997-09-11 | Petroleum | Unleaded gasoline | Unleaded gasoline | Retail | Steel | Steel |  | Painted or None | Steel |  | 1901-01-01 |  | Catchment Basin, Single walled catchment basin |  |  |  |  | Statistical Inventory Reconciliation (SIR) | [8 empty] | UST Currently In Use: 0; UST Temp Close: 0; AST Currently In Use: 0; AST Temp Closed: 0 | 0 | 0 | 3 | 13984-079-006609 | R K M INC
25767 | Permanently Closed | 1996-09-01 | 1978-01-01 | 1997-09-11 | Petroleum | Unleaded gasoline | Unleaded gasoline | Retail | Steel | Steel |  | Painted or None | Steel |  | 1901-01-01 |  | Catchment Basin, Single walled catchment basin |  |  |  |  | Statistical Inventory Reconciliation (SIR) | [8 empty] | UST Currently In Use: 0; UST Temp Close: 0; AST Currently In Use: 0; AST Temp Closed: 0 | 0 | 0 | 3 | 13984-079-006609 | R K M INC
25768 | Permanently Closed | 1996-09-01 | 1978-01-01 | 1997-09-11 | Petroleum | Unleaded gasoline | Unleaded gasoline | Retail | Steel | Steel |  | Painted or None | Steel |  | 1901-01-01 |  | Catchment Basin, Single walled catchment basin |  |  |  |  | Statistical Inventory Reconciliation (SIR) | [8 empty] | UST Currently In Use: 0; UST Temp Close: 0; AST Currently In Use: 0; AST Temp Closed: 0 | 0 | 0 | 3 | 13984-079-006609 | R K M INC
25769 | Permanently Closed | 1901-01-01 | 1969-01-01 | 1987-04-01 | Petroleum | Unleaded gasoline | Unleaded gasoline |  | Steel | Steel |  | Painted or None | Steel |  | 1901-01-01 | [15 empty] | UST Currently In Use: 0; UST Temp Close: 0; AST Currently In Use: 0; AST Temp Closed: 0 | 0 | 0 | 3 | 13984-079-006610 | R K M INC
25770 | Permanently Closed | 1901-01-01 | 1975-01-01 | 1987-04-01 | Petroleum | Unleaded gasoline | Unleaded gasoline |  | Steel | Steel |  | Painted or None | Steel |  | 1901-01-01 | [15 empty] | UST Currently In Use: 0; UST Temp Close: 0; AST Currently In Use: 0; AST Temp Closed: 0 | 0 | 0 | 3 | 13984-079-006610 | R K M INC
25771 | Permanently Closed | 1901-01-01 | 1969-01-01 | 1987-04-01 | Petroleum | Unleaded gasoline | Unleaded gasoline |  | Steel | Steel |  | Painted or None | Steel |  | 1901-01-01 | [15 empty] | UST Currently In Use: 0; UST Temp Close: 0; AST Currently In Use: 0; AST Temp Closed: 0 | 0 | 0 | 3 | 13984-079-006610 | R K M INC
25772 | Currently in Use |  | 1986-01-01 |  | Petroleum | Premium gasoline | Premium gasoline | Retail | Fiberglass reinforced plastic, Single Wall | Single Wall |  |  | Fiberglass reinforced plastic |  | 1901-01-01 | None | Catchment Basin, Single walled catchment basin | Automatic shutoff device At 95% full | Automatic shutoff device At 95% full |  |  | Continuous Automatic Tank Gauge | Direct Bury submersible pump | Automatic flow restrictor (MLLD) | Automatic flow restrictor (MLLD) |  |  | Annual line testing | Annual line testing |  | UST Currently In Use: 4; UST Temp Close: 0; AST Currently In Use: 0; AST Temp Closed: 0 | 4 | 0 | 0 | 11379-079-006611 | SIBLEY OIL COMPANY
25774 | Currently in Use |  | 1986-01-01 |  | Petroleum | Unleaded gasoline | Unleaded gasoline | Retail | Fiberglass reinforced plastic, Single Wall | Single Wall |  |  | Fiberglass reinforced plastic |  | 1901-01-01 | None | Catchment Basin, Single walled catchment basin | Automatic shutoff device At 95% full | Automatic shutoff device At 95% full |  |  | Continuous Automatic Tank Gauge | Direct Bury submersible pump | Automatic flow restrictor (MLLD) | Automatic flow restrictor (MLLD) |  |  | Annual line testing | Annual line testing |  | UST Currently In Use: 4; UST Temp Close: 0; AST Currently In Use: 0; AST Temp Closed: 0 | 4 | 0 | 0 | 11379-079-006611 | SIBLEY OIL COMPANY
25775 | Currently in Use |  | 1986-01-01 |  | Petroleum | On road diesel | On road diesel | Retail | Fiberglass reinforced plastic, Single Wall | Single Wall |  |  | Fiberglass reinforced plastic |  | 1901-01-01 |  | Catchment Basin, Single walled catchment basin | Automatic shutoff device At 95% full | Automatic shutoff device At 95% full |  |  | Continuous Automatic Tank Gauge | Direct Bury submersible pump | Automatic flow restrictor (MLLD) | Automatic flow restrictor (MLLD) |  |  | Annual line testing | Annual line testing |  | UST Currently In Use: 4; UST Temp Close: 0; AST Currently In Use: 0; AST Temp Closed: 0 | 4 | 0 | 0 | 11379-079-006611 | SIBLEY OIL COMPANY
25776 | Currently in Use |  | 1986-01-01 |  | Petroleum | On road diesel | On road diesel | Retail | Fiberglass reinforced plastic, Single Wall | Single Wall |  |  | Fiberglass reinforced plastic |  | 1901-01-01 |  | Catchment Basin, Single walled catchment basin | Automatic shutoff device At 95% full | Automatic shutoff device At 95% full |  |  | Continuous Automatic Tank Gauge | Direct Bury submersible pump | Automatic flow restrictor (MLLD) | Automatic flow restrictor (MLLD) |  |  | Annual line testing | Annual line testing |  | UST Currently In Use: 4; UST Temp Close: 0; AST Currently In Use: 0; AST Temp Closed: 0 | 4 | 0 | 0 | 11379-079-006611 | SIBLEY OIL COMPANY
25777 | Currently in Use |  | 1981-10-01 |  | Petroleum | Unleaded gasoline | Unleaded gasoline | Bulk facility | Single Wall, Steel | Steel | Field installed cathodic protection |  | Single Wall, Steel |  |  | Field installed cathodic protection | Catchment Basin, Single walled catchment basin | Automatic shutoff device At 95% full | Automatic shutoff device At 95% full |  |  | Statistical Inventory Reconciliation (SIR) | Direct Bury submersible pump | Automatic flow restrictor (MLLD) | Automatic flow restrictor (MLLD) |  |  | Statistical inventory reconciliation (SIR) | Statistical inventory reconciliation (SIR) |  | UST Currently In Use: 5; UST Temp Close: 0; AST Currently In Use: 1; AST Temp Closed: 0 | 5 | 0 | 1 | 11379-079-011216 | SIBLEY OIL COMPANY
25778 | Currently in Use |  | 1981-10-01 |  | Petroleum | On road diesel | On road diesel | Bulk facility | Single Wall, Steel | Steel | Field installed cathodic protection |  | Single Wall, Steel |  |  | Field installed cathodic protection | Catchment Basin, Single walled catchment basin | Automatic shutoff device At 95% full | Automatic shutoff device At 95% full |  |  | Statistical Inventory Reconciliation (SIR) | Direct Bury submersible pump | Automatic flow restrictor (MLLD) | Automatic flow restrictor (MLLD) |  |  | Statistical inventory reconciliation (SIR) | Statistical inventory reconciliation (SIR) |  | UST Currently In Use: 5; UST Temp Close: 0; AST Currently In Use: 1; AST Temp Closed: 0 | 5 | 0 | 1 | 11379-079-011216 | SIBLEY OIL COMPANY
25779 | Currently in Use |  | 1981-10-01 |  | Petroleum | Premium gasoline | Premium gasoline | Bulk facility | Single Wall, Steel | Steel | Field installed cathodic protection |  | Single Wall, Steel |  |  | Field installed cathodic protection | Catchment Basin, Single walled catchment basin | Automatic shutoff device At 95% full | Automatic shutoff device At 95% full |  |  | Statistical Inventory Reconciliation (SIR) | Direct Bury submersible pump | Automatic flow restrictor (MLLD) | Automatic flow restrictor (MLLD) |  |  | Statistical inventory reconciliation (SIR) | Statistical inventory reconciliation (SIR) |  | UST Currently In Use: 5; UST Temp Close: 0; AST Currently In Use: 1; AST Temp Closed: 0 | 5 | 0 | 1 | 11379-079-011216 | SIBLEY OIL COMPANY
25780 | Currently in Use |  | 1981-10-01 |  | Petroleum | On road diesel | On road diesel | Bulk facility | Single Wall, Steel | Steel | Field installed cathodic protection |  | Single Wall, Steel |  |  | Field installed cathodic protection | Catchment Basin, Single walled catchment basin | Automatic shutoff device At 95% full | Automatic shutoff device At 95% full |  |  | Statistical Inventory Reconciliation (SIR) | Direct Bury submersible pump | Automatic flow restrictor (MLLD) | Automatic flow restrictor (MLLD) |  |  | Statistical inventory reconciliation (SIR) | Statistical inventory reconciliation (SIR) |  | UST Currently In Use: 5; UST Temp Close: 0; AST Currently In Use: 1; AST Temp Closed: 0 | 5 | 0 | 1 | 11379-079-011216 | SIBLEY OIL COMPANY
25781 | Currently in Use |  | 1981-10-01 |  | Petroleum | On road diesel | On road diesel | Bulk facility | Single Wall, Steel | Steel | Field installed cathodic protection |  | Single Wall, Steel |  |  | Field installed cathodic protection | Catchment Basin, Single walled catchment basin | Automatic shutoff device At 95% full | Automatic shutoff device At 95% full |  |  | Statistical Inventory Reconciliation (SIR) | Direct Bury submersible pump | Automatic flow restrictor (MLLD) | Automatic flow restrictor (MLLD) |  |  | Statistical inventory reconciliation (SIR) | Statistical inventory reconciliation (SIR) |  | UST Currently In Use: 5; UST Temp Close: 0; AST Currently In Use: 1; AST Temp Closed: 0 | 5 | 0 | 1 | 11379-079-011216 | SIBLEY OIL COMPANY
25783 | Permanently Closed | 2004-06-24 | 1981-10-01 | 2004-12-14 | Petroleum | On road diesel | On road diesel | Bulk facility | Single Wall, Steel | Steel | Field installed cathodic protection |  | Single Wall, Steel |  |  | Field installed cathodic protection | Catchment Basin, Single walled catchment basin | Audible high level alarm At 90% full, Automatic shutoff device At 95% full | Automatic shutoff device At 95% full |  |  | Automatic Tank Gauge, Statistical Inventory Reconciliation (SIR) | [8 empty] | UST Currently In Use: 5; UST Temp Close: 0; AST Currently In Use: 1; AST Temp Closed: 0 | 5 | 0 | 1 | 11379-079-011216 | SIBLEY OIL COMPANY
25784 | Permanently Closed | 1988-12-20 | 1968-01-01 | 1988-12-20 | Petroleum | Unleaded gasoline | Unleaded gasoline |  | Steel | Steel |  | Painted or None | Steel |  | 1901-01-01 | [15 empty] | UST Currently In Use: 0; UST Temp Close: 0; AST Currently In Use: 0; AST Temp Closed: 0 | 0 | 0 | 4 | 13984-079-011217 | R K M INC
25785 | Permanently Closed | 1988-12-20 | 1968-01-01 | 1988-12-20 | Petroleum | Unleaded gasoline | Unleaded gasoline |  | Steel | Steel |  | Painted or None | Steel |  | 1901-01-01 | [15 empty] | UST Currently In Use: 0; UST Temp Close: 0; AST Currently In Use: 0; AST Temp Closed: 0 | 0 | 0 | 4 | 13984-079-011217 | R K M INC
25786 | Permanently Closed | 1988-12-20 | 1973-01-01 | 1988-12-20 | Petroleum | Unleaded gasoline | Unleaded gasoline |  | Steel | Steel |  | Painted or None | Steel |  | 1901-01-01 | [15 empty] | UST Currently In Use: 0; UST Temp Close: 0; AST Currently In Use: 0; AST Temp Closed: 0 | 0 | 0 | 4 | 13984-079-011217 | R K M INC
25787 | Permanently Closed | 1971-01-01 | 1963-01-01 | 1988-12-20 | Petroleum | Unleaded gasoline | Unleaded gasoline |  | Steel | Steel |  | Painted or None | Steel |  | 1901-01-01 | [15 empty] | UST Currently In Use: 0; UST Temp Close: 0; AST Currently In Use: 0; AST Temp Closed: 0 | 0 | 0 | 4 | 13984-079-011217 | R K M INC
25788 | Permanently Closed | 1986-01-01 | 1971-01-01 | 1988-10-17 | Petroleum | Unleaded gasoline | Unleaded gasoline |  | Steel | Steel |  | Painted or None | Steel |  | 1901-01-01 | [15 empty] | UST Currently In Use: 0; UST Temp Close: 0; AST Currently In Use: 0; AST Temp Closed: 0 | 0 | 0 | 4 | 13984-079-006608 | R K M INC
25789 | Permanently Closed | 1986-01-01 | 1960-01-01 | 1988-10-17 | Petroleum | Unleaded gasoline | Unleaded gasoline |  | Steel | Steel |  | Painted or None | Steel |  | 1901-01-01 | [15 empty] | UST Currently In Use: 0; UST Temp Close: 0; AST Currently In Use: 0; AST Temp Closed: 0 | 0 | 0 | 4 | 13984-079-006608 | R K M INC
25790 | Permanently Closed | 1986-01-01 | 1960-01-01 | 1988-10-17 | Petroleum | Unleaded gasoline | Unleaded gasoline |  | Steel | Steel |  | Painted or None | Steel |  | 1901-01-01 | [15 empty] | UST Currently In Use: 0; UST Temp Close: 0; AST Currently In Use: 0; AST Temp Closed: 0 | 0 | 0 | 4 | 13984-079-006608 | R K M INC
25791 | Permanently Closed | 1986-01-01 | 1960-01-01 | 1988-10-17 | Petroleum | Unleaded gasoline | Unleaded gasoline |  | Steel | Steel |  | Painted or None | Steel |  | 1901-01-01 | [15 empty] | UST Currently In Use: 0; UST Temp Close: 0; AST Currently In Use: 0; AST Temp Closed: 0 | 0 | 0 | 4 | 13984-079-006608 | R K M INC
25792 | Currently in Use |  | 1983-01-01 |  | Petroleum | Unleaded gasoline | Unleaded gasoline | Retail | Fiberglass reinforced plastic, Single Wall | Single Wall |  |  | Fiberglass reinforced plastic, Single Wall |  | 1901-01-01 |  | Catchment Basin, Single walled catchment basin | Automatic shutoff device At 95% full | Automatic shutoff device At 95% full |  |  | Continuous Automatic Tank Gauge |  | Automatic shutoff device (AELLD) | Automatic shutoff device (AELLD) | [5 empty] | UST Currently In Use: 3; UST Temp Close: 1; AST Currently In Use: 0; AST Temp Closed: 0 | 3 | 1 | 0 | 22069-015-001175 | SAM'S PROPERTIES LLC
25793 | Temporary Closed | 2007-08-29 | 1983-01-01 |  | Petroleum | Unleaded gasoline | Unleaded gasoline | Retail | Fiberglass reinforced plastic, Single Wall | Single Wall |  |  | Fiberglass reinforced plastic, Single Wall |  | 1901-01-01 |  | Catchment Basin, Single walled catchment basin | Automatic shutoff device At 95% full | Automatic shutoff device At 95% full |  |  | Continuous Automatic Tank Gauge | [8 empty] | UST Currently In Use: 3; UST Temp Close: 1; AST Currently In Use: 0; AST Temp Closed: 0 | 3 | 1 | 0 | 22069-015-001175 | SAM'S PROPERTIES LLC
25794 | Currently in Use |  | 1983-01-01 |  | Petroleum | Premium gasoline | Premium gasoline | Retail | Fiberglass reinforced plastic, Single Wall | Single Wall |  |  | Fiberglass reinforced plastic, Single Wall |  | 1901-01-01 |  | Catchment Basin, Single walled catchment basin | Automatic shutoff device At 95% full | Automatic shutoff device At 95% full |  |  | Continuous Automatic Tank Gauge |  | Automatic shutoff device (AELLD) | Automatic shutoff device (AELLD) | [5 empty] | UST Currently In Use: 3; UST Temp Close: 1; AST Currently In Use: 0; AST Temp Closed: 0 | 3 | 1 | 0 | 22069-015-001175 | SAM'S PROPERTIES LLC
25795 | Permanently Closed | 1995-01-01 | 1982-01-01 | 1996-04-30 | Petroleum | Unleaded gasoline | Unleaded gasoline |  | Steel | Steel | Coated & cathodic protection (sti-P3) |  | Steel |  | 1901-01-01 | [15 empty] | UST Currently In Use: 0; UST Temp Close: 0; AST Currently In Use: 0; AST Temp Closed: 0 | 0 | 0 | 1 | 20035-073-002529 | PESTCO EXTERMINATING CO INC
25796 | Retired | 1987-01-01 | 1977-01-01 |  | Petroleum | Unleaded gasoline | Unleaded gasoline |  | Steel | Steel |  |  | Steel |  | 1901-01-01 | [15 empty] | UST Currently In Use: 0; UST Temp Close: 0; AST Currently In Use: 0; AST Temp Closed: 0 | 0 | 0 | 0 | 13989-097-008339 | BAY PAPER CO INC
25797 | Retired | 1987-01-01 | 1977-01-01 |  | Petroleum | On road diesel | On road diesel |  | Steel | Steel |  |  | Steel |  | 1901-01-01 | [15 empty] | UST Currently In Use: 0; UST Temp Close: 0; AST Currently In Use: 0; AST Temp Closed: 0 | 0 | 0 | 0 | 13989-097-008339 | BAY PAPER CO INC
25798 | Permanently Closed | 2021-10-01 | 1978-06-01 | 2022-10-27 | Petroleum | Unleaded gasoline | Unleaded gasoline | Retail | Steel | Steel | Field installed cathodic protection |  | Fiberglass reinforced plastic |  |  |  | Catchment Basin, Single walled catchment basin | Automatic shutoff device At 95% full | Automatic shutoff device At 95% full |  |  | Automatic Tank Gauge, Statistical Inventory Reconciliation (SIR) |  | Automatic flow restrictor (MLLD) | Automatic flow restrictor (MLLD) |  |  | Annual line testing | Annual line testing |  | UST Currently In Use: 0; UST Temp Close: 0; AST Currently In Use: 2; AST Temp Closed: 0 | 0 | 0 | 3 | 26031-117-008972 | CDA CITY OF PELHAM
25799 | Permanently Closed | 2021-10-01 | 1978-06-01 | 2022-10-27 | Petroleum | Mid-grade gasoline | Mid-grade gasoline | Retail | Steel | Steel | Field installed cathodic protection |  | Steel |  |  | Field installed cathodic protection | Catchment Basin, Single walled catchment basin | Automatic shutoff device At 95% full | Automatic shutoff device At 95% full |  |  | Automatic Tank Gauge, Statistical Inventory Reconciliation (SIR) |  | Automatic flow restrictor (MLLD) | Automatic flow restrictor (MLLD) |  |  | Statistical inventory reconciliation (SIR) | Statistical inventory reconciliation (SIR) |  | UST Currently In Use: 0; UST Temp Close: 0; AST Currently In Use: 2; AST Temp Closed: 0 | 0 | 0 | 3 | 26031-117-008972 | CDA CITY OF PELHAM
25800 | Permanently Closed | 2021-10-01 | 1978-06-01 | 2022-10-27 | Petroleum | Premium gasoline | Premium gasoline | Retail | Steel | Steel | Field installed cathodic protection |  | Steel |  |  | Field installed cathodic protection | Catchment Basin, Single walled catchment basin | Automatic shutoff device At 95% full | Automatic shutoff device At 95% full |  |  | Automatic Tank Gauge, Statistical Inventory Reconciliation (SIR) |  | Automatic flow restrictor (MLLD) | Automatic flow restrictor (MLLD) |  |  | Statistical inventory reconciliation (SIR) | Statistical inventory reconciliation (SIR) |  | UST Currently In Use: 0; UST Temp Close: 0; AST Currently In Use: 2; AST Temp Closed: 0 | 0 | 0 | 3 | 26031-117-008972 | CDA CITY OF PELHAM
25801 | Permanently Closed | 1991-12-31 | 1901-01-01 | 1991-12-31 | Petroleum | Unleaded gasoline | Unleaded gasoline |  | Steel | Steel |  | Painted or None | Steel |  | 1901-01-01 | [15 empty] | UST Currently In Use: 0; UST Temp Close: 0; AST Currently In Use: 0; AST Temp Closed: 0 | 0 | 0 | 2 | 13993-085-010553 | R TAYLOR
25802 | Permanently Closed | 1991-12-31 | 1901-01-01 | 1991-12-31 | Petroleum | Unleaded gasoline | Unleaded gasoline |  | Steel | Steel |  | Painted or None | Steel |  | 1901-01-01 | [15 empty] | UST Currently In Use: 0; UST Temp Close: 0; AST Currently In Use: 0; AST Temp Closed: 0 | 0 | 0 | 2 | 13993-085-010553 | R TAYLOR
25803 | Permanently Closed | 1901-01-01 | 1971-01-01 | 1988-12-01 | Petroleum | Unleaded gasoline | Unleaded gasoline |  | Steel | Steel |  | Painted or None | Steel |  | 1901-01-01 | [15 empty] | UST Currently In Use: 0; UST Temp Close: 0; AST Currently In Use: 0; AST Temp Closed: 0 | 0 | 0 | 1 | 13994-073-009197 | R W ARMSTRONG INC
25804 | Retired | 1981-01-01 | 1963-01-01 |  | Petroleum | Other, X | Other |  | Steel | Steel |  | Painted or None | Steel |  | 1901-01-01 | [15 empty] | UST Currently In Use: 0; UST Temp Close: 0; AST Currently In Use: 0; AST Temp Closed: 0 | 0 | 0 | 0 | 13994-073-009200 | R W ARMSTRONG INC
25805 | Retired | 1981-01-01 | 1901-01-01 |  | Petroleum | Other, EMPTY | Other | [7 empty] | 1901-01-01 | [15 empty] | UST Currently In Use: 0; UST Temp Close: 0; AST Currently In Use: 0; AST Temp Closed: 0 | 0 | 0 | 0 | 13994-073-009200 | R W ARMSTRONG INC
25806 | Retired | 1981-01-01 | 1963-01-01 |  | Petroleum | Other, X | Other |  | Steel | Steel |  | Painted or None | Steel |  | 1901-01-01 | [15 empty] | UST Currently In Use: 0; UST Temp Close: 0; AST Currently In Use: 0; AST Temp Closed: 0 | 0 | 0 | 0 | 13994-073-009201 | R W ARMSTRONG INC
25807 | Retired | 1981-01-01 | 1963-01-01 |  | Petroleum | Other, X | Other |  | Steel | Steel |  | Painted or None | Steel |  | 1901-01-01 | [15 empty] | UST Currently In Use: 0; UST Temp Close: 0; AST Currently In Use: 0; AST Temp Closed: 0 | 0 | 0 | 0 | 13994-073-009201 | R W ARMSTRONG INC
25808 | Retired | 1981-01-01 | 1963-01-01 |  | Petroleum | Other, X | Other |  | Steel | Steel |  | Painted or None | Steel |  | 1901-01-01 | [15 empty] | UST Currently In Use: 0; UST Temp Close: 0; AST Currently In Use: 0; AST Temp Closed: 0 | 0 | 0 | 0 | 13994-073-009201 | R W ARMSTRONG INC
25809 | Retired | 1988-08-08 | 1968-01-01 |  | Petroleum | Kerosene | Kerosene |  | Steel | Steel |  | Painted or None | Steel |  | 1901-01-01 | [15 empty] | UST Currently In Use: 0; UST Temp Close: 0; AST Currently In Use: 0; AST Temp Closed: 0 | 0 | 0 | 0 | 13994-073-009202 | R W ARMSTRONG INC
25810 | Retired | 1981-01-01 | 1968-01-01 |  | Petroleum | Other, X | Other |  | Steel | Steel |  | Painted or None | Steel |  | 1901-01-01 | [15 empty] | UST Currently In Use: 0; UST Temp Close: 0; AST Currently In Use: 0; AST Temp Closed: 0 | 0 | 0 | 0 | 13994-073-009203 | R W ARMSTRONG INC
25811 | Permanently Closed | 1901-01-01 | 1968-01-01 |  | Petroleum | Unleaded gasoline | Unleaded gasoline |  | Steel | Steel |  | Painted or None | Steel |  | 1901-01-01 | [15 empty] | UST Currently In Use: 0; UST Temp Close: 0; AST Currently In Use: 0; AST Temp Closed: 0 | 0 | 0 | 2 | 13994-073-011680 | R W ARMSTRONG INC
25812 | Permanently Closed | 1901-01-01 | 1968-01-01 |  | Petroleum | Unleaded gasoline | Unleaded gasoline |  | Steel | Steel |  | Painted or None | Steel |  | 1901-01-01 | [15 empty] | UST Currently In Use: 0; UST Temp Close: 0; AST Currently In Use: 0; AST Temp Closed: 0 | 0 | 0 | 2 | 13994-073-011680 | R W ARMSTRONG INC
25813 | Retired | 1986-01-01 | 1901-01-01 |  | Petroleum | Unleaded gasoline | Unleaded gasoline |  | Steel | Steel |  | Painted or None | Steel |  | 1901-01-01 | [15 empty] | UST Currently In Use: 0; UST Temp Close: 0; AST Currently In Use: 0; AST Temp Closed: 0 | 0 | 0 | 0 | 13994-073-011681 | R W ARMSTRONG INC
25814 | Permanently Closed | 1901-01-01 | 1968-01-01 | 1988-12-01 | Petroleum | Unleaded gasoline | Unleaded gasoline |  | Steel | Steel |  | Painted or None | Steel |  | 1901-01-01 | [15 empty] | UST Currently In Use: 0; UST Temp Close: 0; AST Currently In Use: 0; AST Temp Closed: 0 | 0 | 0 | 1 | 13994-073-011682 | R W ARMSTRONG INC
25815 | Retired | 1988-11-01 | 1968-01-01 |  | Petroleum | Unleaded gasoline | Unleaded gasoline |  | Steel | Steel |  | Painted or None | Steel |  | 1901-01-01 | [15 empty] | UST Currently In Use: 0; UST Temp Close: 0; AST Currently In Use: 0; AST Temp Closed: 0 | 0 | 0 | 0 | 13995-073-011679 | CLYDE HAYES
25816 | Retired | 1988-11-01 | 1972-01-01 |  | Petroleum | Unleaded gasoline | Unleaded gasoline |  | Steel | Steel |  | Painted or None | Steel |  | 1901-01-01 | [15 empty] | UST Currently In Use: 0; UST Temp Close: 0; AST Currently In Use: 0; AST Temp Closed: 0 | 0 | 0 | 0 | 13995-073-011679 | CLYDE HAYES
25817 | Retired | 1988-11-01 | 1972-01-01 |  | Petroleum | Unleaded gasoline | Unleaded gasoline |  | Steel | Steel |  | Painted or None | Steel |  | 1901-01-01 | [15 empty] | UST Currently In Use: 0; UST Temp Close: 0; AST Currently In Use: 0; AST Temp Closed: 0 | 0 | 0 | 0 | 13995-073-011679 | CLYDE HAYES
25818 | Retired | 1988-12-22 | 1970-01-01 |  | Petroleum | Unleaded gasoline | Unleaded gasoline |  | Steel | Steel |  | Painted or None | Steel |  | 1901-01-01 | [15 empty] | UST Currently In Use: 0; UST Temp Close: 0; AST Currently In Use: 0; AST Temp Closed: 0 | 0 | 0 | 0 | 13996-003-011075 | RABUN RD QUIK STOP
25819 | Retired | 1988-12-22 | 1978-01-01 |  | Petroleum | Unleaded gasoline | Unleaded gasoline |  | Steel | Steel |  | Painted or None | Steel |  | 1901-01-01 | [15 empty] | UST Currently In Use: 0; UST Temp Close: 0; AST Currently In Use: 0; AST Temp Closed: 0 | 0 | 0 | 0 | 13996-003-011075 | RABUN RD QUIK STOP
25820 | Permanently Closed | 1998-12-17 | 1978-01-01 | 1998-12-17 | Petroleum | Unleaded gasoline | Unleaded gasoline |  | Steel | Steel |  | Painted or None | Steel |  | 1901-01-01 |  | Catchment Basin, Single walled catchment basin | Audible high level alarm At 90% full, Automatic shutoff device At 95% full, Flow Rest 90% Full | Flow Rest 90% Full | [8 empty] | Annual line testing | Annual line testing |  | UST Currently In Use: 0; UST Temp Close: 0; AST Currently In Use: 0; AST Temp Closed: 0 | 0 | 0 | 4 | 11101-003-009638 | CLARK OIL COMPANY, INC.
25821 | Permanently Closed | 1998-12-17 | 1978-01-01 | 1998-12-17 | Petroleum | Unleaded gasoline | Unleaded gasoline |  | Steel | Steel |  | Painted or None | Steel |  | 1901-01-01 | [12 empty] | Annual line testing | Annual line testing |  | UST Currently In Use: 0; UST Temp Close: 0; AST Currently In Use: 0; AST Temp Closed: 0 | 0 | 0 | 4 | 11101-003-009638 | CLARK OIL COMPANY, INC.
25822 | Permanently Closed | 1998-12-17 | 1978-01-01 | 1998-12-17 | Petroleum | Unleaded gasoline | Unleaded gasoline |  | Steel | Steel |  | Painted or None | Steel |  | 1901-01-01 | [12 empty] | Annual line testing | Annual line testing |  | UST Currently In Use: 0; UST Temp Close: 0; AST Currently In Use: 0; AST Temp Closed: 0 | 0 | 0 | 4 | 11101-003-009638 | CLARK OIL COMPANY, INC.
25823 | Permanently Closed | 1998-12-17 | 1978-01-01 | 1998-12-17 | Petroleum | On road diesel | On road diesel |  | Steel | Steel |  | Painted or None | Steel |  | 1901-01-01 | [12 empty] | Annual line testing | Annual line testing |  | UST Currently In Use: 0; UST Temp Close: 0; AST Currently In Use: 0; AST Temp Closed: 0 | 0 | 0 | 4 | 11101-003-009638 | CLARK OIL COMPANY, INC.
25824 | Permanently Closed | 2020-08-05 | 1985-01-01 | 2020-08-05 | Petroleum | Unleaded gasoline | Unleaded gasoline | Retail | Fiberglass reinforced plastic, Single Wall | Single Wall |  |  | Fiberglass reinforced plastic, Single Wall |  | 1901-01-01 |  | Catchment Basin, Single walled catchment basin | Audible high level alarm At 90% full, Flow Rest 90% Full | Flow Rest 90% Full |  |  | Continuous Automatic Tank Gauge |  | Automatic shutoff device (AELLD) | Automatic shutoff device (AELLD) |  |  | Annual line testing | Annual line testing |  | UST Currently In Use: 5; UST Temp Close: 0; AST Currently In Use: 0; AST Temp Closed: 0 | 5 | 0 | 5 | 14001-015-010016 | RaceTrac, Inc.
25825 | Permanently Closed | 2020-08-05 | 1985-01-01 | 2020-08-05 | Petroleum | Mid-grade gasoline | Mid-grade gasoline | Retail | Fiberglass reinforced plastic, Single Wall | Single Wall |  |  | Fiberglass reinforced plastic, Single Wall |  | 1901-01-01 |  | Catchment Basin, Single walled catchment basin | Audible high level alarm At 90% full, Flow Rest 90% Full | Flow Rest 90% Full |  |  | Continuous Automatic Tank Gauge |  | Automatic shutoff device (AELLD) | Automatic shutoff device (AELLD) |  |  | Annual line testing | Annual line testing |  | UST Currently In Use: 5; UST Temp Close: 0; AST Currently In Use: 0; AST Temp Closed: 0 | 5 | 0 | 5 | 14001-015-010016 | RaceTrac, Inc.
25826 | Permanently Closed | 2020-08-05 | 1985-01-01 | 2020-08-05 | Petroleum | Premium gasoline | Premium gasoline | Retail | Fiberglass reinforced plastic, Single Wall | Single Wall |  |  | Fiberglass reinforced plastic, Single Wall |  | 1901-01-01 |  | Catchment Basin, Single walled catchment basin | Flow Rest 90% Full | Flow Rest 90% Full |  |  | Continuous Automatic Tank Gauge |  | Automatic shutoff device (AELLD) | Automatic shutoff device (AELLD) |  |  | Annual line testing | Annual line testing |  | UST Currently In Use: 5; UST Temp Close: 0; AST Currently In Use: 0; AST Temp Closed: 0 | 5 | 0 | 5 | 14001-015-010016 | RaceTrac, Inc.
25827 | Permanently Closed | 1985-08-01 | 1973-01-01 |  | Petroleum | Unleaded gasoline | Unleaded gasoline |  | Steel | Steel |  | Painted or None | Steel |  | 1901-01-01 |  |  | Audible high level alarm At 90% full | Audible high level alarm At 90% full | [11 empty] | UST Currently In Use: 5; UST Temp Close: 0; AST Currently In Use: 0; AST Temp Closed: 0 | 5 | 0 | 5 | 14001-015-010016 | RaceTrac, Inc.
25828 | Permanently Closed | 1985-08-01 | 1973-01-01 |  | Petroleum | Unleaded gasoline | Unleaded gasoline |  | Steel | Steel |  | Painted or None | Steel |  | 1901-01-01 |  |  | Audible high level alarm At 90% full | Audible high level alarm At 90% full | [11 empty] | UST Currently In Use: 5; UST Temp Close: 0; AST Currently In Use: 0; AST Temp Closed: 0 | 5 | 0 | 5 | 14001-015-010016 | RaceTrac, Inc.
25829 | Permanently Closed | 2008-10-28 | 1977-01-01 | 2008-10-28 | Petroleum | Unleaded gasoline | Unleaded gasoline | Retail | Steel | Steel | Field installed cathodic protection |  | Fiberglass reinforced plastic |  | 1901-01-01 |  | Catchment Basin, Single walled catchment basin | Audible high level alarm At 90% full, Automatic shutoff device At 95% full, Flow Rest 90% Full | Flow Rest 90% Full |  |  | Statistical Inventory Reconciliation (SIR) | [5 empty] | Statistical inventory reconciliation (SIR) | Statistical inventory reconciliation (SIR) |  | UST Currently In Use: 0; UST Temp Close: 0; AST Currently In Use: 0; AST Temp Closed: 0 | 0 | 0 | 3 | 22502-017-009640 | CIRCLE K STORES INC.
25830 | Permanently Closed | 2008-10-28 | 1977-01-01 | 2008-10-28 | Petroleum | Mid-grade gasoline | Mid-grade gasoline | Retail | Steel | Steel | Field installed cathodic protection |  | Fiberglass reinforced plastic |  | 1901-01-01 |  | Catchment Basin, Single walled catchment basin | Audible high level alarm At 90% full, Automatic shutoff device At 95% full, Flow Rest 90% Full | Flow Rest 90% Full |  |  | Statistical Inventory Reconciliation (SIR) | [5 empty] | Statistical inventory reconciliation (SIR) | Statistical inventory reconciliation (SIR) |  | UST Currently In Use: 0; UST Temp Close: 0; AST Currently In Use: 0; AST Temp Closed: 0 | 0 | 0 | 3 | 22502-017-009640 | CIRCLE K STORES INC.
25831 | Permanently Closed | 2008-10-28 | 1977-01-01 | 2008-10-28 | Petroleum | Premium gasoline | Premium gasoline | Retail | Steel | Steel | Field installed cathodic protection |  | Fiberglass reinforced plastic |  | 1901-01-01 |  | Catchment Basin, Single walled catchment basin | Audible high level alarm At 90% full, Automatic shutoff device At 95% full, Flow Rest 90% Full | Flow Rest 90% Full |  |  | Statistical Inventory Reconciliation (SIR) | [5 empty] | Statistical inventory reconciliation (SIR) | Statistical inventory reconciliation (SIR) |  | UST Currently In Use: 0; UST Temp Close: 0; AST Currently In Use: 0; AST Temp Closed: 0 | 0 | 0 | 3 | 22502-017-009640 | CIRCLE K STORES INC.
25832 | Permanently Closed | 1992-11-20 | 1952-01-01 | 1992-11-20 | Petroleum | Unleaded gasoline | Unleaded gasoline |  | Steel | Steel |  |  |  |  | 1901-01-01 | [15 empty] | UST Currently In Use: 0; UST Temp Close: 0; AST Currently In Use: 0; AST Temp Closed: 0 | 0 | 0 | 2 | 14001-057-000050 | RaceTrac, Inc.
25833 | Permanently Closed | 1992-11-20 | 1952-01-01 | 1992-11-20 | Petroleum | Unleaded gasoline | Unleaded gasoline |  | Steel | Steel |  |  |  |  | 1901-01-01 | [15 empty] | UST Currently In Use: 0; UST Temp Close: 0; AST Currently In Use: 0; AST Temp Closed: 0 | 0 | 0 | 2 | 14001-057-000050 | RaceTrac, Inc.
25834 | Permanently Closed | 1998-03-01 | 1970-01-01 | 1998-04-09 | Petroleum | Unleaded gasoline | Unleaded gasoline |  | Steel | Steel |  |  | Steel |  | 1901-01-01 | None | Catchment Basin, Single walled catchment basin | Audible high level alarm At 90% full, Automatic shutoff device At 95% full | Automatic shutoff device At 95% full |  |  | Automatic Tank Gauge | [5 empty] | Annual line testing | Annual line testing |  | UST Currently In Use: 3; UST Temp Close: 0; AST Currently In Use: 0; AST Temp Closed: 0 | 3 | 0 | 4 | 14001-117-009636 | RaceTrac, Inc.
25835 | Permanently Closed | 1998-03-01 | 1970-01-01 | 1998-04-09 | Petroleum | Unleaded gasoline | Unleaded gasoline |  | Steel | Steel |  |  | Steel |  | 1901-01-01 | None | Catchment Basin, Single walled catchment basin | Audible high level alarm At 90% full, Automatic shutoff device At 95% full | Automatic shutoff device At 95% full |  |  | Automatic Tank Gauge | [5 empty] | Annual line testing | Annual line testing |  | UST Currently In Use: 3; UST Temp Close: 0; AST Currently In Use: 0; AST Temp Closed: 0 | 3 | 0 | 4 | 14001-117-009636 | RaceTrac, Inc.
25836 | Permanently Closed | 1998-03-01 | 1970-01-01 | 1998-04-09 | Petroleum | Unleaded gasoline | Unleaded gasoline |  | Steel | Steel |  |  | Steel |  | 1901-01-01 | None | Catchment Basin, Single walled catchment basin | Audible high level alarm At 90% full, Automatic shutoff device At 95% full | Automatic shutoff device At 95% full |  |  | Automatic Tank Gauge | [5 empty] | Annual line testing | Annual line testing |  | UST Currently In Use: 3; UST Temp Close: 0; AST Currently In Use: 0; AST Temp Closed: 0 | 3 | 0 | 4 | 14001-117-009636 | RaceTrac, Inc.
25837 | Permanently Closed | 1998-03-01 | 1970-01-01 | 1998-04-09 | Petroleum | On road diesel | On road diesel |  | Steel | Steel |  |  | Steel |  | 1901-01-01 | None | Catchment Basin, Single walled catchment basin | Audible high level alarm At 90% full, Automatic shutoff device At 95% full | Automatic shutoff device At 95% full |  |  | Automatic Tank Gauge | [8 empty] | UST Currently In Use: 3; UST Temp Close: 0; AST Currently In Use: 0; AST Temp Closed: 0 | 3 | 0 | 4 | 14001-117-009636 | RaceTrac, Inc.
25838 | Permanently Closed | 2018-08-25 | 1987-01-01 | 2017-08-25 | Petroleum | Unleaded gasoline | Unleaded gasoline | Retail | Fiberglass reinforced plastic, Single Wall | Single Wall |  |  | Fiberglass reinforced plastic, Single Wall |  | 1901-01-01 |  | Catchment Basin, Single walled catchment basin | Audible high level alarm At 90% full | Audible high level alarm At 90% full |  |  | Continuous Automatic Tank Gauge |  | Automatic flow restrictor (MLLD), Automatic shutoff device (AELLD), Containment Sump | Containment Sump | [5 empty] | UST Currently In Use: 5; UST Temp Close: 0; AST Currently In Use: 0; AST Temp Closed: 0 | 5 | 0 | 3 | 14001-073-012644 | RaceTrac, Inc.
25840 | Permanently Closed | 2017-08-25 | 1987-01-01 | 2017-08-25 | Petroleum | Premium gasoline | Premium gasoline | Retail | Fiberglass reinforced plastic, Single Wall | Single Wall |  |  | Fiberglass reinforced plastic, Single Wall |  | 1901-01-01 |  | Catchment Basin, Single walled catchment basin | Audible high level alarm At 90% full | Audible high level alarm At 90% full |  |  | Continuous Automatic Tank Gauge |  | Automatic flow restrictor (MLLD), Automatic shutoff device (AELLD), Containment Sump | Containment Sump | [5 empty] | UST Currently In Use: 5; UST Temp Close: 0; AST Currently In Use: 0; AST Temp Closed: 0 | 5 | 0 | 3 | 14001-073-012644 | RaceTrac, Inc.
25841 | Permanently Closed | 2017-08-25 | 1987-01-01 | 2017-08-25 | Petroleum | On road diesel | On road diesel | Retail | Fiberglass reinforced plastic, Single Wall | Single Wall |  |  | Fiberglass reinforced plastic, Single Wall |  | 1901-01-01 |  | Catchment Basin, Single walled catchment basin | Audible high level alarm At 90% full | Audible high level alarm At 90% full |  |  | Continuous Automatic Tank Gauge |  | Automatic flow restrictor (MLLD), Automatic shutoff device (AELLD), Containment Sump | Containment Sump | [5 empty] | UST Currently In Use: 5; UST Temp Close: 0; AST Currently In Use: 0; AST Temp Closed: 0 | 5 | 0 | 3 | 14001-073-012644 | RaceTrac, Inc.
25842 | Permanently Closed | 2016-08-30 | 1984-01-01 | 2017-03-09 | Petroleum | Unleaded gasoline | Unleaded gasoline | Retail | Fiberglass reinforced plastic | Fiberglass reinforced plastic |  |  | Fiberglass reinforced plastic |  | 1901-01-01 |  | Catchment Basin, Single walled catchment basin | Audible high level alarm At 90% full, Flow Rest 90% Full | Flow Rest 90% Full |  |  | Continuous Automatic Tank Gauge |  | Automatic shutoff device (AELLD), Containment Sump | Containment Sump | [5 empty] | UST Currently In Use: 0; UST Temp Close: 0; AST Currently In Use: 0; AST Temp Closed: 0 | 0 | 0 | 4 | 14001-083-009637 | RaceTrac, Inc.
25843 | Permanently Closed | 2011-05-10 | 1984-01-01 | 2017-03-09 | Petroleum | Mid-grade gasoline | Mid-grade gasoline | Retail | Fiberglass reinforced plastic | Fiberglass reinforced plastic |  |  | Fiberglass reinforced plastic |  | 1901-01-01 |  | Catchment Basin, Single walled catchment basin | Audible high level alarm At 90% full, Flow Rest 90% Full | Flow Rest 90% Full |  |  | Continuous Automatic Tank Gauge |  | Automatic shutoff device (AELLD) | Automatic shutoff device (AELLD) | [5 empty] | UST Currently In Use: 0; UST Temp Close: 0; AST Currently In Use: 0; AST Temp Closed: 0 | 0 | 0 | 4 | 14001-083-009637 | RaceTrac, Inc.
25844 | Permanently Closed | 2011-06-22 | 1984-01-01 |  | Petroleum | Premium gasoline | Premium gasoline | Retail | Fiberglass reinforced plastic | Fiberglass reinforced plastic |  |  | Fiberglass reinforced plastic |  | 1901-01-01 |  | Catchment Basin, Single walled catchment basin | Audible high level alarm At 90% full, Flow Rest 90% Full | Flow Rest 90% Full |  |  | Continuous Automatic Tank Gauge |  | Automatic shutoff device (AELLD) | Automatic shutoff device (AELLD) | [5 empty] | UST Currently In Use: 0; UST Temp Close: 0; AST Currently In Use: 0; AST Temp Closed: 0 | 0 | 0 | 4 | 14001-083-009637 | RaceTrac, Inc.
25845 | Permanently Closed | 2016-08-30 | 1984-01-01 | 2017-03-09 | Petroleum | Premium gasoline | Premium gasoline | Retail | Fiberglass reinforced plastic | Fiberglass reinforced plastic |  |  | Fiberglass reinforced plastic |  | 1901-01-01 |  | Catchment Basin, Single walled catchment basin | Audible high level alarm At 90% full, Flow Rest 90% Full | Flow Rest 90% Full |  |  | Continuous Automatic Tank Gauge |  | Automatic shutoff device (AELLD), Containment Sump | Containment Sump | [5 empty] | UST Currently In Use: 0; UST Temp Close: 0; AST Currently In Use: 0; AST Temp Closed: 0 | 0 | 0 | 4 | 14001-083-009637 | RaceTrac, Inc.
25846 | Permanently Closed | 1999-10-28 | 1980-01-01 | 1999-06-25 | Petroleum | Unleaded gasoline | Unleaded gasoline | Retail | Steel | Steel | Field installed cathodic protection |  | Steel |  | 1901-01-01 | Field installed cathodic protection | Catchment Basin, Single walled catchment basin | Flow Rest 90% Full | Flow Rest 90% Full |  |  | Continuous Automatic Tank Gauge | [5 empty] | Annual line testing | Annual line testing |  | UST Currently In Use: 3; UST Temp Close: 0; AST Currently In Use: 0; AST Temp Closed: 0 | 3 | 0 | 3 | 14001-097-009642 | RaceTrac, Inc.
25847 | Permanently Closed | 1999-10-28 | 1980-01-01 | 1999-06-25 | Petroleum | Mid-grade gasoline | Mid-grade gasoline | Retail | Steel | Steel | Field installed cathodic protection |  | Steel |  | 1901-01-01 | Field installed cathodic protection | Catchment Basin, Single walled catchment basin | Flow Rest 90% Full | Flow Rest 90% Full |  |  | Continuous Automatic Tank Gauge | [5 empty] | Annual line testing | Annual line testing |  | UST Currently In Use: 3; UST Temp Close: 0; AST Currently In Use: 0; AST Temp Closed: 0 | 3 | 0 | 3 | 14001-097-009642 | RaceTrac, Inc.
25848 | Permanently Closed | 1999-10-28 | 1980-01-01 | 1999-06-25 | Petroleum | Unleaded gasoline | Unleaded gasoline | Retail | Steel | Steel | Field installed cathodic protection |  | Steel |  | 1901-01-01 | Field installed cathodic protection | Catchment Basin, Single walled catchment basin | Flow Rest 90% Full | Flow Rest 90% Full |  |  | Continuous Automatic Tank Gauge | [5 empty] | Annual line testing | Annual line testing |  | UST Currently In Use: 3; UST Temp Close: 0; AST Currently In Use: 0; AST Temp Closed: 0 | 3 | 0 | 3 | 14001-097-009642 | RaceTrac, Inc.
25849 | Permanently Closed | 2000-04-18 | 1981-01-01 | 2000-04-18 | Petroleum | Unleaded gasoline | Unleaded gasoline | Retail | Fiberglass reinforced plastic | Fiberglass reinforced plastic |  |  | Fiberglass reinforced plastic |  | 1901-01-01 |  | Catchment Basin, Single walled catchment basin | Flow Rest 90% Full | Flow Rest 90% Full |  |  | Automatic Tank Gauge, Continuous Automatic Tank Gauge | [5 empty] | Annual line testing | Annual line testing |  | UST Currently In Use: 3; UST Temp Close: 0; AST Currently In Use: 0; AST Temp Closed: 0 | 3 | 0 | 3 | 14001-101-009633 | RaceTrac, Inc.
25850 | Permanently Closed | 2000-04-18 | 1981-01-01 | 2000-04-18 | Petroleum | Mid-grade gasoline | Mid-grade gasoline | Retail | Fiberglass reinforced plastic | Fiberglass reinforced plastic |  |  | Fiberglass reinforced plastic |  | 1901-01-01 |  | Catchment Basin, Single walled catchment basin | Flow Rest 90% Full | Flow Rest 90% Full |  |  | Automatic Tank Gauge, Continuous Automatic Tank Gauge | [5 empty] | Annual line testing | Annual line testing |  | UST Currently In Use: 3; UST Temp Close: 0; AST Currently In Use: 0; AST Temp Closed: 0 | 3 | 0 | 3 | 14001-101-009633 | RaceTrac, Inc.
25851 | Permanently Closed | 2000-04-18 | 1981-01-01 | 2000-04-18 | Petroleum | Premium gasoline | Premium gasoline | Retail | Fiberglass reinforced plastic | Fiberglass reinforced plastic |  |  | Fiberglass reinforced plastic |  | 1901-01-01 |  | Catchment Basin, Single walled catchment basin | Flow Rest 90% Full | Flow Rest 90% Full |  |  | Automatic Tank Gauge, Continuous Automatic Tank Gauge | [5 empty] | Annual line testing | Annual line testing |  | UST Currently In Use: 3; UST Temp Close: 0; AST Currently In Use: 0; AST Temp Closed: 0 | 3 | 0 | 3 | 14001-101-009633 | RaceTrac, Inc.
25852 | Permanently Closed | 2006-10-24 | 1972-01-05 | 2006-10-24 | Petroleum | Unleaded gasoline | Unleaded gasoline | Retail | Steel | Steel | Field installed cathodic protection |  | Fiberglass reinforced plastic |  | 1901-01-01 | Field installed cathodic protection | Catchment Basin, Single walled catchment basin | Flow Rest 90% Full | Flow Rest 90% Full |  |  | Continuous Automatic Tank Gauge |  | Automatic shutoff device (AELLD) | Automatic shutoff device (AELLD) | [5 empty] | UST Currently In Use: 3; UST Temp Close: 0; AST Currently In Use: 0; AST Temp Closed: 0 | 3 | 0 | 3 | 14001-101-009635 | RaceTrac, Inc.
25853 | Permanently Closed | 2006-10-24 | 1972-01-05 | 2006-10-24 | Petroleum | Mid-grade gasoline | Mid-grade gasoline | Retail | Steel | Steel | Field installed cathodic protection |  | Fiberglass reinforced plastic |  | 1901-01-01 | Field installed cathodic protection | Catchment Basin, Single walled catchment basin | Flow Rest 90% Full | Flow Rest 90% Full |  |  | Continuous Automatic Tank Gauge |  | Automatic shutoff device (AELLD) | Automatic shutoff device (AELLD) | [5 empty] | UST Currently In Use: 3; UST Temp Close: 0; AST Currently In Use: 0; AST Temp Closed: 0 | 3 | 0 | 3 | 14001-101-009635 | RaceTrac, Inc.
25854 | Permanently Closed | 2006-10-24 | 1972-01-05 | 2006-10-24 | Petroleum | Premium gasoline | Premium gasoline | Retail | Steel | Steel | Field installed cathodic protection |  | Fiberglass reinforced plastic |  | 1901-01-01 | Field installed cathodic protection | Catchment Basin, Single walled catchment basin | Flow Rest 90% Full | Flow Rest 90% Full |  |  | Continuous Automatic Tank Gauge |  | Automatic shutoff device (AELLD) | Automatic shutoff device (AELLD) | [5 empty] | UST Currently In Use: 3; UST Temp Close: 0; AST Currently In Use: 0; AST Temp Closed: 0 | 3 | 0 | 3 | 14001-101-009635 | RaceTrac, Inc.
25855 | Permanently Closed | 2004-10-01 | 1980-01-01 | 2004-10-01 | Petroleum | Unleaded gasoline | Unleaded gasoline | Retail | Steel | Steel | Field installed cathodic protection |  | Other, DWALL |  | 1901-01-01 |  | Catchment Basin, Single walled catchment basin | Audible high level alarm At 90% full, Automatic shutoff device At 95% full, Flow Rest 90% Full | Flow Rest 90% Full |  |  | Continuous Automatic Tank Gauge |  | Automatic shutoff device (AELLD) | Automatic shutoff device (AELLD) | Interstitial Monitoring within Secondary Containment |  |  |  |  | UST Currently In Use: 3; UST Temp Close: 0; AST Currently In Use: 0; AST Temp Closed: 0 | 3 | 0 | 4 | 14001-101-009639 | RaceTrac, Inc.
25856 | Permanently Closed | 2004-10-01 | 1980-01-01 | 2004-10-01 | Petroleum | Mid-grade gasoline | Mid-grade gasoline | Retail | Steel | Steel | Field installed cathodic protection |  | Other, DWALL |  | 1901-01-01 |  | Catchment Basin, Single walled catchment basin | Audible high level alarm At 90% full, Automatic shutoff device At 95% full, Flow Rest 90% Full | Flow Rest 90% Full |  |  | Continuous Automatic Tank Gauge |  | Automatic shutoff device (AELLD) | Automatic shutoff device (AELLD) | Interstitial Monitoring within Secondary Containment |  |  |  |  | UST Currently In Use: 3; UST Temp Close: 0; AST Currently In Use: 0; AST Temp Closed: 0 | 3 | 0 | 4 | 14001-101-009639 | RaceTrac, Inc.
25857 | Permanently Closed | 2004-10-01 | 1980-01-01 | 2004-10-01 | Petroleum | Premium gasoline | Premium gasoline | Retail | Steel | Steel | Field installed cathodic protection |  | Other, DWALL |  | 1901-01-01 |  | Catchment Basin, Single walled catchment basin | Audible high level alarm At 90% full, Automatic shutoff device At 95% full, Flow Rest 90% Full | Flow Rest 90% Full |  |  | Continuous Automatic Tank Gauge |  | Automatic shutoff device (AELLD) | Automatic shutoff device (AELLD) | Interstitial Monitoring within Secondary Containment |  |  |  |  | UST Currently In Use: 3; UST Temp Close: 0; AST Currently In Use: 0; AST Temp Closed: 0 | 3 | 0 | 4 | 14001-101-009639 | RaceTrac, Inc.
25858 | Permanently Closed | 1996-07-17 | 1980-01-01 | 1996-07-17 | Petroleum | On road diesel | On road diesel | Retail | Steel | Steel |  | Painted or None | Steel |  | 1901-01-01 |  | Catchment Basin, Single walled catchment basin | Flow Rest 90% Full | Flow Rest 90% Full |  |  | Automatic Tank Gauge | [5 empty] | Annual line testing | Annual line testing |  | UST Currently In Use: 3; UST Temp Close: 0; AST Currently In Use: 0; AST Temp Closed: 0 | 3 | 0 | 4 | 14001-101-009639 | RaceTrac, Inc.
25859 | Permanently Closed | 1999-03-25 | 1982-01-01 | 1999-03-25 | Petroleum | Unleaded gasoline | Unleaded gasoline | Retail | Fiberglass reinforced plastic | Fiberglass reinforced plastic |  |  | Fiberglass reinforced plastic |  | 1901-01-01 |  | Catchment Basin, Single walled catchment basin | Audible high level alarm At 90% full, Automatic shutoff device At 95% full, Flow Rest 90% Full | Flow Rest 90% Full |  |  | Continuous Automatic Tank Gauge | [5 empty] | Annual line testing | Annual line testing |  | UST Currently In Use: 3; UST Temp Close: 0; AST Currently In Use: 0; AST Temp Closed: 0 | 3 | 0 | 5 | 14001-103-013998 | RaceTrac, Inc.
25860 | Permanently Closed | 1999-03-25 | 1982-01-01 | 1999-03-25 | Petroleum | Mid-grade gasoline | Mid-grade gasoline | Retail | Fiberglass reinforced plastic | Fiberglass reinforced plastic |  |  | Fiberglass reinforced plastic |  | 1901-01-01 |  | Catchment Basin, Single walled catchment basin | Audible high level alarm At 90% full, Automatic shutoff device At 95% full, Flow Rest 90% Full | Flow Rest 90% Full |  |  | Continuous Automatic Tank Gauge | [5 empty] | Annual line testing | Annual line testing |  | UST Currently In Use: 3; UST Temp Close: 0; AST Currently In Use: 0; AST Temp Closed: 0 | 3 | 0 | 5 | 14001-103-013998 | RaceTrac, Inc.
25861 | Permanently Closed | 1999-03-25 | 1982-01-01 | 1999-03-25 | Petroleum | Premium gasoline | Premium gasoline | Retail | Fiberglass reinforced plastic | Fiberglass reinforced plastic |  |  | Fiberglass reinforced plastic |  | 1901-01-01 |  | Catchment Basin, Single walled catchment basin | Audible high level alarm At 90% full, Automatic shutoff device At 95% full, Flow Rest 90% Full | Flow Rest 90% Full |  |  | Continuous Automatic Tank Gauge | [5 empty] | Annual line testing | Annual line testing |  | UST Currently In Use: 3; UST Temp Close: 0; AST Currently In Use: 0; AST Temp Closed: 0 | 3 | 0 | 5 | 14001-103-013998 | RaceTrac, Inc.
25862 | Permanently Closed | 1999-03-25 | 1982-01-01 | 1999-03-25 | Petroleum | On road diesel | On road diesel | Retail | Fiberglass reinforced plastic | Fiberglass reinforced plastic |  |  | Fiberglass reinforced plastic |  | 1901-01-01 |  | Catchment Basin, Single walled catchment basin | Audible high level alarm At 90% full, Automatic shutoff device At 95% full, Flow Rest 90% Full | Flow Rest 90% Full |  |  | Continuous Automatic Tank Gauge | [5 empty] | Annual line testing | Annual line testing |  | UST Currently In Use: 3; UST Temp Close: 0; AST Currently In Use: 0; AST Temp Closed: 0 | 3 | 0 | 5 | 14001-103-013998 | RaceTrac, Inc.
25863 | Permanently Closed | 1999-03-25 | 1982-01-01 | 1999-03-25 | Petroleum | On road diesel | On road diesel | Retail | Fiberglass reinforced plastic | Fiberglass reinforced plastic |  |  | Fiberglass reinforced plastic |  | 1901-01-01 |  | Catchment Basin, Single walled catchment basin | Audible high level alarm At 90% full, Automatic shutoff device At 95% full, Flow Rest 90% Full | Flow Rest 90% Full |  |  | Continuous Automatic Tank Gauge | [5 empty] | Annual line testing | Annual line testing |  | UST Currently In Use: 3; UST Temp Close: 0; AST Currently In Use: 0; AST Temp Closed: 0 | 3 | 0 | 5 | 14001-103-013998 | RaceTrac, Inc.
25864 | Permanently Closed | 2004-11-15 | 1987-01-01 | 2004-11-15 | Petroleum | Unleaded gasoline | Unleaded gasoline | Retail | Fiberglass reinforced plastic | Fiberglass reinforced plastic |  |  | Fiberglass reinforced plastic |  | 1901-01-01 | None | Catchment Basin, Single walled catchment basin | Audible high level alarm At 90% full, Automatic shutoff device At 95% full | Automatic shutoff device At 95% full |  |  | Continuous Automatic Tank Gauge |  | Automatic shutoff device (AELLD) | Automatic shutoff device (AELLD) |  |  | Continuous alarm system | Continuous alarm system |  | UST Currently In Use: 3; UST Temp Close: 0; AST Currently In Use: 0; AST Temp Closed: 0 | 3 | 0 | 3 | 14001-115-000490 | RaceTrac, Inc.
25865 | Permanently Closed | 2004-11-15 | 1987-01-01 | 2004-11-15 | Petroleum | Mid-grade gasoline | Mid-grade gasoline | Retail | Fiberglass reinforced plastic | Fiberglass reinforced plastic |  |  | Fiberglass reinforced plastic |  | 1901-01-01 | None | Catchment Basin, Single walled catchment basin | Audible high level alarm At 90% full, Automatic shutoff device At 95% full | Automatic shutoff device At 95% full |  |  | Continuous Automatic Tank Gauge |  | Automatic shutoff device (AELLD) | Automatic shutoff device (AELLD) |  |  | Continuous alarm system | Continuous alarm system |  | UST Currently In Use: 3; UST Temp Close: 0; AST Currently In Use: 0; AST Temp Closed: 0 | 3 | 0 | 3 | 14001-115-000490 | RaceTrac, Inc.
25866 | Permanently Closed | 2004-11-15 | 1987-01-01 | 2004-11-15 | Petroleum | Premium gasoline | Premium gasoline | Retail | Fiberglass reinforced plastic | Fiberglass reinforced plastic |  |  | Fiberglass reinforced plastic |  | 1901-01-01 | None | Catchment Basin, Single walled catchment basin | Audible high level alarm At 90% full, Automatic shutoff device At 95% full | Automatic shutoff device At 95% full |  |  | Continuous Automatic Tank Gauge |  | Automatic shutoff device (AELLD) | Automatic shutoff device (AELLD) |  |  | Continuous alarm system | Continuous alarm system |  | UST Currently In Use: 3; UST Temp Close: 0; AST Currently In Use: 0; AST Temp Closed: 0 | 3 | 0 | 3 | 14001-115-000490 | RaceTrac, Inc.
25868 | Permanently Closed | 2004-11-28 | 1968-01-01 | 2006-11-28 | Petroleum | Unleaded gasoline | Unleaded gasoline | Retail | Steel | Steel | Field installed cathodic protection |  | Steel |  | 1901-01-01 | Field installed cathodic protection | Catchment Basin, Single walled catchment basin | Audible high level alarm At 90% full, Flow Rest 90% Full | Flow Rest 90% Full |  |  | Continuous Automatic Tank Gauge, Other |  | Automatic shutoff device (AELLD), Sump sensor relayed to automatically shut off submersible pump, CSLD | Sump sensor relayed to automatically shut off submersible pump |  |  | Other, CSLD | Other |  | UST Currently In Use: 3; UST Temp Close: 0; AST Currently In Use: 0; AST Temp Closed: 0 | 3 | 0 | 3 | 14001-115-009634 | RaceTrac, Inc.
25869 | Permanently Closed | 2004-11-28 | 1968-01-01 | 2006-11-28 | Petroleum | Mid-grade gasoline | Mid-grade gasoline | Retail | Steel | Steel | Field installed cathodic protection |  | Steel |  | 1901-01-01 | Field installed cathodic protection | Catchment Basin, Single walled catchment basin | Audible high level alarm At 90% full, Automatic shutoff device At 95% full, Flow Rest 90% Full | Flow Rest 90% Full |  |  | Continuous Automatic Tank Gauge, Other |  | Automatic shutoff device (AELLD) | Automatic shutoff device (AELLD) | [5 empty] | UST Currently In Use: 3; UST Temp Close: 0; AST Currently In Use: 0; AST Temp Closed: 0 | 3 | 0 | 3 | 14001-115-009634 | RaceTrac, Inc.
25870 | Permanently Closed | 2004-11-28 | 1968-01-01 | 2006-11-28 | Petroleum | Premium gasoline | Premium gasoline | Retail | Steel | Steel | Field installed cathodic protection | Painted or None | Steel |  | 1901-01-01 | Field installed cathodic protection | Catchment Basin, Single walled catchment basin | Audible high level alarm At 90% full, Automatic shutoff device At 95% full, Flow Rest 90% Full | Flow Rest 90% Full |  |  | Continuous Automatic Tank Gauge, Other |  | Automatic shutoff device (AELLD) | Automatic shutoff device (AELLD) | [5 empty] | UST Currently In Use: 3; UST Temp Close: 0; AST Currently In Use: 0; AST Temp Closed: 0 | 3 | 0 | 3 | 14001-115-009634 | RaceTrac, Inc.
25871 | Permanently Closed | 1997-01-01 | 1982-01-05 | 2018-10-31 | Petroleum | Unleaded gasoline | Unleaded gasoline | Retail | Fiberglass reinforced plastic | Fiberglass reinforced plastic |  |  | Steel |  | 1901-01-01 |  | Catchment Basin, Single walled catchment basin | Audible high level alarm At 90% full, Automatic shutoff device At 95% full, Flow Rest 90% Full | Flow Rest 90% Full |  |  | Automatic Tank Gauge | [5 empty] | Annual line testing | Annual line testing |  | UST Currently In Use: 0; UST Temp Close: 0; AST Currently In Use: 0; AST Temp Closed: 0 | 0 | 0 | 4 | 14001-125-009632 | RaceTrac, Inc.
25872 | Permanently Closed | 2017-01-31 | 1982-01-05 | 2018-10-31 | Petroleum | Unleaded gasoline | Unleaded gasoline | Retail | Fiberglass reinforced plastic | Fiberglass reinforced plastic |  |  | Fiberglass reinforced plastic |  | 1901-01-01 |  | Catchment Basin, Single walled catchment basin | Audible high level alarm At 90% full, Flow Rest 90% Full | Flow Rest 90% Full |  |  | Continuous Automatic Tank Gauge |  | Automatic flow restrictor (MLLD), Automatic shutoff device (AELLD), Containment Sump | Containment Sump |  |  | Continuous alarm system | Continuous alarm system |  | UST Currently In Use: 0; UST Temp Close: 0; AST Currently In Use: 0; AST Temp Closed: 0 | 0 | 0 | 4 | 14001-125-009632 | RaceTrac, Inc.
25873 | Permanently Closed | 2017-01-31 | 1982-01-05 | 2018-10-31 | Petroleum | On road diesel | On road diesel | Retail | Fiberglass reinforced plastic | Fiberglass reinforced plastic |  |  | Fiberglass reinforced plastic |  | 1901-01-01 |  | Catchment Basin, Single walled catchment basin | Audible high level alarm At 90% full, Flow Rest 90% Full | Flow Rest 90% Full |  |  | Continuous Automatic Tank Gauge |  | Automatic flow restrictor (MLLD), Automatic shutoff device (AELLD), Containment Sump | Containment Sump | Interstitial Monitoring within Secondary Containment |  | Continuous alarm system | Continuous alarm system |  | UST Currently In Use: 0; UST Temp Close: 0; AST Currently In Use: 0; AST Temp Closed: 0 | 0 | 0 | 4 | 14001-125-009632 | RaceTrac, Inc.
25874 | Permanently Closed | 2017-01-31 | 1982-01-05 | 2018-10-31 | Petroleum | Premium gasoline | Premium gasoline | Retail | Fiberglass reinforced plastic | Fiberglass reinforced plastic |  |  | Fiberglass reinforced plastic |  | 1901-01-01 |  | Catchment Basin, Single walled catchment basin | Audible high level alarm At 90% full, Flow Rest 90% Full | Flow Rest 90% Full |  |  | Continuous Automatic Tank Gauge |  | Automatic flow restrictor (MLLD), Automatic shutoff device (AELLD), Containment Sump | Containment Sump | Interstitial Monitoring within Secondary Containment |  | Continuous alarm system | Continuous alarm system |  | UST Currently In Use: 0; UST Temp Close: 0; AST Currently In Use: 0; AST Temp Closed: 0 | 0 | 0 | 4 | 14001-125-009632 | RaceTrac, Inc.
25875 | Permanently Closed | 1991-08-28 | 1980-01-01 | 1991-08-28 | Petroleum | Unleaded gasoline | Unleaded gasoline |  | Steel | Steel |  | Painted or None | Steel |  | 1901-01-01 | [12 empty] | Annual line testing | Annual line testing |  | UST Currently In Use: 0; UST Temp Close: 0; AST Currently In Use: 0; AST Temp Closed: 0 | 0 | 0 | 4 | 14001-125-009641 | RaceTrac, Inc.
25876 | Permanently Closed | 2014-08-26 | 1983-01-05 | 2015-07-23 | Petroleum | Unleaded gasoline | Unleaded gasoline | Retail | Fiberglass reinforced plastic | Fiberglass reinforced plastic |  |  | Fiberglass reinforced plastic |  | 1901-01-01 |  | Catchment Basin, Single walled catchment basin | Audible high level alarm At 90% full | Audible high level alarm At 90% full |  |  | Continuous Automatic Tank Gauge |  | Automatic shutoff device (AELLD) | Automatic shutoff device (AELLD) | [5 empty] | UST Currently In Use: 0; UST Temp Close: 0; AST Currently In Use: 0; AST Temp Closed: 0 | 0 | 0 | 4 | 14001-125-009641 | RaceTrac, Inc.
25877 | Permanently Closed | 2014-08-26 | 1983-01-05 | 2015-07-23 | Petroleum | Premium gasoline | Premium gasoline | Retail | Fiberglass reinforced plastic | Fiberglass reinforced plastic |  |  | Fiberglass reinforced plastic |  | 1901-01-01 |  | Catchment Basin, Single walled catchment basin | Audible high level alarm At 90% full, Flow Rest 90% Full | Flow Rest 90% Full |  |  | Continuous Automatic Tank Gauge |  | Automatic shutoff device (AELLD) | Automatic shutoff device (AELLD) |  |  | Continuous alarm system | Continuous alarm system |  | UST Currently In Use: 0; UST Temp Close: 0; AST Currently In Use: 0; AST Temp Closed: 0 | 0 | 0 | 4 | 14001-125-009641 | RaceTrac, Inc.
25878 | Permanently Closed | 2010-01-05 | 1983-01-05 | 2015-07-23 | Petroleum | Premium gasoline | Premium gasoline | Retail | Fiberglass reinforced plastic | Fiberglass reinforced plastic |  |  | Fiberglass reinforced plastic |  | 1901-01-01 |  | Catchment Basin, Single walled catchment basin | Audible high level alarm At 90% full | Audible high level alarm At 90% full |  |  | Continuous Automatic Tank Gauge |  | Automatic shutoff device (AELLD) | Automatic shutoff device (AELLD) |  |  | Annual line testing, Continuous alarm system | Continuous alarm system |  | UST Currently In Use: 0; UST Temp Close: 0; AST Currently In Use: 0; AST Temp Closed: 0 | 0 | 0 | 4 | 14001-125-009641 | RaceTrac, Inc.
25879 | Permanently Closed | 2011-04-28 | 1987-01-05 | 2011-04-28 | Petroleum | Unleaded gasoline | Unleaded gasoline | Retail | Steel | Steel | Coated & cathodic protection (sti-P3), Field installed cathodic protection |  | Fiberglass reinforced plastic |  |  |  | Catchment Basin, Single walled catchment basin | Automatic shutoff device At 95% full, Flow Rest 90% Full | Flow Rest 90% Full |  |  | Continuous Automatic Tank Gauge |  | Automatic shutoff device (AELLD) | Automatic shutoff device (AELLD) | [5 empty] | UST Currently In Use: 0; UST Temp Close: 0; AST Currently In Use: 0; AST Temp Closed: 0 | 0 | 0 | 3 | 14001-001-013198 | RaceTrac, Inc.
25880 | Permanently Closed | 2011-04-28 | 1987-01-05 | 2011-04-28 | Petroleum | Mid-grade gasoline | Mid-grade gasoline | Retail | Steel | Steel | Coated & cathodic protection (sti-P3), Field installed cathodic protection |  | Fiberglass reinforced plastic |  |  |  | Catchment Basin, Single walled catchment basin | Automatic shutoff device At 95% full, Flow Rest 90% Full | Flow Rest 90% Full |  |  | Continuous Automatic Tank Gauge |  | Automatic shutoff device (AELLD) | Automatic shutoff device (AELLD) | [5 empty] | UST Currently In Use: 0; UST Temp Close: 0; AST Currently In Use: 0; AST Temp Closed: 0 | 0 | 0 | 3 | 14001-001-013198 | RaceTrac, Inc.
25881 | Permanently Closed | 2011-04-28 | 1987-01-05 | 2011-04-28 | Petroleum | Premium gasoline | Premium gasoline | Retail | Steel | Steel | Coated & cathodic protection (sti-P3), Field installed cathodic protection |  | Fiberglass reinforced plastic |  |  |  | Catchment Basin, Single walled catchment basin | Audible high level alarm At 90% full, Automatic shutoff device At 95% full, Flow Rest 90% Full | Flow Rest 90% Full |  |  | Automatic Tank Gauge, Continuous Automatic Tank Gauge |  | Automatic shutoff device (AELLD) | Automatic shutoff device (AELLD) | [5 empty] | UST Currently In Use: 0; UST Temp Close: 0; AST Currently In Use: 0; AST Temp Closed: 0 | 0 | 0 | 3 | 14001-001-013198 | RaceTrac, Inc.
25882 | Permanently Closed | 2015-03-31 | 1978-01-01 | 2015-06-24 | Petroleum | Unleaded gasoline | Unleaded gasoline | Retail | Steel | Steel | Field installed cathodic protection |  | Steel |  |  | Field installed cathodic protection | Catchment Basin, Single walled catchment basin | Audible high level alarm At 90% full, Flow Rest 90% Full | Flow Rest 90% Full |  |  | Continuous Automatic Tank Gauge | [8 empty] | UST Currently In Use: 0; UST Temp Close: 0; AST Currently In Use: 0; AST Temp Closed: 0 | 0 | 0 | 4 | 14001-007-009058 | RaceTrac, Inc.
25883 | Permanently Closed | 2015-03-31 | 1978-01-01 | 2015-06-24 | Petroleum | Unleaded gasoline | Unleaded gasoline | Retail | Steel | Steel | Field installed cathodic protection |  | Steel |  |  | Field installed cathodic protection | Catchment Basin, Single walled catchment basin | Audible high level alarm At 90% full, Flow Rest 90% Full | Flow Rest 90% Full |  |  | Continuous Automatic Tank Gauge | [8 empty] | UST Currently In Use: 0; UST Temp Close: 0; AST Currently In Use: 0; AST Temp Closed: 0 | 0 | 0 | 4 | 14001-007-009058 | RaceTrac, Inc.
25884 | Permanently Closed | 2015-03-31 | 1978-01-01 | 2015-06-24 | Petroleum | Mid-grade gasoline | Mid-grade gasoline | Retail | Steel | Steel | Field installed cathodic protection |  | Steel |  |  | Field installed cathodic protection | Catchment Basin, Single walled catchment basin | Audible high level alarm At 90% full, Flow Rest 90% Full | Flow Rest 90% Full |  |  | Continuous Automatic Tank Gauge | [8 empty] | UST Currently In Use: 0; UST Temp Close: 0; AST Currently In Use: 0; AST Temp Closed: 0 | 0 | 0 | 4 | 14001-007-009058 | RaceTrac, Inc.
25885 | Permanently Closed | 2015-03-31 | 1978-01-01 | 2015-06-24 | Petroleum | Premium gasoline | Premium gasoline | Retail | Steel | Steel | Field installed cathodic protection |  | Steel |  |  | Field installed cathodic protection | Catchment Basin, Single walled catchment basin | Audible high level alarm At 90% full, Flow Rest 90% Full | Flow Rest 90% Full |  |  | Continuous Automatic Tank Gauge | [8 empty] | UST Currently In Use: 0; UST Temp Close: 0; AST Currently In Use: 0; AST Temp Closed: 0 | 0 | 0 | 4 | 14001-007-009058 | RaceTrac, Inc.
25886 | Permanently Closed | 1991-11-07 | 1963-01-01 | 1991-11-07 | Petroleum | On road diesel | On road diesel |  | Steel | Steel |  |  |  |  | 1901-01-01 | [15 empty] | UST Currently In Use: 0; UST Temp Close: 0; AST Currently In Use: 0; AST Temp Closed: 0 | 0 | 0 | 3 | 14001-009-005139 | RaceTrac, Inc.
25887 | Permanently Closed | 1991-11-07 | 1963-01-01 | 1991-11-07 | Petroleum | Unleaded gasoline | Unleaded gasoline |  | Steel | Steel |  |  |  |  | 1901-01-01 | [15 empty] | UST Currently In Use: 0; UST Temp Close: 0; AST Currently In Use: 0; AST Temp Closed: 0 | 0 | 0 | 3 | 14001-009-005139 | RaceTrac, Inc.
25888 | Permanently Closed | 1991-11-07 | 1963-01-01 | 1991-11-07 | Petroleum | Unleaded gasoline | Unleaded gasoline |  | Steel | Steel |  |  |  |  | 1901-01-01 | [15 empty] | UST Currently In Use: 0; UST Temp Close: 0; AST Currently In Use: 0; AST Temp Closed: 0 | 0 | 0 | 3 | 14001-009-005139 | RaceTrac, Inc.
25889 | Permanently Closed | 1991-06-13 | 1971-01-01 | 1991-06-13 | Petroleum | Unleaded gasoline | Unleaded gasoline |  | Steel | Steel |  |  |  |  | 1901-01-01 | [15 empty] | UST Currently In Use: 0; UST Temp Close: 0; AST Currently In Use: 0; AST Temp Closed: 0 | 0 | 0 | 3 | 14001-009-009574 | RaceTrac, Inc.
25890 | Permanently Closed | 1991-06-13 | 1971-01-01 | 1991-06-13 | Petroleum | Unleaded gasoline | Unleaded gasoline |  | Steel | Steel |  |  |  |  | 1901-01-01 | [15 empty] | UST Currently In Use: 0; UST Temp Close: 0; AST Currently In Use: 0; AST Temp Closed: 0 | 0 | 0 | 3 | 14001-009-009574 | RaceTrac, Inc.
25891 | Permanently Closed | 1991-06-13 | 1971-01-01 | 1991-06-13 | Petroleum | Unleaded gasoline | Unleaded gasoline |  | Steel | Steel |  |  |  |  | 1901-01-01 | [15 empty] | UST Currently In Use: 0; UST Temp Close: 0; AST Currently In Use: 0; AST Temp Closed: 0 | 0 | 0 | 3 | 14001-009-009574 | RaceTrac, Inc.
25892 | Permanently Closed | 1901-01-01 | 1963-01-01 | 2011-11-11 | Petroleum | Unleaded gasoline | Unleaded gasoline |  | Steel | Steel |  |  |  |  | 1901-01-01 | [15 empty] | UST Currently In Use: 0; UST Temp Close: 0; AST Currently In Use: 0; AST Temp Closed: 0 | 0 | 0 | 5 | 14001-009-009600 | RaceTrac, Inc.
25893 | Permanently Closed | 1901-01-01 | 1963-01-01 | 2011-11-11 | Petroleum | Unleaded gasoline | Unleaded gasoline |  | Steel | Steel |  |  |  |  | 1901-01-01 | [15 empty] | UST Currently In Use: 0; UST Temp Close: 0; AST Currently In Use: 0; AST Temp Closed: 0 | 0 | 0 | 5 | 14001-009-009600 | RaceTrac, Inc.
25894 | Permanently Closed | 1901-01-01 | 1963-01-01 | 2011-11-11 | Petroleum | Unleaded gasoline | Unleaded gasoline |  | Steel | Steel |  |  |  |  | 1901-01-01 | [15 empty] | UST Currently In Use: 0; UST Temp Close: 0; AST Currently In Use: 0; AST Temp Closed: 0 | 0 | 0 | 5 | 14001-009-009600 | RaceTrac, Inc.
25895 | Permanently Closed | 1901-01-01 | 1963-01-01 | 2011-11-11 | Petroleum | Unleaded gasoline | Unleaded gasoline |  | Steel | Steel |  |  |  |  | 1901-01-01 | [15 empty] | UST Currently In Use: 0; UST Temp Close: 0; AST Currently In Use: 0; AST Temp Closed: 0 | 0 | 0 | 5 | 14001-009-009600 | RaceTrac, Inc.
25896 | Permanently Closed | 1901-01-01 | 1963-01-01 | 2011-11-11 | Petroleum | Unleaded gasoline | Unleaded gasoline |  | Steel | Steel |  |  |  |  | 1901-01-01 | [15 empty] | UST Currently In Use: 0; UST Temp Close: 0; AST Currently In Use: 0; AST Temp Closed: 0 | 0 | 0 | 5 | 14001-009-009600 | RaceTrac, Inc.
25897 | Permanently Closed | 1999-04-13 | 1989-01-01 | 1999-04-13 | Petroleum | Unleaded gasoline | Unleaded gasoline | Retail | Steel | Steel | Coated & cathodic protection (sti-P3) |  | Steel |  | 1901-01-01 | Field installed cathodic protection | Catchment Basin, Single walled catchment basin | Flow Rest 90% Full | Flow Rest 90% Full |  |  | Automatic Tank Gauge, Continuous Automatic Tank Gauge |  | Automatic shutoff device (AELLD) | Automatic shutoff device (AELLD) |  |  | Annual line testing | Annual line testing |  | UST Currently In Use: 0; UST Temp Close: 0; AST Currently In Use: 0; AST Temp Closed: 0 | 0 | 0 | 3 | 14001-009-012488 | RaceTrac, Inc.
25898 | Permanently Closed | 1999-04-13 | 1989-01-01 | 1999-04-13 | Petroleum | Mid-grade gasoline | Mid-grade gasoline | Retail | Steel | Steel | Coated & cathodic protection (sti-P3) |  | Steel |  | 1901-01-01 | Field installed cathodic protection | Catchment Basin, Single walled catchment basin | Audible high level alarm At 90% full, Automatic shutoff device At 95% full, Flow Rest 90% Full | Flow Rest 90% Full |  |  | Automatic Tank Gauge, Continuous Automatic Tank Gauge |  | Automatic shutoff device (AELLD) | Automatic shutoff device (AELLD) |  |  | Annual line testing | Annual line testing |  | UST Currently In Use: 0; UST Temp Close: 0; AST Currently In Use: 0; AST Temp Closed: 0 | 0 | 0 | 3 | 14001-009-012488 | RaceTrac, Inc.
25899 | Permanently Closed | 1999-04-13 | 1989-01-01 | 1999-04-13 | Petroleum | Premium gasoline | Premium gasoline | Retail | Steel | Steel | Coated & cathodic protection (sti-P3) |  | Steel |  | 1901-01-01 | Field installed cathodic protection | Catchment Basin, Single walled catchment basin | Audible high level alarm At 90% full, Automatic shutoff device At 95% full, Flow Rest 90% Full | Flow Rest 90% Full |  |  | Automatic Tank Gauge, Continuous Automatic Tank Gauge |  | Automatic shutoff device (AELLD) | Automatic shutoff device (AELLD) |  |  | Annual line testing | Annual line testing |  | UST Currently In Use: 0; UST Temp Close: 0; AST Currently In Use: 0; AST Temp Closed: 0 | 0 | 0 | 3 | 14001-009-012488 | RaceTrac, Inc.
25900 | Permanently Closed | 1992-10-13 | 1971-01-01 | 1992-10-13 | Petroleum | Unleaded gasoline | Unleaded gasoline |  | Steel | Steel |  |  |  |  | 1901-01-01 | [15 empty] | UST Currently In Use: 0; UST Temp Close: 0; AST Currently In Use: 0; AST Temp Closed: 0 | 0 | 0 | 3 | 14001-013-009595 | RaceTrac, Inc.
25901 | Permanently Closed | 1992-10-13 | 1971-01-01 | 1992-10-13 | Petroleum | Unleaded gasoline | Unleaded gasoline |  | Steel | Steel |  |  |  |  | 1901-01-01 | [15 empty] | UST Currently In Use: 0; UST Temp Close: 0; AST Currently In Use: 0; AST Temp Closed: 0 | 0 | 0 | 3 | 14001-013-009595 | RaceTrac, Inc.
25902 | Permanently Closed | 1992-10-13 | 1971-01-01 | 1992-10-13 | Petroleum | Unleaded gasoline | Unleaded gasoline |  | Steel | Steel |  |  |  |  | 1901-01-01 | [15 empty] | UST Currently In Use: 0; UST Temp Close: 0; AST Currently In Use: 0; AST Temp Closed: 0 | 0 | 0 | 3 | 14001-013-009595 | RaceTrac, Inc.
25903 | Permanently Closed | 2009-03-18 | 1983-01-01 | 2009-03-18 | Petroleum | Unleaded gasoline | Unleaded gasoline | Retail | Single Wall, Steel | Steel | Field installed cathodic protection |  | Single Wall, Steel |  |  | Field installed cathodic protection | Catchment Basin, Single walled catchment basin | Audible high level alarm At 90% full, Automatic shutoff device At 95% full, Flow Rest 90% Full | Flow Rest 90% Full |  |  | Continuous Automatic Tank Gauge |  | Automatic shutoff device (AELLD) | Automatic shutoff device (AELLD) | [5 empty] | UST Currently In Use: 0; UST Temp Close: 0; AST Currently In Use: 0; AST Temp Closed: 0 | 0 | 0 | 3 | 14001-015-009055 | RaceTrac, Inc.
25904 | Permanently Closed | 2009-03-18 | 1983-01-01 | 2009-03-18 | Petroleum | Mid-grade gasoline | Mid-grade gasoline | Retail | Single Wall, Steel | Steel | Field installed cathodic protection |  | Single Wall, Steel |  |  | Field installed cathodic protection | Catchment Basin, Single walled catchment basin | Audible high level alarm At 90% full, Automatic shutoff device At 95% full, Flow Rest 90% Full | Flow Rest 90% Full |  |  | Continuous Automatic Tank Gauge |  | Automatic shutoff device (AELLD) | Automatic shutoff device (AELLD) | [5 empty] | UST Currently In Use: 0; UST Temp Close: 0; AST Currently In Use: 0; AST Temp Closed: 0 | 0 | 0 | 3 | 14001-015-009055 | RaceTrac, Inc.
25905 | Permanently Closed | 2009-03-18 | 1983-01-01 | 2009-03-18 | Petroleum | Premium gasoline | Premium gasoline | Retail | Single Wall, Steel | Steel | Field installed cathodic protection |  | Single Wall, Steel |  |  | Field installed cathodic protection | Catchment Basin, Single walled catchment basin | Audible high level alarm At 90% full, Flow Rest 90% Full | Flow Rest 90% Full |  |  | Continuous Automatic Tank Gauge |  | Automatic shutoff device (AELLD) | Automatic shutoff device (AELLD) | [5 empty] | UST Currently In Use: 0; UST Temp Close: 0; AST Currently In Use: 0; AST Temp Closed: 0 | 0 | 0 | 3 | 14001-015-009055 | RaceTrac, Inc.
25906 | Permanently Closed | 2020-10-01 | 1976-01-01 | 2020-12-22 | Petroleum | Premium gasoline | Premium gasoline | Retail | Steel | Steel | Field installed cathodic protection |  | Double Wall, Fiberglass reinforced plastic |  |  | Field installed cathodic protection, FLX CONN | Catchment Basin, Single walled catchment basin | Flow Rest 90% Full | Flow Rest 90% Full |  |  | Automatic Tank Gauge |  | Automatic shutoff device (AELLD), Containment Sump | Containment Sump | [5 empty] | UST Currently In Use: 0; UST Temp Close: 0; AST Currently In Use: 0; AST Temp Closed: 0 | 0 | 0 | 5 | 23737-015-009566 | MERRY MILLENIUM INC
25907 | Permanently Closed | 2020-10-01 | 1976-01-01 | 2020-12-22 | Petroleum | On road diesel | On road diesel | Retail | Steel | Steel | Field installed cathodic protection |  | Double Wall, Fiberglass reinforced plastic |  |  | Other, FLX CONN | Catchment Basin, Single walled catchment basin | Flow Rest 90% Full | Flow Rest 90% Full |  |  | Automatic Tank Gauge |  | Automatic shutoff device (AELLD), Containment Sump | Containment Sump | [5 empty] | UST Currently In Use: 0; UST Temp Close: 0; AST Currently In Use: 0; AST Temp Closed: 0 | 0 | 0 | 5 | 23737-015-009566 | MERRY MILLENIUM INC
25908 | Permanently Closed | 1997-11-13 | 1976-01-01 | 1997-11-13 | Petroleum | Unleaded gasoline | Unleaded gasoline | Retail | Steel | Steel |  | Painted or None | Steel |  | 1901-01-01 | None | Catchment Basin, Single walled catchment basin | Audible high level alarm At 90% full, Automatic shutoff device At 95% full, Flow Rest 90% Full | Flow Rest 90% Full |  |  | Automatic Tank Gauge | [8 empty] | UST Currently In Use: 0; UST Temp Close: 0; AST Currently In Use: 0; AST Temp Closed: 0 | 0 | 0 | 5 | 23737-015-009566 | MERRY MILLENIUM INC
25909 | Permanently Closed | 1997-11-13 | 1976-01-01 | 1997-11-13 | Petroleum | Unleaded gasoline | Unleaded gasoline | Retail | Steel | Steel |  | Painted or None | Steel |  | 1901-01-01 | None | Catchment Basin, Single walled catchment basin | Audible high level alarm At 90% full, Automatic shutoff device At 95% full, Flow Rest 90% Full | Flow Rest 90% Full |  |  | Automatic Tank Gauge | [8 empty] | UST Currently In Use: 0; UST Temp Close: 0; AST Currently In Use: 0; AST Temp Closed: 0 | 0 | 0 | 5 | 23737-015-009566 | MERRY MILLENIUM INC
25910 | Permanently Closed | 2020-10-01 | 1976-01-01 | 2020-12-22 | Petroleum | Unleaded gasoline | Unleaded gasoline | Retail | Steel | Steel | Field installed cathodic protection |  | Double Wall, Fiberglass reinforced plastic |  |  | Other, FLX CONN | Catchment Basin, Single walled catchment basin | Flow Rest 90% Full | Flow Rest 90% Full |  |  | Automatic Tank Gauge |  | Automatic shutoff device (AELLD), Containment Sump | Containment Sump | [5 empty] | UST Currently In Use: 0; UST Temp Close: 0; AST Currently In Use: 0; AST Temp Closed: 0 | 0 | 0 | 5 | 23737-015-009566 | MERRY MILLENIUM INC
25911 | Permanently Closed | 2002-06-17 | 1978-01-01 | 2002-06-18 | Petroleum | Unleaded gasoline | Unleaded gasoline | Retail | Steel | Steel | Field installed cathodic protection |  | Steel |  | 1901-01-01 | Field installed cathodic protection | Catchment Basin, Single walled catchment basin | Automatic shutoff device At 95% full, Flow Rest 90% Full | Flow Rest 90% Full |  |  | Continuous Automatic Tank Gauge | [8 empty] | UST Currently In Use: 0; UST Temp Close: 0; AST Currently In Use: 0; AST Temp Closed: 0 | 0 | 0 | 2 | 14001-015-009625 | RaceTrac, Inc.
25912 | Permanently Closed | 2002-06-17 | 1978-01-01 | 2002-06-18 | Petroleum | Mid-grade gasoline | Mid-grade gasoline | Retail | Steel | Steel | Field installed cathodic protection |  | Steel |  | 1901-01-01 | Field installed cathodic protection | Catchment Basin, Single walled catchment basin | Automatic shutoff device At 95% full, Flow Rest 90% Full | Flow Rest 90% Full |  |  | Continuous Automatic Tank Gauge | [8 empty] | UST Currently In Use: 0; UST Temp Close: 0; AST Currently In Use: 0; AST Temp Closed: 0 | 0 | 0 | 2 | 14001-015-009625 | RaceTrac, Inc.
25913 | Permanently Closed | 1992-05-18 | 1977-01-01 | 1992-05-18 | Petroleum | Unleaded gasoline | Unleaded gasoline |  | Steel | Steel |  |  |  |  | 1901-01-01 | [15 empty] | UST Currently In Use: 0; UST Temp Close: 0; AST Currently In Use: 0; AST Temp Closed: 0 | 0 | 0 | 2 | 14001-031-009606 | RaceTrac, Inc.
25914 | Permanently Closed | 1992-05-18 | 1977-01-01 | 1992-05-18 | Petroleum | Unleaded gasoline | Unleaded gasoline |  | Steel | Steel |  |  |  |  | 1901-01-01 | [15 empty] | UST Currently In Use: 0; UST Temp Close: 0; AST Currently In Use: 0; AST Temp Closed: 0 | 0 | 0 | 2 | 14001-031-009606 | RaceTrac, Inc.
25915 | Permanently Closed | 2003-01-14 | 1987-01-01 | 2003-01-14 | Petroleum | Unleaded gasoline | Unleaded gasoline | Retail | Fiberglass coated steel | Fiberglass coated steel |  |  | Fiberglass reinforced plastic |  | 1901-01-01 |  | Catchment Basin, Single walled catchment basin | Audible high level alarm At 90% full, Automatic shutoff device At 95% full, Flow Rest 90% Full | Flow Rest 90% Full |  |  | Automatic Tank Gauge |  | Automatic shutoff device (AELLD) | Automatic shutoff device (AELLD) |  |  | Annual line testing | Annual line testing |  | UST Currently In Use: 0; UST Temp Close: 0; AST Currently In Use: 0; AST Temp Closed: 0 | 0 | 0 | 3 | 14001-033-007778 | RaceTrac, Inc.
25916 | Permanently Closed | 2003-01-14 | 1987-01-01 | 2003-01-14 | Petroleum | Mid-grade gasoline | Mid-grade gasoline | Retail | Fiberglass coated steel | Fiberglass coated steel |  |  | Fiberglass reinforced plastic |  | 1901-01-01 |  | Catchment Basin, Single walled catchment basin | Audible high level alarm At 90% full, Automatic shutoff device At 95% full, Flow Rest 90% Full | Flow Rest 90% Full |  |  | Automatic Tank Gauge |  | Automatic shutoff device (AELLD) | Automatic shutoff device (AELLD) |  |  | Annual line testing | Annual line testing |  | UST Currently In Use: 0; UST Temp Close: 0; AST Currently In Use: 0; AST Temp Closed: 0 | 0 | 0 | 3 | 14001-033-007778 | RaceTrac, Inc.
25917 | Permanently Closed | 2003-01-14 | 1987-01-01 | 2003-01-14 | Petroleum | Premium gasoline | Premium gasoline | Retail | Fiberglass coated steel | Fiberglass coated steel |  |  | Fiberglass reinforced plastic |  | 1901-01-01 |  | Catchment Basin, Single walled catchment basin | Audible high level alarm At 90% full, Automatic shutoff device At 95% full, Flow Rest 90% Full | Flow Rest 90% Full |  |  | Automatic Tank Gauge |  | Automatic shutoff device (AELLD) | Automatic shutoff device (AELLD) |  |  | Annual line testing | Annual line testing |  | UST Currently In Use: 0; UST Temp Close: 0; AST Currently In Use: 0; AST Temp Closed: 0 | 0 | 0 | 3 | 14001-033-007778 | RaceTrac, Inc.
25918 | Permanently Closed | 1989-08-01 | 1966-01-01 | 1989-08-01 | Petroleum | Unleaded gasoline | Unleaded gasoline |  | Steel | Steel |  |  |  |  | 1901-01-01 | [12 empty] | Annual line testing | Annual line testing |  | UST Currently In Use: 3; UST Temp Close: 0; AST Currently In Use: 0; AST Temp Closed: 0 | 3 | 0 | 4 | 24843-033-009562 | HARI HAR THREE, LLC
25919 | Permanently Closed | 1989-08-01 | 1966-01-01 | 1989-08-01 | Petroleum | Unleaded gasoline | Unleaded gasoline |  | Steel | Steel |  |  |  |  | 1901-01-01 | [12 empty] | Annual line testing | Annual line testing |  | UST Currently In Use: 3; UST Temp Close: 0; AST Currently In Use: 0; AST Temp Closed: 0 | 3 | 0 | 4 | 24843-033-009562 | HARI HAR THREE, LLC
25920 | Permanently Closed | 1989-08-01 | 1966-01-01 | 1989-08-01 | Petroleum | Unleaded gasoline | Unleaded gasoline |  | Steel | Steel |  |  |  |  | 1901-01-01 | [12 empty] | Annual line testing | Annual line testing |  | UST Currently In Use: 3; UST Temp Close: 0; AST Currently In Use: 0; AST Temp Closed: 0 | 3 | 0 | 4 | 24843-033-009562 | HARI HAR THREE, LLC
25921 | Permanently Closed | 1989-08-01 | 1966-01-01 | 1989-08-01 | Petroleum | Unleaded gasoline | Unleaded gasoline |  | Steel | Steel |  |  |  |  | 1901-01-01 | [15 empty] | UST Currently In Use: 3; UST Temp Close: 0; AST Currently In Use: 0; AST Temp Closed: 0 | 3 | 0 | 4 | 24843-033-009562 | HARI HAR THREE, LLC
25922 | Currently in Use |  | 1989-01-01 |  | Petroleum | Unleaded gasoline | Unleaded gasoline | Retail | Double Wall, Fiberglass coated steel | Fiberglass coated steel |  |  | Double Wall, Fiberglass reinforced plastic |  |  |  | Catchment Basin, Single walled catchment basin | Audible high level alarm At 90% full | Audible high level alarm At 90% full |  |  | Continuous Automatic Tank Gauge | Single walled submersible pump containment sump | Automatic shutoff device (AELLD), Containment Sump | Containment Sump | [5 empty] | UST Currently In Use: 3; UST Temp Close: 0; AST Currently In Use: 0; AST Temp Closed: 0 | 3 | 0 | 4 | 24843-033-009562 | HARI HAR THREE, LLC
25923 | Currently in Use |  | 1989-01-01 |  | Petroleum | Premium gasoline | Premium gasoline | Retail | Double Wall, Fiberglass coated steel | Fiberglass coated steel |  |  | Double Wall, Fiberglass reinforced plastic |  |  |  | Catchment Basin, Single walled catchment basin | Audible high level alarm At 90% full | Audible high level alarm At 90% full |  |  | Continuous Automatic Tank Gauge | Single walled submersible pump containment sump | Automatic shutoff device (AELLD), Containment Sump | Containment Sump | [5 empty] | UST Currently In Use: 3; UST Temp Close: 0; AST Currently In Use: 0; AST Temp Closed: 0 | 3 | 0 | 4 | 24843-033-009562 | HARI HAR THREE, LLC
25924 | Currently in Use |  | 1989-01-01 |  | Petroleum | Unleaded gasoline | Unleaded gasoline | Retail | Double Wall, Fiberglass coated steel | Fiberglass coated steel |  |  | Double Wall, Fiberglass reinforced plastic |  |  |  | Catchment Basin, Single walled catchment basin | Audible high level alarm At 90% full | Audible high level alarm At 90% full |  |  | Continuous Automatic Tank Gauge | Single walled submersible pump containment sump | Automatic shutoff device (AELLD), Containment Sump | Containment Sump | [5 empty] | UST Currently In Use: 3; UST Temp Close: 0; AST Currently In Use: 0; AST Temp Closed: 0 | 3 | 0 | 4 | 24843-033-009562 | HARI HAR THREE, LLC
25925 | Permanently Closed | 2002-09-01 | 1969-01-01 | 2002-12-04 | Petroleum | Unleaded gasoline | Unleaded gasoline | Retail | Steel | Steel | Field installed cathodic protection |  | Steel |  | 1901-01-01 | Field installed cathodic protection | Catchment Basin, Single walled catchment basin | Audible high level alarm At 90% full, Automatic shutoff device At 95% full, Flow Rest 90% Full | Flow Rest 90% Full |  |  | Automatic Tank Gauge, Continuous Automatic Tank Gauge |  | Automatic shutoff device (AELLD) | Automatic shutoff device (AELLD) |  |  | Annual line testing | Annual line testing |  | UST Currently In Use: 0; UST Temp Close: 0; AST Currently In Use: 0; AST Temp Closed: 0 | 0 | 0 | 4 | 14001-039-009601 | RaceTrac, Inc.
25926 | Permanently Closed | 2002-09-01 | 1969-01-01 | 2002-12-04 | Petroleum | Unleaded gasoline | Unleaded gasoline | Retail | Steel | Steel | Field installed cathodic protection |  | Steel |  | 1901-01-01 | Field installed cathodic protection | Catchment Basin, Single walled catchment basin | Audible high level alarm At 90% full, Automatic shutoff device At 95% full, Flow Rest 90% Full | Flow Rest 90% Full |  |  | Automatic Tank Gauge, Continuous Automatic Tank Gauge |  | Automatic shutoff device (AELLD) | Automatic shutoff device (AELLD) |  |  | Annual line testing | Annual line testing |  | UST Currently In Use: 0; UST Temp Close: 0; AST Currently In Use: 0; AST Temp Closed: 0 | 0 | 0 | 4 | 14001-039-009601 | RaceTrac, Inc.
25927 | Permanently Closed | 2002-09-01 | 1969-01-01 | 2002-12-04 | Petroleum | Unleaded gasoline | Unleaded gasoline | Retail | Steel | Steel | Field installed cathodic protection, Interior lined (not allowed as a standalone method of corrosion protection) |  | Steel |  | 1901-01-01 | Field installed cathodic protection | Catchment Basin, Single walled catchment basin | Audible high level alarm At 90% full, Automatic shutoff device At 95% full, Flow Rest 90% Full | Flow Rest 90% Full |  |  | Automatic Tank Gauge, Continuous Automatic Tank Gauge |  | Automatic shutoff device (AELLD) | Automatic shutoff device (AELLD) |  |  | Annual line testing | Annual line testing |  | UST Currently In Use: 0; UST Temp Close: 0; AST Currently In Use: 0; AST Temp Closed: 0 | 0 | 0 | 4 | 14001-039-009601 | RaceTrac, Inc.
25928 | Permanently Closed | 2002-09-01 | 1969-01-01 | 2002-12-04 | Petroleum | Unleaded gasoline | Unleaded gasoline | Retail | Steel | Steel | Field installed cathodic protection |  | Steel |  | 1901-01-01 | Field installed cathodic protection | Catchment Basin, Single walled catchment basin | Audible high level alarm At 90% full, Automatic shutoff device At 95% full, Flow Rest 90% Full | Flow Rest 90% Full |  |  | Automatic Tank Gauge, Continuous Automatic Tank Gauge |  | Automatic shutoff device (AELLD) | Automatic shutoff device (AELLD) |  |  | Annual line testing | Annual line testing |  | UST Currently In Use: 0; UST Temp Close: 0; AST Currently In Use: 0; AST Temp Closed: 0 | 0 | 0 | 4 | 14001-039-009601 | RaceTrac, Inc.
25929 | Permanently Closed | 1999-03-11 | 1967-01-01 | 1999-03-11 | Petroleum | Unleaded gasoline | Unleaded gasoline |  | Steel | Steel | Coated & cathodic protection (sti-P3) |  | Steel |  | 1901-01-01 | [15 empty] | UST Currently In Use: 0; UST Temp Close: 0; AST Currently In Use: 0; AST Temp Closed: 0 | 0 | 0 | 4 | 10437-039-012438 | BASS OIL
25930 | Permanently Closed | 1999-03-11 | 1975-01-01 | 1999-03-11 | Petroleum | Unleaded gasoline | Unleaded gasoline |  | Steel | Steel | Coated & cathodic protection (sti-P3) |  | Steel |  | 1901-01-01 | [15 empty] | UST Currently In Use: 0; UST Temp Close: 0; AST Currently In Use: 0; AST Temp Closed: 0 | 0 | 0 | 4 | 10437-039-012438 | BASS OIL
25931 | Permanently Closed | 1999-03-11 | 1972-01-01 | 1999-03-11 | Petroleum | Unleaded gasoline | Unleaded gasoline |  | Steel | Steel | Coated & cathodic protection (sti-P3) |  | Steel |  | 1901-01-01 | [15 empty] | UST Currently In Use: 0; UST Temp Close: 0; AST Currently In Use: 0; AST Temp Closed: 0 | 0 | 0 | 4 | 10437-039-012438 | BASS OIL
25932 | Permanently Closed | 1999-03-11 | 1967-01-01 | 1999-03-11 | Petroleum | Unleaded gasoline | Unleaded gasoline |  | Steel | Steel | Coated & cathodic protection (sti-P3) |  | Steel |  | 1901-01-01 | [15 empty] | UST Currently In Use: 0; UST Temp Close: 0; AST Currently In Use: 0; AST Temp Closed: 0 | 0 | 0 | 4 | 10437-039-012438 | BASS OIL
25933 | Permanently Closed | 1990-05-07 | 1974-01-01 | 1990-05-07 | Petroleum | Unleaded gasoline | Unleaded gasoline |  | Steel | Steel |  |  |  |  | 1901-01-01 | [15 empty] | UST Currently In Use: 0; UST Temp Close: 0; AST Currently In Use: 0; AST Temp Closed: 0 | 0 | 0 | 6 | 14001-041-009597 | RaceTrac, Inc.
25934 | Permanently Closed | 1990-05-07 | 1974-01-01 | 1990-05-07 | Petroleum | Unleaded gasoline | Unleaded gasoline |  | Steel | Steel |  |  |  |  | 1901-01-01 | [15 empty] | UST Currently In Use: 0; UST Temp Close: 0; AST Currently In Use: 0; AST Temp Closed: 0 | 0 | 0 | 6 | 14001-041-009597 | RaceTrac, Inc.
25935 | Permanently Closed | 1990-05-07 | 1974-01-01 | 1990-05-07 | Petroleum | Unleaded gasoline | Unleaded gasoline |  | Steel | Steel |  |  |  |  | 1901-01-01 | [15 empty] | UST Currently In Use: 0; UST Temp Close: 0; AST Currently In Use: 0; AST Temp Closed: 0 | 0 | 0 | 6 | 14001-041-009597 | RaceTrac, Inc.
25936 | Permanently Closed | 2000-12-22 | 1985-01-01 | 2001-01-18 | Petroleum | Unleaded gasoline | Unleaded gasoline | Retail | Fiberglass coated steel | Fiberglass coated steel |  |  | Steel |  | 1901-01-01 | Field installed cathodic protection | Catchment Basin, Single walled catchment basin | Automatic shutoff device At 95% full | Automatic shutoff device At 95% full |  |  | Continuous Automatic Tank Gauge |  | Automatic shutoff device (AELLD) | Automatic shutoff device (AELLD) | [5 empty] | UST Currently In Use: 0; UST Temp Close: 0; AST Currently In Use: 0; AST Temp Closed: 0 | 0 | 0 | 3 | 14001-043-009548 | RaceTrac, Inc.
25937 | Permanently Closed | 2000-10-22 | 1985-01-01 | 2001-01-18 | Petroleum | Mid-grade gasoline | Mid-grade gasoline | Retail | Fiberglass coated steel | Fiberglass coated steel |  |  | Steel |  | 1901-01-01 | Field installed cathodic protection | Catchment Basin, Single walled catchment basin | Automatic shutoff device At 95% full | Automatic shutoff device At 95% full |  |  | Continuous Automatic Tank Gauge |  | Automatic shutoff device (AELLD) | Automatic shutoff device (AELLD) | [5 empty] | UST Currently In Use: 0; UST Temp Close: 0; AST Currently In Use: 0; AST Temp Closed: 0 | 0 | 0 | 3 | 14001-043-009548 | RaceTrac, Inc.
25938 | Permanently Closed | 2000-12-22 | 1985-01-01 | 2001-01-18 | Petroleum | Premium gasoline | Premium gasoline | Retail | Fiberglass coated steel | Fiberglass coated steel |  |  | Steel |  | 1901-01-01 | Field installed cathodic protection | Catchment Basin, Single walled catchment basin | Automatic shutoff device At 95% full | Automatic shutoff device At 95% full |  |  | Continuous Automatic Tank Gauge |  | Automatic shutoff device (AELLD) | Automatic shutoff device (AELLD) | [5 empty] | UST Currently In Use: 0; UST Temp Close: 0; AST Currently In Use: 0; AST Temp Closed: 0 | 0 | 0 | 3 | 14001-043-009548 | RaceTrac, Inc.
25939 | Permanently Closed | 2000-03-29 | 1974-01-01 | 2000-03-29 | Petroleum | Unleaded gasoline | Unleaded gasoline | Retail | Steel | Steel | Field installed cathodic protection |  | Steel |  | 1901-01-01 | Field installed cathodic protection | Catchment Basin, Single walled catchment basin | Audible high level alarm At 90% full, Automatic shutoff device At 95% full, Flow Rest 90% Full | Flow Rest 90% Full |  |  | Automatic Tank Gauge, Continuous Automatic Tank Gauge | [8 empty] | UST Currently In Use: 0; UST Temp Close: 0; AST Currently In Use: 0; AST Temp Closed: 0 | 0 | 0 | 3 | 14001-043-009556 | RaceTrac, Inc.
25940 | Permanently Closed | 2000-03-29 | 1974-01-01 | 2000-03-29 | Petroleum | Unleaded gasoline | Unleaded gasoline | Retail | Steel | Steel | Field installed cathodic protection |  | Steel |  | 1901-01-01 | Field installed cathodic protection | Catchment Basin, Single walled catchment basin | Audible high level alarm At 90% full, Automatic shutoff device At 95% full, Flow Rest 90% Full | Flow Rest 90% Full |  |  | Automatic Tank Gauge, Continuous Automatic Tank Gauge | [8 empty] | UST Currently In Use: 0; UST Temp Close: 0; AST Currently In Use: 0; AST Temp Closed: 0 | 0 | 0 | 3 | 14001-043-009556 | RaceTrac, Inc.
25941 | Permanently Closed | 2000-03-29 | 1974-01-01 | 2000-03-29 | Petroleum | Unleaded gasoline | Unleaded gasoline | Retail | Steel | Steel | Field installed cathodic protection |  | Steel |  | 1901-01-01 | Field installed cathodic protection | Catchment Basin, Single walled catchment basin | Audible high level alarm At 90% full, Automatic shutoff device At 95% full, Flow Rest 90% Full | Flow Rest 90% Full |  |  | Automatic Tank Gauge, Continuous Automatic Tank Gauge | [8 empty] | UST Currently In Use: 0; UST Temp Close: 0; AST Currently In Use: 0; AST Temp Closed: 0 | 0 | 0 | 3 | 14001-043-009556 | RaceTrac, Inc.
25942 | Permanently Closed | 2005-03-22 | 1965-01-01 | 2007-02-16 | Petroleum | Unleaded gasoline | Unleaded gasoline | Retail | Steel | Steel | Field installed cathodic protection, Interior lined (not allowed as a standalone method of corrosion protection) |  | Steel |  | 1901-01-01 | Field installed cathodic protection | Catchment Basin, Single walled catchment basin | Audible high level alarm At 90% full, Flow Rest 90% Full | Flow Rest 90% Full |  |  | Continuous Automatic Tank Gauge | [8 empty] | UST Currently In Use: 0; UST Temp Close: 0; AST Currently In Use: 0; AST Temp Closed: 0 | 0 | 0 | 4 | 14001-043-010014 | RaceTrac, Inc.
25943 | Permanently Closed | 2005-03-22 | 1965-01-01 | 2007-02-16 | Petroleum | Unleaded gasoline | Unleaded gasoline | Retail | Steel | Steel | Field installed cathodic protection, Interior lined (not allowed as a standalone method of corrosion protection) |  | Steel |  | 1901-01-01 | Field installed cathodic protection | Catchment Basin, Single walled catchment basin | Audible high level alarm At 90% full, Flow Rest 90% Full | Flow Rest 90% Full |  |  | Continuous Automatic Tank Gauge | [8 empty] | UST Currently In Use: 0; UST Temp Close: 0; AST Currently In Use: 0; AST Temp Closed: 0 | 0 | 0 | 4 | 14001-043-010014 | RaceTrac, Inc.
25944 | Permanently Closed | 2005-03-22 | 1965-01-01 | 2007-02-16 | Petroleum | Mid-grade gasoline | Mid-grade gasoline | Retail | Steel | Steel | Field installed cathodic protection, Interior lined (not allowed as a standalone method of corrosion protection) |  | Steel |  | 1901-01-01 | Field installed cathodic protection | Catchment Basin, Single walled catchment basin | Audible high level alarm At 90% full, Flow Rest 90% Full | Flow Rest 90% Full |  |  | Continuous Automatic Tank Gauge | [8 empty] | UST Currently In Use: 0; UST Temp Close: 0; AST Currently In Use: 0; AST Temp Closed: 0 | 0 | 0 | 4 | 14001-043-010014 | RaceTrac, Inc.
25945 | Permanently Closed | 2005-03-22 | 1965-01-01 | 2007-02-16 | Petroleum | Premium gasoline | Premium gasoline | Retail | Steel | Steel | Field installed cathodic protection, Interior lined (not allowed as a standalone method of corrosion protection) |  | Steel |  | 1901-01-01 | Field installed cathodic protection | Catchment Basin, Single walled catchment basin | Audible high level alarm At 90% full, Flow Rest 90% Full | Flow Rest 90% Full |  |  | Continuous Automatic Tank Gauge | [8 empty] | UST Currently In Use: 0; UST Temp Close: 0; AST Currently In Use: 0; AST Temp Closed: 0 | 0 | 0 | 4 | 14001-043-010014 | RaceTrac, Inc.
25946 | Permanently Closed | 1991-07-11 | 1974-01-01 | 1991-07-11 | Petroleum | Unleaded gasoline | Unleaded gasoline |  | Steel | Steel |  |  |  |  | 1901-01-01 | [15 empty] | UST Currently In Use: 0; UST Temp Close: 0; AST Currently In Use: 0; AST Temp Closed: 0 | 0 | 0 | 4 | 14001-047-009557 | RaceTrac, Inc.
25947 | Permanently Closed | 1991-07-11 | 1974-01-01 | 1991-07-11 | Petroleum | Unleaded gasoline | Unleaded gasoline |  | Steel | Steel |  |  |  |  | 1901-01-01 | [15 empty] | UST Currently In Use: 0; UST Temp Close: 0; AST Currently In Use: 0; AST Temp Closed: 0 | 0 | 0 | 4 | 14001-047-009557 | RaceTrac, Inc.
25948 | Permanently Closed | 1991-07-11 | 1972-01-01 | 1991-07-11 | Petroleum | Unleaded gasoline | Unleaded gasoline |  | Steel | Steel |  |  |  |  | 1901-01-01 | [15 empty] | UST Currently In Use: 0; UST Temp Close: 0; AST Currently In Use: 0; AST Temp Closed: 0 | 0 | 0 | 4 | 14001-047-009557 | RaceTrac, Inc.
25949 | Permanently Closed | 1901-01-01 | 1901-01-01 | 1992-05-29 | Petroleum | On road diesel | On road diesel |  | Steel | Steel |  |  |  |  | 1901-01-01 | [15 empty] | UST Currently In Use: 0; UST Temp Close: 0; AST Currently In Use: 0; AST Temp Closed: 0 | 0 | 0 | 4 | 14001-047-009557 | RaceTrac, Inc.
25950 | Permanently Closed | 2002-10-01 | 1974-01-05 | 2003-02-04 | Petroleum | Unleaded gasoline | Unleaded gasoline | Retail | Steel | Steel | Field installed cathodic protection |  | Steel |  | 1901-01-01 | Field installed cathodic protection | Catchment Basin, Single walled catchment basin | Audible high level alarm At 90% full, Automatic shutoff device At 95% full, Flow Rest 90% Full | Flow Rest 90% Full |  |  | Automatic Tank Gauge, Continuous Automatic Tank Gauge |  | Automatic shutoff device (AELLD) | Automatic shutoff device (AELLD) |  |  | Annual line testing | Annual line testing |  | UST Currently In Use: 0; UST Temp Close: 0; AST Currently In Use: 0; AST Temp Closed: 0 | 0 | 0 | 3 | 14001-047-009576 | RaceTrac, Inc.
25951 | Permanently Closed | 2002-10-01 | 1974-01-05 | 2003-02-04 | Petroleum | Mid-grade gasoline | Mid-grade gasoline | Retail | Steel | Steel | Field installed cathodic protection |  | Steel |  | 1901-01-01 | Field installed cathodic protection | Catchment Basin, Single walled catchment basin | Audible high level alarm At 90% full, Automatic shutoff device At 95% full, Flow Rest 90% Full | Flow Rest 90% Full |  |  | Automatic Tank Gauge, Continuous Automatic Tank Gauge |  | Automatic shutoff device (AELLD) | Automatic shutoff device (AELLD) |  |  | Annual line testing | Annual line testing |  | UST Currently In Use: 0; UST Temp Close: 0; AST Currently In Use: 0; AST Temp Closed: 0 | 0 | 0 | 3 | 14001-047-009576 | RaceTrac, Inc.
25952 | Permanently Closed | 2002-10-01 | 1974-01-05 | 2003-02-04 | Petroleum | Premium gasoline | Premium gasoline | Retail | Steel | Steel | Field installed cathodic protection |  | Steel |  | 1901-01-01 | Field installed cathodic protection | Catchment Basin, Single walled catchment basin | Audible high level alarm At 90% full, Automatic shutoff device At 95% full, Flow Rest 90% Full | Flow Rest 90% Full |  |  | Automatic Tank Gauge, Continuous Automatic Tank Gauge |  | Automatic shutoff device (AELLD) | Automatic shutoff device (AELLD) |  |  | Annual line testing | Annual line testing |  | UST Currently In Use: 0; UST Temp Close: 0; AST Currently In Use: 0; AST Temp Closed: 0 | 0 | 0 | 3 | 14001-047-009576 | RaceTrac, Inc.
25953 | Currently in Use |  | 1989-01-05 |  | Petroleum | Unleaded gasoline | Unleaded gasoline | Retail | Fiberglass coated steel, Single Wall | Single Wall |  |  | Double Wall, Fiberglass reinforced plastic |  |  | Galvanic Cathodic, FLEX CONNS | Catchment Basin, Double walled catchment basin | Audible high level alarm At 90% full, Flow Rest 90% Full | Flow Rest 90% Full |  |  | Continuous Automatic Tank Gauge | Single walled submersible pump containment sump | Automatic shutoff device (AELLD), Containment Sump | Containment Sump |  |  | Automatic electronic line leak detector (AELLD) | Automatic electronic line leak detector (AELLD) |  | UST Currently In Use: 3; UST Temp Close: 0; AST Currently In Use: 0; AST Temp Closed: 0 | 3 | 0 | 0 | 14001-047-013197 | RaceTrac, Inc.
25954 | Currently in Use |  | 1989-01-05 |  | Petroleum | On road diesel | On road diesel | Retail | Fiberglass coated steel, Single Wall | Single Wall |  |  | Double Wall, Fiberglass reinforced plastic |  |  | Galvanic Cathodic, FLEX CONNS | Catchment Basin, Double walled catchment basin | Audible high level alarm At 90% full, Flow Rest 90% Full | Flow Rest 90% Full |  |  | Continuous Automatic Tank Gauge | Single walled submersible pump containment sump | Automatic shutoff device (AELLD), Containment Sump | Containment Sump |  |  | Automatic electronic line leak detector (AELLD) | Automatic electronic line leak detector (AELLD) |  | UST Currently In Use: 3; UST Temp Close: 0; AST Currently In Use: 0; AST Temp Closed: 0 | 3 | 0 | 0 | 14001-047-013197 | RaceTrac, Inc.
25955 | Currently in Use |  | 1989-01-05 |  | Petroleum | Premium gasoline | Premium gasoline | Retail | Fiberglass coated steel, Single Wall | Single Wall |  |  | Double Wall, Fiberglass reinforced plastic |  |  | Galvanic Cathodic, FLEX CONNS | Catchment Basin, Double walled catchment basin | Audible high level alarm At 90% full, Flow Rest 90% Full | Flow Rest 90% Full |  |  | Continuous Automatic Tank Gauge | Single walled submersible pump containment sump | Automatic shutoff device (AELLD), Containment Sump | Containment Sump |  |  | Automatic electronic line leak detector (AELLD) | Automatic electronic line leak detector (AELLD) |  | UST Currently In Use: 3; UST Temp Close: 0; AST Currently In Use: 0; AST Temp Closed: 0 | 3 | 0 | 0 | 14001-047-013197 | RaceTrac, Inc.
25956 | Permanently Closed | 2001-11-26 | 1972-01-01 | 2002-07-03 | Petroleum | Unleaded gasoline | Unleaded gasoline | Retail | Steel | Steel | Field installed cathodic protection |  | Steel |  | 1901-01-01 | Field installed cathodic protection | Catchment Basin, Single walled catchment basin | Flow Rest 90% Full | Flow Rest 90% Full |  |  | Continuous Automatic Tank Gauge | [5 empty] | Annual line testing, Continuous alarm system | Continuous alarm system |  | UST Currently In Use: 0; UST Temp Close: 0; AST Currently In Use: 0; AST Temp Closed: 0 | 0 | 0 | 3 | 14001-049-009059 | RaceTrac, Inc.
25957 | Permanently Closed | 2001-11-26 | 1972-01-01 | 2002-07-03 | Petroleum | Mid-grade gasoline | Mid-grade gasoline | Retail | Steel | Steel | Field installed cathodic protection |  | Steel |  | 1901-01-01 | Field installed cathodic protection | Catchment Basin, Single walled catchment basin | Flow Rest 90% Full | Flow Rest 90% Full |  |  | Automatic Tank Gauge, Continuous Automatic Tank Gauge | [5 empty] | Annual line testing | Annual line testing |  | UST Currently In Use: 0; UST Temp Close: 0; AST Currently In Use: 0; AST Temp Closed: 0 | 0 | 0 | 3 | 14001-049-009059 | RaceTrac, Inc.
25958 | Permanently Closed | 2001-11-26 | 1972-01-01 | 2002-07-03 | Petroleum | Premium gasoline | Premium gasoline | Retail | Steel | Steel | Field installed cathodic protection |  | Steel |  | 1901-01-01 | Field installed cathodic protection | Catchment Basin, Single walled catchment basin | Flow Rest 90% Full | Flow Rest 90% Full |  |  | Automatic Tank Gauge, Continuous Automatic Tank Gauge | [5 empty] | Annual line testing | Annual line testing |  | UST Currently In Use: 0; UST Temp Close: 0; AST Currently In Use: 0; AST Temp Closed: 0 | 0 | 0 | 3 | 14001-049-009059 | RaceTrac, Inc.
25959 | Permanently Closed | 1996-04-18 | 1970-01-01 | 1996-04-18 | Petroleum | Unleaded gasoline | Unleaded gasoline |  | Steel | Steel |  |  |  |  | 1901-01-01 | [6 empty] | Automatic Tank Gauge | [5 empty] | Annual line testing | Annual line testing |  | UST Currently In Use: 0; UST Temp Close: 0; AST Currently In Use: 0; AST Temp Closed: 0 | 0 | 0 | 3 | 14001-049-009568 | RaceTrac, Inc.
25960 | Permanently Closed | 1996-04-18 | 1970-01-01 | 1996-04-18 | Petroleum | Unleaded gasoline | Unleaded gasoline |  | Steel | Steel |  |  |  |  | 1901-01-01 | [6 empty] | Automatic Tank Gauge | [5 empty] | Annual line testing | Annual line testing |  | UST Currently In Use: 0; UST Temp Close: 0; AST Currently In Use: 0; AST Temp Closed: 0 | 0 | 0 | 3 | 14001-049-009568 | RaceTrac, Inc.
25961 | Permanently Closed | 1996-04-18 | 1970-01-01 | 1996-04-18 | Petroleum | Unleaded gasoline | Unleaded gasoline |  | Steel | Steel |  |  |  |  | 1901-01-01 | [6 empty] | Automatic Tank Gauge | [5 empty] | Annual line testing | Annual line testing |  | UST Currently In Use: 0; UST Temp Close: 0; AST Currently In Use: 0; AST Temp Closed: 0 | 0 | 0 | 3 | 14001-049-009568 | RaceTrac, Inc.
25962 | Permanently Closed | 1992-12-09 | 1968-01-01 | 1992-12-09 | Petroleum | Unleaded gasoline | Unleaded gasoline |  | Steel | Steel |  |  |  |  | 1901-01-01 | [15 empty] | UST Currently In Use: 0; UST Temp Close: 0; AST Currently In Use: 0; AST Temp Closed: 0 | 0 | 0 | 4 | 14001-049-009592 | RaceTrac, Inc.
25963 | Permanently Closed | 1992-12-09 | 1968-01-01 | 1992-12-09 | Petroleum | Unleaded gasoline | Unleaded gasoline |  | Steel | Steel |  |  |  |  | 1901-01-01 | [15 empty] | UST Currently In Use: 0; UST Temp Close: 0; AST Currently In Use: 0; AST Temp Closed: 0 | 0 | 0 | 4 | 14001-049-009592 | RaceTrac, Inc.
25964 | Permanently Closed | 1992-12-09 | 1968-01-01 | 1992-12-09 | Petroleum | Unleaded gasoline | Unleaded gasoline |  | Steel | Steel |  |  |  |  | 1901-01-01 | [15 empty] | UST Currently In Use: 0; UST Temp Close: 0; AST Currently In Use: 0; AST Temp Closed: 0 | 0 | 0 | 4 | 14001-049-009592 | RaceTrac, Inc.
25965 | Permanently Closed | 1992-12-09 | 1968-01-01 | 1992-12-09 | Petroleum | Unleaded gasoline | Unleaded gasoline |  | Steel | Steel |  |  |  |  | 1901-01-01 | [15 empty] | UST Currently In Use: 0; UST Temp Close: 0; AST Currently In Use: 0; AST Temp Closed: 0 | 0 | 0 | 4 | 14001-049-009592 | RaceTrac, Inc.
25966 | Permanently Closed | 2002-11-20 | 1973-01-05 | 2002-11-20 | Petroleum | Unleaded gasoline | Unleaded gasoline | Retail | Steel | Steel | Field installed cathodic protection |  | Steel |  | 1901-01-01 | Field installed cathodic protection | Catchment Basin, Single walled catchment basin | Automatic shutoff device At 95% full, Flow Rest 90% Full | Flow Rest 90% Full |  |  | Continuous Automatic Tank Gauge | [8 empty] | UST Currently In Use: 0; UST Temp Close: 0; AST Currently In Use: 0; AST Temp Closed: 0 | 0 | 0 | 2 | 14001-051-009571 | RaceTrac, Inc.
25967 | Permanently Closed | 2002-11-20 | 1973-01-05 | 2002-11-20 | Petroleum | Mid-grade gasoline | Mid-grade gasoline | Retail | Steel | Steel | Field installed cathodic protection |  | Steel |  | 1901-01-01 | Field installed cathodic protection | Catchment Basin, Single walled catchment basin | Automatic shutoff device At 95% full, Flow Rest 90% Full | Flow Rest 90% Full |  |  | Continuous Automatic Tank Gauge | [8 empty] | UST Currently In Use: 0; UST Temp Close: 0; AST Currently In Use: 0; AST Temp Closed: 0 | 0 | 0 | 2 | 14001-051-009571 | RaceTrac, Inc.
25968 | Permanently Closed | 2005-11-01 | 1987-01-01 | 2005-11-01 | Petroleum | Unleaded gasoline | Unleaded gasoline | Retail | Fiberglass coated steel | Fiberglass coated steel |  |  | Fiberglass reinforced plastic |  | 1901-01-01 | None | Catchment Basin, Single walled catchment basin | Audible high level alarm At 90% full, Automatic shutoff device At 95% full, Flow Rest 90% Full | Flow Rest 90% Full |  |  | Continuous Automatic Tank Gauge |  | Automatic shutoff device (AELLD) | Automatic shutoff device (AELLD) | [5 empty] | UST Currently In Use: 0; UST Temp Close: 0; AST Currently In Use: 0; AST Temp Closed: 0 | 0 | 0 | 3 | 14001-055-001693 | RaceTrac, Inc.
25969 | Permanently Closed | 2005-11-01 | 1987-01-01 | 2005-11-01 | Petroleum | Mid-grade gasoline | Mid-grade gasoline | Retail | Fiberglass coated steel | Fiberglass coated steel |  |  | Fiberglass reinforced plastic |  | 1901-01-01 | None | Catchment Basin, Single walled catchment basin | Audible high level alarm At 90% full, Automatic shutoff device At 95% full, Flow Rest 90% Full | Flow Rest 90% Full |  |  | Continuous Automatic Tank Gauge |  | Automatic shutoff device (AELLD) | Automatic shutoff device (AELLD) | [5 empty] | UST Currently In Use: 0; UST Temp Close: 0; AST Currently In Use: 0; AST Temp Closed: 0 | 0 | 0 | 3 | 14001-055-001693 | RaceTrac, Inc.
25970 | Permanently Closed | 2005-11-01 | 1987-01-01 | 2005-11-01 | Petroleum | Premium gasoline | Premium gasoline | Retail | Fiberglass coated steel | Fiberglass coated steel |  |  | Fiberglass reinforced plastic |  | 1901-01-01 | None | Catchment Basin, Single walled catchment basin | Audible high level alarm At 90% full, Automatic shutoff device At 95% full, Flow Rest 90% Full | Flow Rest 90% Full |  |  | Continuous Automatic Tank Gauge |  | Automatic shutoff device (AELLD) | Automatic shutoff device (AELLD) | [5 empty] | UST Currently In Use: 0; UST Temp Close: 0; AST Currently In Use: 0; AST Temp Closed: 0 | 0 | 0 | 3 | 14001-055-001693 | RaceTrac, Inc.
25971 | Currently in Use |  | 1976-01-01 |  | Petroleum | Unleaded gasoline | Unleaded gasoline | Retail | Single Wall, Steel | Steel | Field installed cathodic protection |  | Double Wall, Fiberglass reinforced plastic |  | 2014-04-24 |  | Catchment Basin, Single walled catchment basin | Audible high level alarm At 90% full | Audible high level alarm At 90% full |  |  | Continuous Automatic Tank Gauge |  | Automatic shutoff device (AELLD), Containment Sump | Containment Sump | Interstitial Monitoring within Secondary Containment |  |  |  |  | UST Currently In Use: 3; UST Temp Close: 0; AST Currently In Use: 0; AST Temp Closed: 0 | 3 | 0 | 0 | 24161-055-004867 | MOGHIS GHAURI
25972 | Currently in Use |  | 1976-01-01 |  | Petroleum | Mid-grade gasoline | Mid-grade gasoline | Retail | Single Wall, Steel | Steel | Field installed cathodic protection |  | Double Wall, Fiberglass reinforced plastic |  | 2014-04-24 |  | Catchment Basin, Single walled catchment basin | Audible high level alarm At 90% full, Flow Rest 90% Full | Flow Rest 90% Full |  |  | Continuous Automatic Tank Gauge |  | Automatic shutoff device (AELLD), Containment Sump | Containment Sump | Interstitial Monitoring within Secondary Containment |  |  |  |  | UST Currently In Use: 3; UST Temp Close: 0; AST Currently In Use: 0; AST Temp Closed: 0 | 3 | 0 | 0 | 24161-055-004867 | MOGHIS GHAURI
25973 | Currently in Use |  | 1976-01-01 |  | Petroleum | On road diesel | On road diesel | Retail | Single Wall, Steel | Steel | Field installed cathodic protection |  | Double Wall, Fiberglass reinforced plastic |  |  |  | Catchment Basin, Single walled catchment basin | Audible high level alarm At 90% full, Flow Rest 90% Full | Flow Rest 90% Full |  |  | Continuous Automatic Tank Gauge |  | Automatic shutoff device (AELLD), Containment Sump | Containment Sump | Interstitial Monitoring within Secondary Containment |  |  |  |  | UST Currently In Use: 3; UST Temp Close: 0; AST Currently In Use: 0; AST Temp Closed: 0 | 3 | 0 | 0 | 24161-055-004867 | MOGHIS GHAURI
25974 | Permanently Closed | 1995-05-01 | 1983-01-01 | 1995-05-01 | Petroleum | Unleaded gasoline | Unleaded gasoline |  | Steel | Steel |  |  |  |  | 1901-01-01 |  | Catchment Basin, Single walled catchment basin | Automatic shutoff device At 95% full, Flow Rest 90% Full | Flow Rest 90% Full | [11 empty] | UST Currently In Use: 0; UST Temp Close: 0; AST Currently In Use: 0; AST Temp Closed: 0 | 0 | 0 | 2 | 14001-055-009567 | RaceTrac, Inc.
25975 | Permanently Closed | 1995-05-01 | 1983-01-01 | 1995-05-01 | Petroleum | Unleaded gasoline | Unleaded gasoline |  | Steel | Steel |  |  |  |  | 1901-01-01 |  | Catchment Basin, Single walled catchment basin | Automatic shutoff device At 95% full, Flow Rest 90% Full | Flow Rest 90% Full | [11 empty] | UST Currently In Use: 0; UST Temp Close: 0; AST Currently In Use: 0; AST Temp Closed: 0 | 0 | 0 | 2 | 14001-055-009567 | RaceTrac, Inc.
25976 | Permanently Closed | 2005-12-10 | 1989-01-01 | 2005-12-10 | Petroleum | Unleaded gasoline | Unleaded gasoline | Retail | Steel | Steel | Coated & cathodic protection (sti-P3) |  | Fiberglass reinforced plastic |  | 1901-01-01 | None | Catchment Basin, Single walled catchment basin | Audible high level alarm At 90% full, Flow Rest 90% Full | Flow Rest 90% Full |  |  | Continuous Automatic Tank Gauge |  | Automatic shutoff device (AELLD) | Automatic shutoff device (AELLD) | [5 empty] | UST Currently In Use: 2; UST Temp Close: 0; AST Currently In Use: 0; AST Temp Closed: 0 | 2 | 0 | 3 | 23980-055-012679 | SUHAIL M. KHADER
25977 | Permanently Closed | 2005-12-10 | 1989-01-01 | 2005-12-10 | Petroleum | Mid-grade gasoline | Mid-grade gasoline | Retail | Steel | Steel | Coated & cathodic protection (sti-P3) |  | Fiberglass reinforced plastic |  | 1901-01-01 | None | Catchment Basin, Single walled catchment basin | Audible high level alarm At 90% full, Automatic shutoff device At 95% full, Flow Rest 90% Full | Flow Rest 90% Full |  |  | Continuous Automatic Tank Gauge |  | Automatic shutoff device (AELLD) | Automatic shutoff device (AELLD) | [5 empty] | UST Currently In Use: 2; UST Temp Close: 0; AST Currently In Use: 0; AST Temp Closed: 0 | 2 | 0 | 3 | 23980-055-012679 | SUHAIL M. KHADER
25978 | Permanently Closed | 2005-12-10 | 1989-01-01 | 2005-12-10 | Petroleum | Premium gasoline | Premium gasoline | Retail | Steel | Steel | Coated & cathodic protection (sti-P3) |  | Fiberglass reinforced plastic |  | 1901-01-01 | None | Catchment Basin, Single walled catchment basin | Audible high level alarm At 90% full, Automatic shutoff device At 95% full, Flow Rest 90% Full | Flow Rest 90% Full |  |  | Continuous Automatic Tank Gauge |  | Automatic shutoff device (AELLD) | Automatic shutoff device (AELLD) | [5 empty] | UST Currently In Use: 2; UST Temp Close: 0; AST Currently In Use: 0; AST Temp Closed: 0 | 2 | 0 | 3 | 23980-055-012679 | SUHAIL M. KHADER
25979 | Permanently Closed | 2015-07-30 | 1983-01-01 | 2016-01-07 | Petroleum | Unleaded gasoline | Unleaded gasoline | Retail | Single Wall, Steel | Steel | Field installed cathodic protection |  | Double Wall, Fiberglass reinforced plastic |  |  | Other, FLXS ISOLA | Catchment Basin, Single walled catchment basin | Audible high level alarm At 90% full, Flow Rest 90% Full | Flow Rest 90% Full |  |  | Continuous Automatic Tank Gauge |  | Automatic shutoff device (AELLD), Containment Sump | Containment Sump | [5 empty] | UST Currently In Use: 0; UST Temp Close: 0; AST Currently In Use: 0; AST Temp Closed: 0 | 0 | 0 | 4 | 14001-059-009604 | RaceTrac, Inc.
25980 | Permanently Closed | 2015-07-30 | 1983-01-01 | 2016-01-07 | Petroleum | Mid-grade gasoline | Mid-grade gasoline | Retail | Single Wall, Steel | Steel | Field installed cathodic protection |  | Double Wall, Fiberglass reinforced plastic |  |  | Other, FLXS ISOLA | Catchment Basin, Single walled catchment basin | Audible high level alarm At 90% full, Flow Rest 90% Full | Flow Rest 90% Full |  |  | Continuous Automatic Tank Gauge |  | Automatic shutoff device (AELLD), Containment Sump | Containment Sump | [5 empty] | UST Currently In Use: 0; UST Temp Close: 0; AST Currently In Use: 0; AST Temp Closed: 0 | 0 | 0 | 4 | 14001-059-009604 | RaceTrac, Inc.
25981 | Permanently Closed | 2015-07-30 | 1983-01-01 | 2016-01-07 | Petroleum | Premium gasoline | Premium gasoline | Retail | Single Wall, Steel | Steel | Field installed cathodic protection |  | Double Wall, Fiberglass reinforced plastic |  |  | Other, FLXS ISOLA | Catchment Basin, Single walled catchment basin | Audible high level alarm At 90% full, Flow Rest 90% Full | Flow Rest 90% Full |  |  | Continuous Automatic Tank Gauge |  | Automatic shutoff device (AELLD), Containment Sump | Containment Sump | [5 empty] | UST Currently In Use: 0; UST Temp Close: 0; AST Currently In Use: 0; AST Temp Closed: 0 | 0 | 0 | 4 | 14001-059-009604 | RaceTrac, Inc.
25982 | Permanently Closed | 1992-01-01 | 1971-01-01 | 1992-09-14 | Petroleum | On road diesel | On road diesel |  | Steel | Steel |  | Painted or None |  |  | 1901-01-01 | [6 empty] | Automatic Tank Gauge | [8 empty] | UST Currently In Use: 0; UST Temp Close: 0; AST Currently In Use: 0; AST Temp Closed: 0 | 0 | 0 | 4 | 14001-059-009604 | RaceTrac, Inc.
25983 | Permanently Closed | 2003-07-31 | 1966-01-01 | 2004-04-14 | Petroleum | Unleaded gasoline | Unleaded gasoline | Retail | Steel | Steel | Field installed cathodic protection |  | Steel |  | 1901-01-01 | Field installed cathodic protection | Catchment Basin, Single walled catchment basin | Audible high level alarm At 90% full | Audible high level alarm At 90% full |  |  | Automatic Tank Gauge | [8 empty] | UST Currently In Use: 0; UST Temp Close: 0; AST Currently In Use: 0; AST Temp Closed: 0 | 0 | 0 | 3 | 14001-061-009594 | RaceTrac, Inc.
25984 | Permanently Closed | 2003-07-31 | 1966-01-01 | 2004-04-14 | Petroleum | Unleaded gasoline | Unleaded gasoline | Retail | Steel | Steel | Field installed cathodic protection |  | Steel |  | 1901-01-01 | Field installed cathodic protection | Catchment Basin, Single walled catchment basin | Audible high level alarm At 90% full | Audible high level alarm At 90% full |  |  | Automatic Tank Gauge | [8 empty] | UST Currently In Use: 0; UST Temp Close: 0; AST Currently In Use: 0; AST Temp Closed: 0 | 0 | 0 | 3 | 14001-061-009594 | RaceTrac, Inc.
25985 | Permanently Closed | 2003-07-31 | 1966-01-01 | 2004-04-14 | Petroleum | Unleaded gasoline | Unleaded gasoline | Retail | Steel | Steel | Field installed cathodic protection |  | Steel |  | 1901-01-01 | Field installed cathodic protection | Catchment Basin, Single walled catchment basin | Audible high level alarm At 90% full | Audible high level alarm At 90% full |  |  | Automatic Tank Gauge | [8 empty] | UST Currently In Use: 0; UST Temp Close: 0; AST Currently In Use: 0; AST Temp Closed: 0 | 0 | 0 | 3 | 14001-061-009594 | RaceTrac, Inc.
25986 | Permanently Closed | 2002-10-01 | 1975-01-01 | 2002-12-17 | Petroleum | Unleaded gasoline | Unleaded gasoline | Retail | Steel | Steel | Field installed cathodic protection |  | Steel |  | 1901-01-01 | Field installed cathodic protection | Catchment Basin, Single walled catchment basin | Audible high level alarm At 90% full, Automatic shutoff device At 95% full, Flow Rest 90% Full | Flow Rest 90% Full |  |  | Automatic Tank Gauge, Continuous Automatic Tank Gauge | [8 empty] | UST Currently In Use: 0; UST Temp Close: 0; AST Currently In Use: 0; AST Temp Closed: 0 | 0 | 0 | 4 | 14001-069-009581 | RaceTrac, Inc.
25987 | Permanently Closed | 2002-10-01 | 1975-01-01 | 2002-12-17 | Petroleum | Unleaded gasoline | Unleaded gasoline | Retail | Steel | Steel | Field installed cathodic protection |  | Steel |  | 1901-01-01 | Field installed cathodic protection | Catchment Basin, Single walled catchment basin | Audible high level alarm At 90% full, Automatic shutoff device At 95% full, Flow Rest 90% Full | Flow Rest 90% Full |  |  | Automatic Tank Gauge, Continuous Automatic Tank Gauge | [8 empty] | UST Currently In Use: 0; UST Temp Close: 0; AST Currently In Use: 0; AST Temp Closed: 0 | 0 | 0 | 4 | 14001-069-009581 | RaceTrac, Inc.
25988 | Permanently Closed | 2002-10-01 | 1975-01-01 | 2002-12-17 | Petroleum | Mid-grade gasoline | Mid-grade gasoline | Retail | Steel | Steel | Field installed cathodic protection |  | Steel |  | 1901-01-01 | Field installed cathodic protection | Catchment Basin, Single walled catchment basin | Audible high level alarm At 90% full, Automatic shutoff device At 95% full, Flow Rest 90% Full | Flow Rest 90% Full |  |  | Automatic Tank Gauge, Continuous Automatic Tank Gauge | [8 empty] | UST Currently In Use: 0; UST Temp Close: 0; AST Currently In Use: 0; AST Temp Closed: 0 | 0 | 0 | 4 | 14001-069-009581 | RaceTrac, Inc.
25989 | Permanently Closed | 2002-10-01 | 1975-01-01 | 2002-12-17 | Petroleum | Premium gasoline | Premium gasoline | Retail | Steel | Steel | Field installed cathodic protection |  | Steel |  | 1901-01-01 | Field installed cathodic protection | Catchment Basin, Single walled catchment basin | Audible high level alarm At 90% full, Automatic shutoff device At 95% full, Flow Rest 90% Full | Flow Rest 90% Full |  |  | Automatic Tank Gauge, Continuous Automatic Tank Gauge | [8 empty] | UST Currently In Use: 0; UST Temp Close: 0; AST Currently In Use: 0; AST Temp Closed: 0 | 0 | 0 | 4 | 14001-069-009581 | RaceTrac, Inc.
25990 | Permanently Closed | 1991-12-11 | 1976-01-01 | 1991-12-11 | Petroleum | Unleaded gasoline | Unleaded gasoline |  | Steel | Steel |  |  |  |  | 1901-01-01 | [15 empty] | UST Currently In Use: 0; UST Temp Close: 0; AST Currently In Use: 0; AST Temp Closed: 0 | 0 | 0 | 2 | 14001-069-009605 | RaceTrac, Inc.
25991 | Permanently Closed | 1991-12-11 | 1976-01-01 | 1991-12-11 | Petroleum | Unleaded gasoline | Unleaded gasoline |  | Steel | Steel |  |  |  |  | 1901-01-01 | [15 empty] | UST Currently In Use: 0; UST Temp Close: 0; AST Currently In Use: 0; AST Temp Closed: 0 | 0 | 0 | 2 | 14001-069-009605 | RaceTrac, Inc.
25992 | Permanently Closed | 1992-05-19 | 1970-01-01 | 1992-05-19 | Petroleum | Unleaded gasoline | Unleaded gasoline |  | Steel | Steel |  |  |  |  | 1901-01-01 | [15 empty] | UST Currently In Use: 0; UST Temp Close: 0; AST Currently In Use: 0; AST Temp Closed: 0 | 0 | 0 | 3 | 14001-069-009630 | RaceTrac, Inc.
25993 | Permanently Closed | 1992-05-19 | 1970-01-01 | 1992-05-19 | Petroleum | Unleaded gasoline | Unleaded gasoline |  | Steel | Steel |  |  |  |  | 1901-01-01 | [15 empty] | UST Currently In Use: 0; UST Temp Close: 0; AST Currently In Use: 0; AST Temp Closed: 0 | 0 | 0 | 3 | 14001-069-009630 | RaceTrac, Inc.
25994 | Permanently Closed | 1992-05-19 | 1970-01-01 | 1992-05-19 | Petroleum | Unleaded gasoline | Unleaded gasoline |  | Steel | Steel |  |  |  |  | 1901-01-01 | [15 empty] | UST Currently In Use: 0; UST Temp Close: 0; AST Currently In Use: 0; AST Temp Closed: 0 | 0 | 0 | 3 | 14001-069-009630 | RaceTrac, Inc.
25995 | Cannot Locate or abandoned | 1997-10-09 | 1979-01-01 |  | Petroleum | Unleaded gasoline | Unleaded gasoline |  | Steel | Steel |  |  |  |  | 1901-01-01 | [12 empty] | Annual line testing | Annual line testing |  | UST Currently In Use: 0; UST Temp Close: 0; AST Currently In Use: 0; AST Temp Closed: 0 | 0 | 0 | 0 | 14001-071-009551 | RaceTrac, Inc.
25996 | Cannot Locate or abandoned | 1997-10-09 | 1979-01-01 |  | Petroleum | Unleaded gasoline | Unleaded gasoline |  | Steel | Steel |  |  |  |  | 1901-01-01 | [12 empty] | Annual line testing | Annual line testing |  | UST Currently In Use: 0; UST Temp Close: 0; AST Currently In Use: 0; AST Temp Closed: 0 | 0 | 0 | 0 | 14001-071-009551 | RaceTrac, Inc.
25997 | Cannot Locate or abandoned | 1997-10-09 | 1979-01-01 |  | Petroleum | Unleaded gasoline | Unleaded gasoline |  | Steel | Steel |  |  |  |  | 1901-01-01 | [12 empty] | Annual line testing | Annual line testing |  | UST Currently In Use: 0; UST Temp Close: 0; AST Currently In Use: 0; AST Temp Closed: 0 | 0 | 0 | 0 | 14001-071-009551 | RaceTrac, Inc.
25998 | Cannot Locate or abandoned | 1997-10-09 | 1979-01-01 |  | Petroleum | Unleaded gasoline | Unleaded gasoline |  | Steel | Steel |  |  |  |  | 1901-01-01 | [12 empty] | Annual line testing | Annual line testing |  | UST Currently In Use: 0; UST Temp Close: 0; AST Currently In Use: 0; AST Temp Closed: 0 | 0 | 0 | 0 | 14001-071-009551 | RaceTrac, Inc.
25999 | Cannot Locate or abandoned | 1997-10-09 | 1979-01-01 |  | Petroleum | Unleaded gasoline | Unleaded gasoline |  | Steel | Steel |  |  |  |  | 1901-01-01 | [12 empty] | Annual line testing | Annual line testing |  | UST Currently In Use: 0; UST Temp Close: 0; AST Currently In Use: 0; AST Temp Closed: 0 | 0 | 0 | 0 | 14001-071-009551 | RaceTrac, Inc.
26000 | Cannot Locate or abandoned | 1997-10-09 | 1979-01-01 |  | Petroleum | On road diesel | On road diesel |  | Steel | Steel |  |  |  |  | 1901-01-01 | [12 empty] | Annual line testing | Annual line testing |  | UST Currently In Use: 0; UST Temp Close: 0; AST Currently In Use: 0; AST Temp Closed: 0 | 0 | 0 | 0 | 14001-071-009551 | RaceTrac, Inc.
26001 | Permanently Closed | 2004-02-04 | 1986-01-01 | 2005-01-05 | Petroleum | Unleaded gasoline | Unleaded gasoline | Retail | Steel | Steel | Coated & cathodic protection (sti-P3), Field installed cathodic protection |  | Steel |  | 1901-01-01 | Field installed cathodic protection | Catchment Basin, Single walled catchment basin | Flow Rest 90% Full | Flow Rest 90% Full |  |  | Continuous Automatic Tank Gauge |  | Automatic shutoff device (AELLD) | Automatic shutoff device (AELLD) |  |  | Annual line testing | Annual line testing |  | UST Currently In Use: 0; UST Temp Close: 0; AST Currently In Use: 0; AST Temp Closed: 0 | 0 | 0 | 3 | 14001-071-012677 | RaceTrac, Inc.
26002 | Permanently Closed | 2004-02-04 | 1986-01-01 | 2005-01-05 | Petroleum | Mid-grade gasoline | Mid-grade gasoline | Retail | Steel | Steel | Coated & cathodic protection (sti-P3), Field installed cathodic protection |  | Steel |  | 1901-01-01 | Field installed cathodic protection | Catchment Basin, Single walled catchment basin | Flow Rest 90% Full | Flow Rest 90% Full |  |  | Continuous Automatic Tank Gauge |  | Automatic shutoff device (AELLD) | Automatic shutoff device (AELLD) |  |  | Annual line testing | Annual line testing |  | UST Currently In Use: 0; UST Temp Close: 0; AST Currently In Use: 0; AST Temp Closed: 0 | 0 | 0 | 3 | 14001-071-012677 | RaceTrac, Inc.
26003 | Permanently Closed | 2004-02-04 | 1986-01-01 | 2005-01-05 | Petroleum | Unleaded gasoline | Unleaded gasoline | Retail | Steel | Steel | Coated & cathodic protection (sti-P3), Field installed cathodic protection |  | Steel |  | 1901-01-01 | Field installed cathodic protection | Catchment Basin, Single walled catchment basin | Flow Rest 90% Full | Flow Rest 90% Full |  |  | Continuous Automatic Tank Gauge |  | Automatic shutoff device (AELLD) | Automatic shutoff device (AELLD) |  |  | Annual line testing | Annual line testing |  | UST Currently In Use: 0; UST Temp Close: 0; AST Currently In Use: 0; AST Temp Closed: 0 | 0 | 0 | 3 | 14001-071-012677 | RaceTrac, Inc.
26004 | Permanently Closed | 2002-12-11 | 1972-01-01 | 2002-12-11 | Petroleum | Unleaded gasoline | Unleaded gasoline | Retail | Steel | Steel | Field installed cathodic protection, Interior lined (not allowed as a standalone method of corrosion protection) |  | Steel |  | 1901-01-01 | Field installed cathodic protection | Catchment Basin, Single walled catchment basin | Flow Rest 90% Full | Flow Rest 90% Full |  |  | Continuous Automatic Tank Gauge |  | Automatic shutoff device (AELLD) | Automatic shutoff device (AELLD) |  |  | Annual line testing | Annual line testing |  | UST Currently In Use: 0; UST Temp Close: 0; AST Currently In Use: 0; AST Temp Closed: 0 | 0 | 0 | 5 | 14001-073-009054 | RaceTrac, Inc.
26005 | Permanently Closed | 2002-12-11 | 1972-01-01 | 2002-12-11 | Petroleum | Unleaded gasoline | Unleaded gasoline | Retail | Steel | Steel | Field installed cathodic protection, Interior lined (not allowed as a standalone method of corrosion protection) |  | Steel |  | 1901-01-01 | Field installed cathodic protection | Catchment Basin, Single walled catchment basin | Flow Rest 90% Full | Flow Rest 90% Full |  |  | Continuous Automatic Tank Gauge |  | Automatic shutoff device (AELLD) | Automatic shutoff device (AELLD) |  |  | Annual line testing | Annual line testing |  | UST Currently In Use: 0; UST Temp Close: 0; AST Currently In Use: 0; AST Temp Closed: 0 | 0 | 0 | 5 | 14001-073-009054 | RaceTrac, Inc.
26006 | Permanently Closed | 2002-12-11 | 1972-01-01 | 2002-12-11 | Petroleum | Unleaded gasoline | Unleaded gasoline | Retail | Steel | Steel | Field installed cathodic protection, Interior lined (not allowed as a standalone method of corrosion protection) |  | Steel |  | 1901-01-01 | Field installed cathodic protection | Catchment Basin, Single walled catchment basin | Flow Rest 90% Full | Flow Rest 90% Full |  |  | Continuous Automatic Tank Gauge |  | Automatic shutoff device (AELLD) | Automatic shutoff device (AELLD) |  |  | Annual line testing | Annual line testing |  | UST Currently In Use: 0; UST Temp Close: 0; AST Currently In Use: 0; AST Temp Closed: 0 | 0 | 0 | 5 | 14001-073-009054 | RaceTrac, Inc.
26007 | Permanently Closed | 2002-12-11 | 1972-01-01 | 2002-12-11 | Petroleum | Unleaded gasoline | Unleaded gasoline | Retail | Steel | Steel | Field installed cathodic protection, Interior lined (not allowed as a standalone method of corrosion protection) |  | Steel |  | 1901-01-01 | Field installed cathodic protection | Catchment Basin, Single walled catchment basin | Flow Rest 90% Full | Flow Rest 90% Full |  |  | Continuous Automatic Tank Gauge |  | Automatic shutoff device (AELLD) | Automatic shutoff device (AELLD) |  |  | Annual line testing | Annual line testing |  | UST Currently In Use: 0; UST Temp Close: 0; AST Currently In Use: 0; AST Temp Closed: 0 | 0 | 0 | 5 | 14001-073-009054 | RaceTrac, Inc.
26008 | Permanently Closed | 2002-12-11 | 1972-01-01 | 2002-12-11 | Petroleum | Unleaded gasoline | Unleaded gasoline | Retail | Steel | Steel | Field installed cathodic protection, Interior lined (not allowed as a standalone method of corrosion protection) |  | Steel |  | 1901-01-01 | Field installed cathodic protection | Catchment Basin, Single walled catchment basin | Flow Rest 90% Full | Flow Rest 90% Full |  |  | Continuous Automatic Tank Gauge |  | Automatic shutoff device (AELLD) | Automatic shutoff device (AELLD) |  |  | Annual line testing | Annual line testing |  | UST Currently In Use: 0; UST Temp Close: 0; AST Currently In Use: 0; AST Temp Closed: 0 | 0 | 0 | 5 | 14001-073-009054 | RaceTrac, Inc.
26009 | Permanently Closed | 2005-12-31 | 1968-01-01 | 2006-02-03 | Petroleum | Unleaded gasoline | Unleaded gasoline | Retail | Steel | Steel | Field installed cathodic protection |  | Steel |  | 1901-01-01 | Field installed cathodic protection | Catchment Basin, Single walled catchment basin | Automatic shutoff device At 95% full, Flow Rest 90% Full | Flow Rest 90% Full |  |  | Continuous Automatic Tank Gauge | [8 empty] | UST Currently In Use: 0; UST Temp Close: 0; AST Currently In Use: 0; AST Temp Closed: 0 | 0 | 0 | 3 | 14001-073-009056 | RaceTrac, Inc.
26010 | Permanently Closed | 2005-12-31 | 1968-01-01 | 2006-02-03 | Petroleum | Mid-grade gasoline | Mid-grade gasoline | Retail | Steel | Steel | Field installed cathodic protection |  | Steel |  | 1901-01-01 | Field installed cathodic protection | Catchment Basin, Single walled catchment basin | Automatic shutoff device At 95% full, Flow Rest 90% Full | Flow Rest 90% Full |  |  | Continuous Automatic Tank Gauge | [8 empty] | UST Currently In Use: 0; UST Temp Close: 0; AST Currently In Use: 0; AST Temp Closed: 0 | 0 | 0 | 3 | 14001-073-009056 | RaceTrac, Inc.
26011 | Permanently Closed | 2005-12-31 | 1973-01-01 | 2006-02-03 | Petroleum | Premium gasoline | Premium gasoline | Retail | Steel | Steel | Field installed cathodic protection |  | Steel |  | 1901-01-01 | Field installed cathodic protection | Catchment Basin, Single walled catchment basin | Automatic shutoff device At 95% full, Flow Rest 90% Full | Flow Rest 90% Full |  |  | Continuous Automatic Tank Gauge | [8 empty] | UST Currently In Use: 0; UST Temp Close: 0; AST Currently In Use: 0; AST Temp Closed: 0 | 0 | 0 | 3 | 14001-073-009056 | RaceTrac, Inc.
26012 | Permanently Closed | 1990-11-20 | 1901-01-01 | 1990-11-20 | Petroleum | Unleaded gasoline | Unleaded gasoline |  | Steel | Steel |  |  |  |  | 1901-01-01 | [15 empty] | UST Currently In Use: 0; UST Temp Close: 0; AST Currently In Use: 0; AST Temp Closed: 0 | 0 | 0 | 5 | 14001-073-009057 | RaceTrac, Inc.
26013 | Permanently Closed | 1990-11-20 | 1901-01-01 | 1990-11-20 | Petroleum | Unleaded gasoline | Unleaded gasoline |  | Steel | Steel |  |  |  |  | 1901-01-01 | [15 empty] | UST Currently In Use: 0; UST Temp Close: 0; AST Currently In Use: 0; AST Temp Closed: 0 | 0 | 0 | 5 | 14001-073-009057 | RaceTrac, Inc.
26014 | Permanently Closed | 1990-11-20 | 1901-01-01 | 1990-11-20 | Petroleum | Unleaded gasoline | Unleaded gasoline |  | Steel | Steel |  |  |  |  | 1901-01-01 | [15 empty] | UST Currently In Use: 0; UST Temp Close: 0; AST Currently In Use: 0; AST Temp Closed: 0 | 0 | 0 | 5 | 14001-073-009057 | RaceTrac, Inc.
26015 | Permanently Closed | 1990-11-20 | 1901-01-01 | 1990-11-20 | Petroleum | Unleaded gasoline | Unleaded gasoline |  | Steel | Steel |  |  |  |  | 1901-01-01 | [15 empty] | UST Currently In Use: 0; UST Temp Close: 0; AST Currently In Use: 0; AST Temp Closed: 0 | 0 | 0 | 5 | 14001-073-009057 | RaceTrac, Inc.
26016 | Permanently Closed | 1990-11-20 | 1901-01-01 | 1990-11-20 | Petroleum | Unleaded gasoline | Unleaded gasoline |  | Steel | Steel |  |  |  |  | 1901-01-01 | [15 empty] | UST Currently In Use: 0; UST Temp Close: 0; AST Currently In Use: 0; AST Temp Closed: 0 | 0 | 0 | 5 | 14001-073-009057 | RaceTrac, Inc.
26017 | Permanently Closed | 1990-05-22 | 1969-01-01 | 1990-05-22 | Petroleum | Unleaded gasoline | Unleaded gasoline |  | Steel | Steel |  |  |  |  | 1901-01-01 | [15 empty] | UST Currently In Use: 0; UST Temp Close: 0; AST Currently In Use: 0; AST Temp Closed: 0 | 0 | 0 | 3 | 14001-073-009552 | RaceTrac, Inc.
26018 | Permanently Closed | 1990-05-22 | 1969-01-01 | 1990-05-22 | Petroleum | Unleaded gasoline | Unleaded gasoline |  | Steel | Steel |  |  |  |  | 1901-01-01 | [15 empty] | UST Currently In Use: 0; UST Temp Close: 0; AST Currently In Use: 0; AST Temp Closed: 0 | 0 | 0 | 3 | 14001-073-009552 | RaceTrac, Inc.
26019 | Permanently Closed | 1990-05-22 | 1969-01-01 | 1990-05-22 | Petroleum | Unleaded gasoline | Unleaded gasoline |  | Steel | Steel |  |  |  |  | 1901-01-01 | [15 empty] | UST Currently In Use: 0; UST Temp Close: 0; AST Currently In Use: 0; AST Temp Closed: 0 | 0 | 0 | 3 | 14001-073-009552 | RaceTrac, Inc.
26020 | Permanently Closed | 1989-05-17 | 1962-01-01 | 1989-05-17 | Petroleum | Other, X | Other |  | Steel | Steel |  |  |  |  | 1901-01-01 | [15 empty] | UST Currently In Use: 0; UST Temp Close: 0; AST Currently In Use: 0; AST Temp Closed: 0 | 0 | 0 | 4 | 14001-073-009591 | RaceTrac, Inc.
26021 | Permanently Closed | 1989-05-17 | 1962-01-01 | 1989-05-17 | Petroleum | Unleaded gasoline | Unleaded gasoline |  | Steel | Steel |  |  |  |  | 1901-01-01 | [15 empty] | UST Currently In Use: 0; UST Temp Close: 0; AST Currently In Use: 0; AST Temp Closed: 0 | 0 | 0 | 4 | 14001-073-009591 | RaceTrac, Inc.
26022 | Permanently Closed | 1989-05-17 | 1962-01-01 | 1989-05-17 | Petroleum | Unleaded gasoline | Unleaded gasoline |  | Steel | Steel |  |  |  |  | 1901-01-01 | [15 empty] | UST Currently In Use: 0; UST Temp Close: 0; AST Currently In Use: 0; AST Temp Closed: 0 | 0 | 0 | 4 | 14001-073-009591 | RaceTrac, Inc.
26023 | Permanently Closed | 1989-05-17 | 1962-01-01 | 1989-05-17 | Petroleum | Unleaded gasoline | Unleaded gasoline |  | Steel | Steel |  |  |  |  | 1901-01-01 | [15 empty] | UST Currently In Use: 0; UST Temp Close: 0; AST Currently In Use: 0; AST Temp Closed: 0 | 0 | 0 | 4 | 14001-073-009591 | RaceTrac, Inc.
26024 | Permanently Closed | 2011-05-05 | 1972-01-01 | 2011-05-05 | Petroleum | Unleaded gasoline | Unleaded gasoline | Retail | Steel | Steel | Field installed cathodic protection |  | Steel |  |  | Field installed cathodic protection | Catchment Basin, Single walled catchment basin | Audible high level alarm At 90% full, Flow Rest 90% Full | Flow Rest 90% Full |  |  | Continuous Automatic Tank Gauge |  | Automatic shutoff device (AELLD) | Automatic shutoff device (AELLD) | [5 empty] | UST Currently In Use: 0; UST Temp Close: 0; AST Currently In Use: 0; AST Temp Closed: 0 | 0 | 0 | 3 | 14001-073-009602 | RaceTrac, Inc.
26025 | Permanently Closed | 2011-05-05 | 1972-01-01 | 2011-05-05 | Petroleum | Mid-grade gasoline | Mid-grade gasoline | Retail | Steel | Steel | Field installed cathodic protection |  | Steel |  |  | Field installed cathodic protection | Catchment Basin, Single walled catchment basin | Audible high level alarm At 90% full, Flow Rest 90% Full | Flow Rest 90% Full |  |  | Continuous Automatic Tank Gauge |  | Automatic shutoff device (AELLD) | Automatic shutoff device (AELLD) | [5 empty] | UST Currently In Use: 0; UST Temp Close: 0; AST Currently In Use: 0; AST Temp Closed: 0 | 0 | 0 | 3 | 14001-073-009602 | RaceTrac, Inc.
26026 | Permanently Closed | 2011-05-05 | 1972-01-01 | 2011-05-05 | Petroleum | Premium gasoline | Premium gasoline | Retail | Steel | Steel | Field installed cathodic protection |  | Steel |  |  | Field installed cathodic protection | Catchment Basin, Single walled catchment basin | Audible high level alarm At 90% full, Flow Rest 90% Full | Flow Rest 90% Full |  |  | Continuous Automatic Tank Gauge |  | Automatic shutoff device (AELLD) | Automatic shutoff device (AELLD) | [5 empty] | UST Currently In Use: 0; UST Temp Close: 0; AST Currently In Use: 0; AST Temp Closed: 0 | 0 | 0 | 3 | 14001-073-009602 | RaceTrac, Inc.
26027 | Permanently Closed | 2007-07-27 | 1971-01-01 | 2007-09-13 | Petroleum | Premium gasoline | Premium gasoline | Retail | Steel | Steel | Field installed cathodic protection |  | Steel |  | 1901-01-01 | Field installed cathodic protection | Catchment Basin, Single walled catchment basin | Flow Rest 90% Full | Flow Rest 90% Full |  |  | Continuous Automatic Tank Gauge |  | Automatic shutoff device (AELLD), Sump sensor relayed to automatically shut off submersible pump, P | Sump sensor relayed to automatically shut off submersible pump | [5 empty] | UST Currently In Use: 0; UST Temp Close: 0; AST Currently In Use: 0; AST Temp Closed: 0 | 0 | 0 | 4 | 14001-073-009612 | RaceTrac, Inc.
26028 | Permanently Closed | 2007-07-27 | 1974-01-01 | 2007-09-13 | Petroleum | Mid-grade gasoline | Mid-grade gasoline | Retail | Steel | Steel | Field installed cathodic protection |  | Steel |  | 1901-01-01 | Field installed cathodic protection | Catchment Basin, Single walled catchment basin | Flow Rest 90% Full | Flow Rest 90% Full |  |  | Continuous Automatic Tank Gauge |  | Automatic shutoff device (AELLD) | Automatic shutoff device (AELLD) | [5 empty] | UST Currently In Use: 0; UST Temp Close: 0; AST Currently In Use: 0; AST Temp Closed: 0 | 0 | 0 | 4 | 14001-073-009612 | RaceTrac, Inc.
26029 | Permanently Closed | 2007-07-27 | 1974-01-01 | 2007-09-13 | Petroleum | Unleaded gasoline | Unleaded gasoline | Retail | Steel | Steel | Field installed cathodic protection |  | Steel |  | 1901-01-01 | Field installed cathodic protection | Catchment Basin, Single walled catchment basin | Flow Rest 90% Full | Flow Rest 90% Full |  |  | Continuous Automatic Tank Gauge | [8 empty] | UST Currently In Use: 0; UST Temp Close: 0; AST Currently In Use: 0; AST Temp Closed: 0 | 0 | 0 | 4 | 14001-073-009612 | RaceTrac, Inc.
26030 | Permanently Closed | 2007-07-27 | 1971-01-01 | 2007-09-13 | Petroleum | Unleaded gasoline | Unleaded gasoline | Retail | Steel | Steel | Field installed cathodic protection |  | Steel |  | 1901-01-01 | Field installed cathodic protection | Catchment Basin, Single walled catchment basin | Flow Rest 90% Full | Flow Rest 90% Full |  |  | Continuous Automatic Tank Gauge | [8 empty] | UST Currently In Use: 0; UST Temp Close: 0; AST Currently In Use: 0; AST Temp Closed: 0 | 0 | 0 | 4 | 14001-073-009612 | RaceTrac, Inc.
26031 | Currently in Use |  | 1973-01-01 |  | Petroleum | Unleaded gasoline | Unleaded gasoline | Retail | Steel | Steel | Field installed cathodic protection |  | Steel |  |  | Field installed cathodic protection | Catchment Basin, Single walled catchment basin | Audible high level alarm At 90% full, Flow Rest 90% Full | Flow Rest 90% Full |  |  | Continuous Automatic Tank Gauge | [8 empty] | UST Currently In Use: 3; UST Temp Close: 0; AST Currently In Use: 0; AST Temp Closed: 0 | 3 | 0 | 0 | 24274-073-009613 | BAO NGUYEN
26032 | Currently in Use |  | 1973-01-01 |  | Petroleum | Unleaded gasoline | Unleaded gasoline | Retail | Steel | Steel | Field installed cathodic protection |  | Steel |  |  | Field installed cathodic protection | Catchment Basin, Single walled catchment basin | Audible high level alarm At 90% full, Flow Rest 90% Full | Flow Rest 90% Full |  |  | Continuous Automatic Tank Gauge | [8 empty] | UST Currently In Use: 3; UST Temp Close: 0; AST Currently In Use: 0; AST Temp Closed: 0 | 3 | 0 | 0 | 24274-073-009613 | BAO NGUYEN
26033 | Currently in Use |  | 1973-01-01 |  | Petroleum | Mid-grade gasoline | Mid-grade gasoline | Retail | Steel | Steel | Field installed cathodic protection |  | Steel |  |  | Field installed cathodic protection | Catchment Basin, Single walled catchment basin | Audible high level alarm At 90% full, Flow Rest 90% Full | Flow Rest 90% Full |  |  | Continuous Automatic Tank Gauge | [8 empty] | UST Currently In Use: 3; UST Temp Close: 0; AST Currently In Use: 0; AST Temp Closed: 0 | 3 | 0 | 0 | 24274-073-009613 | BAO NGUYEN
26034 | Currently in Use |  | 1980-01-01 |  | Petroleum | Unleaded gasoline | Unleaded gasoline | Retail | Steel | Steel | Field installed cathodic protection |  | Fiberglass reinforced plastic |  |  |  | Catchment Basin, Single walled catchment basin | Automatic shutoff device At 95% full | Automatic shutoff device At 95% full |  |  | Automatic Tank Gauge |  | Automatic flow restrictor (MLLD), Containment Sump | Containment Sump |  |  | Annual line testing | Annual line testing |  | UST Currently In Use: 3; UST Temp Close: 0; AST Currently In Use: 0; AST Temp Closed: 0 | 3 | 0 | 1 | 24519-073-009615 | COLONY CORPORATION OF ALABAMA INC
26035 | Currently in Use |  | 1980-01-01 |  | Petroleum | Premium gasoline | Premium gasoline | Retail | Steel | Steel | Field installed cathodic protection |  | Fiberglass reinforced plastic |  |  |  | Catchment Basin, Single walled catchment basin | Automatic shutoff device At 95% full | Automatic shutoff device At 95% full |  |  | Automatic Tank Gauge |  | Automatic flow restrictor (MLLD), Containment Sump | Containment Sump |  |  | Annual line testing | Annual line testing |  | UST Currently In Use: 3; UST Temp Close: 0; AST Currently In Use: 0; AST Temp Closed: 0 | 3 | 0 | 1 | 24519-073-009615 | COLONY CORPORATION OF ALABAMA INC
26036 | Currently in Use |  | 1970-01-01 |  | Petroleum | On road diesel | On road diesel | Retail | Steel | Steel | Field installed cathodic protection |  | Fiberglass reinforced plastic |  |  |  | Catchment Basin, Single walled catchment basin | Automatic shutoff device At 95% full | Automatic shutoff device At 95% full |  |  | Automatic Tank Gauge |  | Other, NONE | Other | [5 empty] | UST Currently In Use: 3; UST Temp Close: 0; AST Currently In Use: 0; AST Temp Closed: 0 | 3 | 0 | 1 | 24519-073-009615 | COLONY CORPORATION OF ALABAMA INC
26037 | Permanently Closed | 1999-03-01 | 1970-01-01 | 2003-01-15 | Petroleum | Unleaded gasoline | Unleaded gasoline | Retail | Steel | Steel | Field installed cathodic protection |  | Fiberglass reinforced plastic |  | 1901-01-01 |  | Catchment Basin, Single walled catchment basin | Automatic shutoff device At 95% full | Automatic shutoff device At 95% full |  |  | Statistical Inventory Reconciliation (SIR) | [5 empty] | Annual line testing | Annual line testing |  | UST Currently In Use: 3; UST Temp Close: 0; AST Currently In Use: 0; AST Temp Closed: 0 | 3 | 0 | 1 | 24519-073-009615 | COLONY CORPORATION OF ALABAMA INC
26038 | Permanently Closed | 1991-11-05 | 1971-01-01 | 1991-11-05 | Petroleum | Unleaded gasoline | Unleaded gasoline |  | Steel | Steel |  |  |  |  | 1901-01-01 | [15 empty] | UST Currently In Use: 0; UST Temp Close: 0; AST Currently In Use: 0; AST Temp Closed: 0 | 0 | 0 | 4 | 14001-073-009623 | RaceTrac, Inc.
26039 | Permanently Closed | 1991-11-05 | 1971-01-01 | 1991-11-05 | Petroleum | Unleaded gasoline | Unleaded gasoline |  | Steel | Steel |  |  |  |  | 1901-01-01 | [15 empty] | UST Currently In Use: 0; UST Temp Close: 0; AST Currently In Use: 0; AST Temp Closed: 0 | 0 | 0 | 4 | 14001-073-009623 | RaceTrac, Inc.
26040 | Permanently Closed | 1991-11-05 | 1971-01-01 | 1991-11-05 | Petroleum | Unleaded gasoline | Unleaded gasoline |  | Steel | Steel |  |  |  |  | 1901-01-01 | [15 empty] | UST Currently In Use: 0; UST Temp Close: 0; AST Currently In Use: 0; AST Temp Closed: 0 | 0 | 0 | 4 | 14001-073-009623 | RaceTrac, Inc.
26041 | Permanently Closed | 1991-11-05 | 1971-01-01 | 1991-11-05 | Petroleum | Unleaded gasoline | Unleaded gasoline |  | Steel | Steel |  |  |  |  | 1901-01-01 | [15 empty] | UST Currently In Use: 0; UST Temp Close: 0; AST Currently In Use: 0; AST Temp Closed: 0 | 0 | 0 | 4 | 14001-073-009623 | RaceTrac, Inc.
26042 | Permanently Closed | 1991-11-13 | 1971-01-01 | 1991-11-13 | Petroleum | Unleaded gasoline | Unleaded gasoline |  | Steel | Steel |  |  |  |  | 1901-01-01 | [15 empty] | UST Currently In Use: 0; UST Temp Close: 0; AST Currently In Use: 0; AST Temp Closed: 0 | 0 | 0 | 3 | 14001-073-009624 | RaceTrac, Inc.
26043 | Permanently Closed | 1991-11-13 | 1971-01-01 | 1991-11-13 | Petroleum | Unleaded gasoline | Unleaded gasoline |  | Steel | Steel |  |  |  |  | 1901-01-01 | [15 empty] | UST Currently In Use: 0; UST Temp Close: 0; AST Currently In Use: 0; AST Temp Closed: 0 | 0 | 0 | 3 | 14001-073-009624 | RaceTrac, Inc.
26044 | Permanently Closed | 1991-11-13 | 1971-01-01 | 1991-11-13 | Petroleum | Unleaded gasoline | Unleaded gasoline |  | Steel | Steel |  |  |  |  | 1901-01-01 | [15 empty] | UST Currently In Use: 0; UST Temp Close: 0; AST Currently In Use: 0; AST Temp Closed: 0 | 0 | 0 | 3 | 14001-073-009624 | RaceTrac, Inc.
26045 | Permanently Closed | 1991-01-15 | 1971-01-01 | 1991-01-15 | Petroleum | Unleaded gasoline | Unleaded gasoline |  | Steel | Steel |  |  |  |  | 1901-01-01 | [15 empty] | UST Currently In Use: 0; UST Temp Close: 0; AST Currently In Use: 0; AST Temp Closed: 0 | 0 | 0 | 2 | 14001-073-009628 | RaceTrac, Inc.
26046 | Permanently Closed | 1991-01-15 | 1971-01-01 | 1991-01-15 | Petroleum | Unleaded gasoline | Unleaded gasoline |  | Steel | Steel |  |  |  |  | 1901-01-01 | [15 empty] | UST Currently In Use: 0; UST Temp Close: 0; AST Currently In Use: 0; AST Temp Closed: 0 | 0 | 0 | 2 | 14001-073-009628 | RaceTrac, Inc.
26047 | Permanently Closed | 2009-05-27 | 1985-01-01 | 2010-07-13 | Petroleum | Unleaded gasoline | Unleaded gasoline | Retail | Steel | Steel | Coated & cathodic protection (sti-P3) |  | Steel |  |  | Field installed cathodic protection | Catchment Basin, Single walled catchment basin | Audible high level alarm At 90% full, Automatic shutoff device At 95% full, Flow Rest 90% Full | Flow Rest 90% Full |  |  | Continuous Automatic Tank Gauge |  | Automatic shutoff device (AELLD) | Automatic shutoff device (AELLD) | [5 empty] | UST Currently In Use: 0; UST Temp Close: 0; AST Currently In Use: 0; AST Temp Closed: 0 | 0 | 0 | 3 | 14001-073-012961 | RaceTrac, Inc.
26048 | Permanently Closed | 2009-05-27 | 1985-01-01 | 2010-07-13 | Petroleum | Mid-grade gasoline | Mid-grade gasoline | Retail | Steel | Steel | Coated & cathodic protection (sti-P3) |  | Steel |  |  | Field installed cathodic protection | Catchment Basin, Single walled catchment basin | Audible high level alarm At 90% full, Automatic shutoff device At 95% full, Flow Rest 90% Full | Flow Rest 90% Full |  |  | Continuous Automatic Tank Gauge |  | Automatic shutoff device (AELLD) | Automatic shutoff device (AELLD) | [5 empty] | UST Currently In Use: 0; UST Temp Close: 0; AST Currently In Use: 0; AST Temp Closed: 0 | 0 | 0 | 3 | 14001-073-012961 | RaceTrac, Inc.
26049 | Permanently Closed | 2009-05-27 | 1985-01-01 | 2010-07-13 | Petroleum | Premium gasoline | Premium gasoline | Retail | Steel | Steel | Coated & cathodic protection (sti-P3) |  | Steel |  |  | Field installed cathodic protection | Catchment Basin, Single walled catchment basin | Audible high level alarm At 90% full, Automatic shutoff device At 95% full, Flow Rest 90% Full | Flow Rest 90% Full |  |  | Continuous Automatic Tank Gauge |  | Automatic shutoff device (AELLD) | Automatic shutoff device (AELLD) | [5 empty] | UST Currently In Use: 0; UST Temp Close: 0; AST Currently In Use: 0; AST Temp Closed: 0 | 0 | 0 | 3 | 14001-073-012961 | RaceTrac, Inc.
26050 | Currently in Use |  | 1988-01-01 |  | Petroleum | Unleaded gasoline | Unleaded gasoline | Retail | Fiberglass coated steel, Single Wall | Single Wall |  |  | Fiberglass reinforced plastic, Single Wall |  | 1901-01-01 |  | Catchment Basin, Single walled catchment basin | Audible high level alarm At 90% full | Audible high level alarm At 90% full |  |  | Continuous Automatic Tank Gauge |  | Automatic shutoff device (AELLD) | Automatic shutoff device (AELLD) |  |  | Automatic electronic line leak detector (AELLD) | Automatic electronic line leak detector (AELLD) |  | UST Currently In Use: 3; UST Temp Close: 0; AST Currently In Use: 0; AST Temp Closed: 0 | 3 | 0 | 0 | 14001-073-013564 | RaceTrac, Inc.
26051 | Currently in Use |  | 1988-01-01 |  | Petroleum | Premium gasoline | Premium gasoline | Retail | Fiberglass coated steel, Single Wall | Single Wall |  |  | Fiberglass reinforced plastic, Single Wall |  | 1901-01-01 |  | Catchment Basin, Single walled catchment basin | Audible high level alarm At 90% full | Audible high level alarm At 90% full |  |  | Continuous Automatic Tank Gauge |  | Automatic shutoff device (AELLD) | Automatic shutoff device (AELLD) |  |  | Automatic electronic line leak detector (AELLD) | Automatic electronic line leak detector (AELLD) |  | UST Currently In Use: 3; UST Temp Close: 0; AST Currently In Use: 0; AST Temp Closed: 0 | 3 | 0 | 0 | 14001-073-013564 | RaceTrac, Inc.
26052 | Currently in Use |  | 1988-01-01 |  | Petroleum | On road diesel | On road diesel | Retail | Fiberglass coated steel, Single Wall | Single Wall |  |  | Fiberglass reinforced plastic, Single Wall |  | 1901-01-01 |  | Catchment Basin, Single walled catchment basin | Audible high level alarm At 90% full | Audible high level alarm At 90% full |  |  | Continuous Automatic Tank Gauge |  | Automatic shutoff device (AELLD) | Automatic shutoff device (AELLD) |  |  | Automatic electronic line leak detector (AELLD) | Automatic electronic line leak detector (AELLD) |  | UST Currently In Use: 3; UST Temp Close: 0; AST Currently In Use: 0; AST Temp Closed: 0 | 3 | 0 | 0 | 14001-073-013564 | RaceTrac, Inc.
26053 | Permanently Closed | 2003-08-31 | 1985-01-01 | 2004-02-09 | Petroleum | Unleaded gasoline | Unleaded gasoline | Retail | Fiberglass coated steel | Fiberglass coated steel |  |  | Fiberglass reinforced plastic |  | 1901-01-01 |  | Catchment Basin, Single walled catchment basin | Audible high level alarm At 90% full, Automatic shutoff device At 95% full, Flow Rest 90% Full | Flow Rest 90% Full |  |  | Continuous Automatic Tank Gauge |  | Automatic shutoff device (AELLD) | Automatic shutoff device (AELLD) |  |  | Annual line testing | Annual line testing |  | UST Currently In Use: 0; UST Temp Close: 0; AST Currently In Use: 0; AST Temp Closed: 0 | 0 | 0 | 3 | 14001-079-009549 | RaceTrac, Inc.
26054 | Permanently Closed | 2003-08-31 | 1985-01-01 | 2004-02-09 | Petroleum | Mid-grade gasoline | Mid-grade gasoline | Retail | Fiberglass coated steel | Fiberglass coated steel |  |  | Fiberglass reinforced plastic |  | 1901-01-01 |  | Catchment Basin, Single walled catchment basin | Audible high level alarm At 90% full, Automatic shutoff device At 95% full, Flow Rest 90% Full | Flow Rest 90% Full |  |  | Continuous Automatic Tank Gauge |  | Automatic shutoff device (AELLD) | Automatic shutoff device (AELLD) |  |  | Annual line testing | Annual line testing |  | UST Currently In Use: 0; UST Temp Close: 0; AST Currently In Use: 0; AST Temp Closed: 0 | 0 | 0 | 3 | 14001-079-009549 | RaceTrac, Inc.
26055 | Permanently Closed | 2003-08-31 | 1985-01-01 | 2004-02-09 | Petroleum | Premium gasoline | Premium gasoline | Retail | Fiberglass coated steel | Fiberglass coated steel |  |  | Fiberglass reinforced plastic |  | 1901-01-01 |  | Catchment Basin, Single walled catchment basin | Audible high level alarm At 90% full, Automatic shutoff device At 95% full, Flow Rest 90% Full | Flow Rest 90% Full |  |  | Continuous Automatic Tank Gauge |  | Automatic shutoff device (AELLD) | Automatic shutoff device (AELLD) |  |  | Annual line testing | Annual line testing |  | UST Currently In Use: 0; UST Temp Close: 0; AST Currently In Use: 0; AST Temp Closed: 0 | 0 | 0 | 3 | 14001-079-009549 | RaceTrac, Inc.
26056 | Permanently Closed | 1901-01-01 | 1973-01-01 | 1988-01-01 | Petroleum | Unleaded gasoline | Unleaded gasoline |  | Steel | Steel |  |  |  |  | 1901-01-01 | [12 empty] | Annual line testing | Annual line testing |  | UST Currently In Use: 0; UST Temp Close: 0; AST Currently In Use: 0; AST Temp Closed: 0 | 0 | 0 | 6 | 14001-081-009546 | RaceTrac, Inc.
26057 | Permanently Closed | 1901-01-01 | 1973-01-01 | 1988-01-01 | Petroleum | Unleaded gasoline | Unleaded gasoline |  | Steel | Steel |  |  |  |  | 1901-01-01 | [12 empty] | Annual line testing | Annual line testing |  | UST Currently In Use: 0; UST Temp Close: 0; AST Currently In Use: 0; AST Temp Closed: 0 | 0 | 0 | 6 | 14001-081-009546 | RaceTrac, Inc.
26058 | Permanently Closed | 1988-01-01 | 1973-01-01 | 1988-01-01 | Petroleum | Unleaded gasoline | Unleaded gasoline | Retail | Steel | Steel | Coated & cathodic protection (sti-P3) |  | Steel |  | 1901-01-01 |  | Catchment Basin, Single walled catchment basin | Flow Rest 90% Full | Flow Rest 90% Full |  |  | Automatic Tank Gauge | [5 empty] | Annual line testing | Annual line testing |  | UST Currently In Use: 0; UST Temp Close: 0; AST Currently In Use: 0; AST Temp Closed: 0 | 0 | 0 | 6 | 14001-081-009546 | RaceTrac, Inc.
26059 | Permanently Closed | 2016-08-30 | 1978-01-01 | 2016-12-13 | Petroleum | Unleaded gasoline | Unleaded gasoline | Retail | Steel | Steel | Coated & cathodic protection (sti-P3) |  | Fiberglass reinforced plastic |  |  | Galvanic Cathodic, FLEX CONNS | Catchment Basin, Single walled catchment basin | Audible high level alarm At 90% full, Automatic shutoff device At 95% full, Flow Rest 90% Full | Flow Rest 90% Full |  |  | Continuous Automatic Tank Gauge |  | Automatic shutoff device (AELLD), Containment Sump | Containment Sump | [5 empty] | UST Currently In Use: 0; UST Temp Close: 0; AST Currently In Use: 0; AST Temp Closed: 0 | 0 | 0 | 6 | 14001-081-009546 | RaceTrac, Inc.
26060 | Permanently Closed | 2016-08-30 | 1978-01-01 | 2016-12-13 | Petroleum | Premium gasoline | Premium gasoline | Retail | Steel | Steel | Coated & cathodic protection (sti-P3) |  | Fiberglass reinforced plastic |  |  | Galvanic Cathodic, FLEX CONNS | Catchment Basin, Single walled catchment basin | Audible high level alarm At 90% full, Automatic shutoff device At 95% full, Flow Rest 90% Full | Flow Rest 90% Full |  |  | Continuous Automatic Tank Gauge |  | Automatic shutoff device (AELLD), Containment Sump | Containment Sump | [5 empty] | UST Currently In Use: 0; UST Temp Close: 0; AST Currently In Use: 0; AST Temp Closed: 0 | 0 | 0 | 6 | 14001-081-009546 | RaceTrac, Inc.
26061 | Permanently Closed | 2016-08-30 | 1978-01-01 | 2016-12-13 | Petroleum | Mid-grade gasoline | Mid-grade gasoline | Retail | Steel | Steel | Coated & cathodic protection (sti-P3) |  | Fiberglass reinforced plastic |  |  | Galvanic Cathodic, FLEX CONNS | Catchment Basin, Single walled catchment basin | Audible high level alarm At 90% full, Automatic shutoff device At 95% full, Flow Rest 90% Full | Flow Rest 90% Full |  |  | Continuous Automatic Tank Gauge |  | Automatic shutoff device (AELLD), Containment Sump | Containment Sump | [5 empty] | UST Currently In Use: 0; UST Temp Close: 0; AST Currently In Use: 0; AST Temp Closed: 0 | 0 | 0 | 6 | 14001-081-009546 | RaceTrac, Inc.
26062 | Permanently Closed | 1997-03-27 | 1975-01-01 | 1997-03-27 | Petroleum | Unleaded gasoline | Unleaded gasoline |  | Steel | Steel |  |  |  |  | 1901-01-01 |  | Catchment Basin, Single walled catchment basin | Audible high level alarm At 90% full, Automatic shutoff device At 95% full, Flow Rest 90% Full | Flow Rest 90% Full |  |  | Automatic Tank Gauge | [5 empty] | Annual line testing | Annual line testing |  | UST Currently In Use: 0; UST Temp Close: 0; AST Currently In Use: 0; AST Temp Closed: 0 | 0 | 0 | 3 | 14001-089-009588 | RaceTrac, Inc.
26063 | Permanently Closed | 1997-03-27 | 1975-01-01 | 1997-03-27 | Petroleum | Unleaded gasoline | Unleaded gasoline |  | Steel | Steel |  |  |  |  | 1901-01-01 |  | Catchment Basin, Single walled catchment basin | Audible high level alarm At 90% full, Automatic shutoff device At 95% full, Flow Rest 90% Full | Flow Rest 90% Full |  |  | Automatic Tank Gauge | [5 empty] | Annual line testing | Annual line testing |  | UST Currently In Use: 0; UST Temp Close: 0; AST Currently In Use: 0; AST Temp Closed: 0 | 0 | 0 | 3 | 14001-089-009588 | RaceTrac, Inc.
26064 | Permanently Closed | 1997-03-27 | 1972-01-01 | 1997-03-27 | Petroleum | Unleaded gasoline | Unleaded gasoline |  | Steel | Steel |  |  |  |  | 1901-01-01 |  | Catchment Basin, Single walled catchment basin | Audible high level alarm At 90% full, Automatic shutoff device At 95% full, Flow Rest 90% Full | Flow Rest 90% Full |  |  | Automatic Tank Gauge | [5 empty] | Annual line testing | Annual line testing |  | UST Currently In Use: 0; UST Temp Close: 0; AST Currently In Use: 0; AST Temp Closed: 0 | 0 | 0 | 3 | 14001-089-009588 | RaceTrac, Inc.
26065 | Permanently Closed | 1991-02-28 | 1901-01-01 | 1991-02-28 | Petroleum | Unleaded gasoline | Unleaded gasoline |  | Steel | Steel |  |  |  |  | 1901-01-01 | [15 empty] | UST Currently In Use: 0; UST Temp Close: 0; AST Currently In Use: 0; AST Temp Closed: 0 | 0 | 0 | 1 | 14001-093-009062 | RaceTrac, Inc.
26070 | Permanently Closed | 1990-06-14 | 1969-01-01 | 1990-06-14 | Petroleum | Unleaded gasoline | Unleaded gasoline |  | Steel | Steel |  |  |  |  | 1901-01-01 | [15 empty] | UST Currently In Use: 0; UST Temp Close: 0; AST Currently In Use: 0; AST Temp Closed: 0 | 0 | 0 | 3 | 14001-093-009596 | RaceTrac, Inc.
26071 | Permanently Closed | 1990-06-14 | 1969-01-01 | 1990-06-14 | Petroleum | Unleaded gasoline | Unleaded gasoline |  | Steel | Steel |  |  |  |  | 1901-01-01 | [15 empty] | UST Currently In Use: 0; UST Temp Close: 0; AST Currently In Use: 0; AST Temp Closed: 0 | 0 | 0 | 3 | 14001-093-009596 | RaceTrac, Inc.
26072 | Permanently Closed | 1990-06-14 | 1969-01-01 | 1990-06-14 | Petroleum | Unleaded gasoline | Unleaded gasoline |  | Steel | Steel |  |  |  |  | 1901-01-01 | [15 empty] | UST Currently In Use: 0; UST Temp Close: 0; AST Currently In Use: 0; AST Temp Closed: 0 | 0 | 0 | 3 | 14001-093-009596 | RaceTrac, Inc.
26073 | Permanently Closed | 1901-01-01 | 1968-01-01 | 1988-01-01 | Petroleum | Unleaded gasoline | Unleaded gasoline |  | Steel | Steel |  |  |  |  | 1901-01-01 | [12 empty] | Annual line testing | Annual line testing |  | UST Currently In Use: 0; UST Temp Close: 0; AST Currently In Use: 0; AST Temp Closed: 0 | 0 | 0 | 9 | 14001-103-009554 | RaceTrac, Inc.
26074 | Permanently Closed | 1901-01-01 | 1968-01-01 | 1988-01-01 | Petroleum | Unleaded gasoline | Unleaded gasoline |  | Steel | Steel |  |  |  |  | 1901-01-01 | [12 empty] | Annual line testing | Annual line testing |  | UST Currently In Use: 0; UST Temp Close: 0; AST Currently In Use: 0; AST Temp Closed: 0 | 0 | 0 | 9 | 14001-103-009554 | RaceTrac, Inc.
26075 | Permanently Closed | 1901-01-01 | 1968-01-01 | 1988-01-01 | Petroleum | Unleaded gasoline | Unleaded gasoline |  | Steel | Steel |  |  |  |  | 1901-01-01 | [12 empty] | Annual line testing | Annual line testing |  | UST Currently In Use: 0; UST Temp Close: 0; AST Currently In Use: 0; AST Temp Closed: 0 | 0 | 0 | 9 | 14001-103-009554 | RaceTrac, Inc.
26076 | Permanently Closed | 1901-01-01 | 1968-01-01 | 1988-01-01 | Petroleum | Unleaded gasoline | Unleaded gasoline |  | Steel | Steel |  |  |  |  | 1901-01-01 | [15 empty] | UST Currently In Use: 0; UST Temp Close: 0; AST Currently In Use: 0; AST Temp Closed: 0 | 0 | 0 | 9 | 14001-103-009554 | RaceTrac, Inc.
26077 | Permanently Closed | 1901-01-01 | 1968-01-01 | 1988-01-01 | Petroleum | Unleaded gasoline | Unleaded gasoline |  | Steel | Steel |  |  |  |  | 1901-01-01 | [15 empty] | UST Currently In Use: 0; UST Temp Close: 0; AST Currently In Use: 0; AST Temp Closed: 0 | 0 | 0 | 9 | 14001-103-009554 | RaceTrac, Inc.
26078 | Permanently Closed | 1901-01-01 | 1968-01-01 | 1988-01-01 | Petroleum | Unleaded gasoline | Unleaded gasoline |  | Steel | Steel |  |  |  |  | 1901-01-01 | [15 empty] | UST Currently In Use: 0; UST Temp Close: 0; AST Currently In Use: 0; AST Temp Closed: 0 | 0 | 0 | 9 | 14001-103-009554 | RaceTrac, Inc.
26079 | Permanently Closed | 2013-09-10 | 1988-01-01 | 2013-11-07 | Petroleum | Unleaded gasoline | Unleaded gasoline | Retail | Single Wall, Steel | Steel | Coated & cathodic protection (sti-P3), Field installed cathodic protection |  | Fiberglass reinforced plastic, Single Wall |  |  |  | Catchment Basin, Single walled catchment basin | Audible high level alarm At 90% full, Flow Rest 90% Full | Flow Rest 90% Full |  |  | Continuous Automatic Tank Gauge |  | Automatic shutoff device (AELLD) | Automatic shutoff device (AELLD) | [5 empty] | UST Currently In Use: 0; UST Temp Close: 0; AST Currently In Use: 0; AST Temp Closed: 0 | 0 | 0 | 9 | 14001-103-009554 | RaceTrac, Inc.
26080 | Permanently Closed | 2013-09-10 | 1988-01-01 | 2013-11-07 | Petroleum | Premium gasoline | Premium gasoline | Retail | Single Wall, Steel | Steel | Coated & cathodic protection (sti-P3), Field installed cathodic protection |  | Fiberglass reinforced plastic, Single Wall |  |  |  | Catchment Basin, Single walled catchment basin | Audible high level alarm At 90% full, Flow Rest 90% Full | Flow Rest 90% Full |  |  | Continuous Automatic Tank Gauge |  | Automatic shutoff device (AELLD) | Automatic shutoff device (AELLD) | [5 empty] | UST Currently In Use: 0; UST Temp Close: 0; AST Currently In Use: 0; AST Temp Closed: 0 | 0 | 0 | 9 | 14001-103-009554 | RaceTrac, Inc.
26081 | Permanently Closed | 2013-09-10 | 1988-01-01 | 2013-11-07 | Petroleum | Mid-grade gasoline | Mid-grade gasoline | Retail | Single Wall, Steel | Steel | Coated & cathodic protection (sti-P3), Field installed cathodic protection |  | Fiberglass reinforced plastic, Single Wall |  |  |  | Catchment Basin, Single walled catchment basin | Audible high level alarm At 90% full, Flow Rest 90% Full | Flow Rest 90% Full |  |  | Continuous Automatic Tank Gauge |  | Automatic shutoff device (AELLD) | Automatic shutoff device (AELLD) | [5 empty] | UST Currently In Use: 0; UST Temp Close: 0; AST Currently In Use: 0; AST Temp Closed: 0 | 0 | 0 | 9 | 14001-103-009554 | RaceTrac, Inc.
26082 | Permanently Closed | 2010-08-22 | 1975-01-01 | 2012-02-15 | Petroleum | Unleaded gasoline | Unleaded gasoline | Retail | Single Wall, Steel, MANIFOLDED | Steel | Field installed cathodic protection, Interior lined (not allowed as a standalone method of corrosion protection) |  | Single Wall, Steel |  |  | Field installed cathodic protection | Catchment Basin, Single walled catchment basin | Flow Rest 90% Full | Flow Rest 90% Full |  |  | Continuous Automatic Tank Gauge |  | Automatic flow restrictor (MLLD) | Automatic flow restrictor (MLLD) |  |  | Annual line testing | Annual line testing |  | UST Currently In Use: 3; UST Temp Close: 0; AST Currently In Use: 0; AST Temp Closed: 0 | 3 | 0 | 3 | 14001-095-009555 | RaceTrac, Inc.
26084 | Permanently Closed | 2010-08-22 | 1975-01-01 | 2012-02-15 | Petroleum | Mid-grade gasoline | Mid-grade gasoline | Retail | Single Wall, Steel | Steel | Field installed cathodic protection, Interior lined (not allowed as a standalone method of corrosion protection) |  | Single Wall, Steel |  |  | Field installed cathodic protection | Catchment Basin, Single walled catchment basin | Flow Rest 90% Full | Flow Rest 90% Full |  |  | Continuous Automatic Tank Gauge |  | Automatic flow restrictor (MLLD) | Automatic flow restrictor (MLLD) |  |  | Annual line testing | Annual line testing |  | UST Currently In Use: 3; UST Temp Close: 0; AST Currently In Use: 0; AST Temp Closed: 0 | 3 | 0 | 3 | 14001-095-009555 | RaceTrac, Inc.
26085 | Permanently Closed | 2010-08-22 | 1987-01-01 | 2012-02-15 | Petroleum | Premium gasoline | Premium gasoline | Retail | Single Wall, Steel | Steel | Coated & cathodic protection (sti-P3), Field installed cathodic protection |  | Single Wall, Steel |  |  | Field installed cathodic protection | Catchment Basin, Single walled catchment basin | Flow Rest 90% Full | Flow Rest 90% Full |  |  | Continuous Automatic Tank Gauge |  | Automatic flow restrictor (MLLD) | Automatic flow restrictor (MLLD) |  |  | Annual line testing | Annual line testing |  | UST Currently In Use: 3; UST Temp Close: 0; AST Currently In Use: 0; AST Temp Closed: 0 | 3 | 0 | 3 | 14001-095-009555 | RaceTrac, Inc.
26086 | Permanently Closed | 1990-11-02 | 1969-01-01 | 1990-11-02 | Petroleum | Unleaded gasoline | Unleaded gasoline |  | Steel | Steel |  |  |  |  | 1901-01-01 | [15 empty] | UST Currently In Use: 0; UST Temp Close: 0; AST Currently In Use: 0; AST Temp Closed: 0 | 0 | 0 | 2 | 14001-095-009610 | RaceTrac, Inc.
26087 | Permanently Closed | 1990-11-02 | 1969-01-01 | 1990-11-02 | Petroleum | Unleaded gasoline | Unleaded gasoline |  | Steel | Steel |  |  |  |  | 1901-01-01 | [15 empty] | UST Currently In Use: 0; UST Temp Close: 0; AST Currently In Use: 0; AST Temp Closed: 0 | 0 | 0 | 2 | 14001-095-009610 | RaceTrac, Inc.
26088 | Permanently Closed | 2016-03-13 | 1990-03-01 | 2016-03-18 | Petroleum | Unleaded gasoline | Unleaded gasoline | Retail | Fiberglass coated steel | Fiberglass coated steel | Other, TOTALCNTMT |  | Fiberglass reinforced plastic |  | 1901-01-01 |  | Catchment Basin, Single walled catchment basin | Audible high level alarm At 90% full, Flow Rest 90% Full | Flow Rest 90% Full |  |  | Continuous Automatic Tank Gauge |  | Automatic shutoff device (AELLD), Containment Sump | Containment Sump | Interstitial Monitoring within Secondary Containment | SENSOR TO ATG | Continuous alarm system | Continuous alarm system |  | UST Currently In Use: 0; UST Temp Close: 0; AST Currently In Use: 0; AST Temp Closed: 0 | 0 | 0 | 3 | 14001-097-008390 | RaceTrac, Inc.
26089 | Permanently Closed | 2016-03-13 | 1990-03-01 | 2016-03-18 | Petroleum | Mid-grade gasoline | Mid-grade gasoline | Retail | Fiberglass coated steel | Fiberglass coated steel | Other, TOTALCNTMT |  | Fiberglass reinforced plastic |  | 1901-01-01 |  | Catchment Basin, Single walled catchment basin | Audible high level alarm At 90% full, Flow Rest 90% Full | Flow Rest 90% Full |  |  | Continuous Automatic Tank Gauge |  | Automatic shutoff device (AELLD), Containment Sump | Containment Sump | Interstitial Monitoring within Secondary Containment | SENSOR TO ATG | Continuous alarm system | Continuous alarm system |  | UST Currently In Use: 0; UST Temp Close: 0; AST Currently In Use: 0; AST Temp Closed: 0 | 0 | 0 | 3 | 14001-097-008390 | RaceTrac, Inc.
26090 | Permanently Closed | 2016-03-13 | 1990-03-01 | 2016-03-18 | Petroleum | Premium gasoline | Premium gasoline | Retail | Fiberglass coated steel | Fiberglass coated steel | Other, TOTALCNTMT |  | Fiberglass reinforced plastic |  | 1901-01-01 |  | Catchment Basin, Single walled catchment basin | Audible high level alarm At 90% full, Flow Rest 90% Full | Flow Rest 90% Full |  |  | Continuous Automatic Tank Gauge |  | Automatic shutoff device (AELLD), Containment Sump | Containment Sump | Interstitial Monitoring within Secondary Containment | SENSOR TO ATG | Continuous alarm system | Continuous alarm system |  | UST Currently In Use: 0; UST Temp Close: 0; AST Currently In Use: 0; AST Temp Closed: 0 | 0 | 0 | 3 | 14001-097-008390 | RaceTrac, Inc.
26091 | Permanently Closed | 1989-10-27 | 1966-01-01 | 1989-10-27 | Petroleum | Unleaded gasoline | Unleaded gasoline |  | Steel | Steel |  | Painted or None | Steel |  | 1901-01-01 |  |  | Flow Rest 90% Full | Flow Rest 90% Full | [11 empty] | UST Currently In Use: 3; UST Temp Close: 0; AST Currently In Use: 0; AST Temp Closed: 0 | 3 | 0 | 6 | 24962-097-008392 | SALAM LAMA - SUNDAY FOOD MART
26092 | Permanently Closed | 1989-10-27 | 1966-01-01 | 1989-10-27 | Petroleum | Unleaded gasoline | Unleaded gasoline |  | Steel | Steel |  | Painted or None | Steel |  | 1901-01-01 |  |  | Flow Rest 90% Full | Flow Rest 90% Full | [11 empty] | UST Currently In Use: 3; UST Temp Close: 0; AST Currently In Use: 0; AST Temp Closed: 0 | 3 | 0 | 6 | 24962-097-008392 | SALAM LAMA - SUNDAY FOOD MART
26093 | Permanently Closed | 1989-10-27 | 1973-01-01 | 1989-10-27 | Petroleum | Unleaded gasoline | Unleaded gasoline |  | Steel | Steel |  | Painted or None | Steel |  | 1901-01-01 |  |  | Flow Rest 90% Full | Flow Rest 90% Full | [11 empty] | UST Currently In Use: 3; UST Temp Close: 0; AST Currently In Use: 0; AST Temp Closed: 0 | 3 | 0 | 6 | 24962-097-008392 | SALAM LAMA - SUNDAY FOOD MART
26094 | Permanently Closed | 2009-08-06 | 1990-03-05 | 2009-09-10 | Petroleum | Unleaded gasoline | Unleaded gasoline | Retail | Fiberglass coated steel, DBL WALL | Fiberglass coated steel |  |  | Fiberglass reinforced plastic |  | 1901-01-01 |  | Catchment Basin, Single walled catchment basin | Flow Rest 90% Full | Flow Rest 90% Full |  |  | Continuous Automatic Tank Gauge |  | Automatic shutoff device (AELLD) | Automatic shutoff device (AELLD) | [5 empty] | UST Currently In Use: 3; UST Temp Close: 0; AST Currently In Use: 0; AST Temp Closed: 0 | 3 | 0 | 6 | 24962-097-008392 | SALAM LAMA - SUNDAY FOOD MART
26095 | Permanently Closed | 2009-08-06 | 1990-03-05 | 2009-09-10 | Petroleum | Mid-grade gasoline | Mid-grade gasoline | Retail | Fiberglass coated steel, DBL WALL | Fiberglass coated steel |  |  | Fiberglass reinforced plastic |  | 1901-01-01 |  | Catchment Basin, Single walled catchment basin | Flow Rest 90% Full | Flow Rest 90% Full |  |  | Continuous Automatic Tank Gauge |  | Automatic shutoff device (AELLD) | Automatic shutoff device (AELLD) | [5 empty] | UST Currently In Use: 3; UST Temp Close: 0; AST Currently In Use: 0; AST Temp Closed: 0 | 3 | 0 | 6 | 24962-097-008392 | SALAM LAMA - SUNDAY FOOD MART
26096 | Permanently Closed | 2009-08-06 | 1990-03-05 | 2009-09-10 | Petroleum | Premium gasoline | Premium gasoline | Retail | Fiberglass coated steel, DBL WALL | Fiberglass coated steel |  |  | Fiberglass reinforced plastic |  | 1901-01-01 |  | Catchment Basin, Single walled catchment basin | Flow Rest 90% Full | Flow Rest 90% Full |  |  | Continuous Automatic Tank Gauge |  | Automatic shutoff device (AELLD) | Automatic shutoff device (AELLD) | [5 empty] | UST Currently In Use: 3; UST Temp Close: 0; AST Currently In Use: 0; AST Temp Closed: 0 | 3 | 0 | 6 | 24962-097-008392 | SALAM LAMA - SUNDAY FOOD MART
26097 | Permanently Closed | 1988-11-01 | 1976-01-01 | 1988-11-01 | Petroleum | Unleaded gasoline | Unleaded gasoline |  | Steel | Steel |  |  |  |  | 1901-01-01 | [12 empty] | Annual line testing | Annual line testing |  | UST Currently In Use: 0; UST Temp Close: 0; AST Currently In Use: 0; AST Temp Closed: 0 | 0 | 0 | 6 | 14001-101-009563 | RaceTrac, Inc.
26098 | Permanently Closed | 1988-11-01 | 1976-01-01 | 1988-11-01 | Petroleum | Unleaded gasoline | Unleaded gasoline |  | Steel | Steel |  |  |  |  | 1901-01-01 | [12 empty] | Annual line testing | Annual line testing |  | UST Currently In Use: 0; UST Temp Close: 0; AST Currently In Use: 0; AST Temp Closed: 0 | 0 | 0 | 6 | 14001-101-009563 | RaceTrac, Inc.
26099 | Permanently Closed | 1988-11-01 | 1976-01-01 | 1988-11-01 | Petroleum | Unleaded gasoline | Unleaded gasoline |  | Steel | Steel |  |  |  |  | 1901-01-01 | [12 empty] | Annual line testing | Annual line testing |  | UST Currently In Use: 0; UST Temp Close: 0; AST Currently In Use: 0; AST Temp Closed: 0 | 0 | 0 | 6 | 14001-101-009563 | RaceTrac, Inc.
26100 | Permanently Closed | 2011-06-03 | 1988-01-05 | 2011-06-03 | Petroleum | Unleaded gasoline | Unleaded gasoline | Retail | Fiberglass coated steel | Fiberglass coated steel |  |  | Fiberglass reinforced plastic |  | 1901-01-01 | None | Catchment Basin, Single walled catchment basin | Audible high level alarm At 90% full, Automatic shutoff device At 95% full, Flow Rest 90% Full | Flow Rest 90% Full |  |  | Continuous Automatic Tank Gauge |  | Automatic shutoff device (AELLD) | Automatic shutoff device (AELLD) | [5 empty] | UST Currently In Use: 0; UST Temp Close: 0; AST Currently In Use: 0; AST Temp Closed: 0 | 0 | 0 | 6 | 14001-101-009563 | RaceTrac, Inc.
26101 | Permanently Closed | 2011-06-03 | 1988-01-05 | 2011-06-03 | Petroleum | Mid-grade gasoline | Mid-grade gasoline | Retail | Fiberglass coated steel | Fiberglass coated steel |  |  | Fiberglass reinforced plastic |  | 1901-01-01 | None | Catchment Basin, Single walled catchment basin | Audible high level alarm At 90% full, Automatic shutoff device At 95% full, Flow Rest 90% Full | Flow Rest 90% Full |  |  | Continuous Automatic Tank Gauge |  | Automatic shutoff device (AELLD) | Automatic shutoff device (AELLD) | [5 empty] | UST Currently In Use: 0; UST Temp Close: 0; AST Currently In Use: 0; AST Temp Closed: 0 | 0 | 0 | 6 | 14001-101-009563 | RaceTrac, Inc.
26102 | Permanently Closed | 2011-06-03 | 1988-01-05 | 2011-06-03 | Petroleum | Premium gasoline | Premium gasoline | Retail | Fiberglass coated steel | Fiberglass coated steel |  |  | Fiberglass reinforced plastic |  | 1901-01-01 | None | Catchment Basin, Single walled catchment basin | Audible high level alarm At 90% full, Automatic shutoff device At 95% full, Flow Rest 90% Full | Flow Rest 90% Full |  |  | Continuous Automatic Tank Gauge |  | Automatic shutoff device (AELLD) | Automatic shutoff device (AELLD) | [5 empty] | UST Currently In Use: 0; UST Temp Close: 0; AST Currently In Use: 0; AST Temp Closed: 0 | 0 | 0 | 6 | 14001-101-009563 | RaceTrac, Inc.
26103 | Permanently Closed | 2004-09-19 | 1977-01-01 | 2005-10-24 | Petroleum | Unleaded gasoline | Unleaded gasoline | Retail | Steel | Steel | Field installed cathodic protection, Interior lined (not allowed as a standalone method of corrosion protection) |  | Steel |  | 1901-01-01 | Field installed cathodic protection | Catchment Basin, Single walled catchment basin | Audible high level alarm At 90% full, Automatic shutoff device At 95% full, Flow Rest 90% Full | Flow Rest 90% Full |  |  | Automatic Tank Gauge, Continuous Automatic Tank Gauge |  | Automatic shutoff device (AELLD) | Automatic shutoff device (AELLD) | [5 empty] | UST Currently In Use: 0; UST Temp Close: 0; AST Currently In Use: 0; AST Temp Closed: 0 | 0 | 0 | 3 | 14001-103-009550 | RaceTrac, Inc.
26104 | Permanently Closed | 2004-09-19 | 1977-01-01 | 2005-10-24 | Petroleum | Mid-grade gasoline | Mid-grade gasoline | Retail | Steel | Steel | Field installed cathodic protection, Interior lined (not allowed as a standalone method of corrosion protection) |  | Steel |  | 1901-01-01 | Field installed cathodic protection | Catchment Basin, Single walled catchment basin | Audible high level alarm At 90% full, Automatic shutoff device At 95% full, Flow Rest 90% Full | Flow Rest 90% Full |  |  | Automatic Tank Gauge, Continuous Automatic Tank Gauge |  | Automatic shutoff device (AELLD) | Automatic shutoff device (AELLD) | [5 empty] | UST Currently In Use: 0; UST Temp Close: 0; AST Currently In Use: 0; AST Temp Closed: 0 | 0 | 0 | 3 | 14001-103-009550 | RaceTrac, Inc.
26105 | Permanently Closed | 2004-09-19 | 1977-01-01 | 2005-10-24 | Petroleum | Premium gasoline | Premium gasoline | Retail | Steel | Steel | Field installed cathodic protection, Interior lined (not allowed as a standalone method of corrosion protection) |  | Steel |  | 1901-01-01 | Field installed cathodic protection | Catchment Basin, Single walled catchment basin | Audible high level alarm At 90% full, Automatic shutoff device At 95% full, Flow Rest 90% Full | Flow Rest 90% Full |  |  | Automatic Tank Gauge, Continuous Automatic Tank Gauge |  | Automatic shutoff device (AELLD) | Automatic shutoff device (AELLD) | [5 empty] | UST Currently In Use: 0; UST Temp Close: 0; AST Currently In Use: 0; AST Temp Closed: 0 | 0 | 0 | 3 | 14001-103-009550 | RaceTrac, Inc.
26106 | Permanently Closed | 2008-12-02 | 1975-01-01 | 2010-12-02 | Petroleum | Unleaded gasoline | Unleaded gasoline | Retail | Single Wall, Steel | Steel | Field installed cathodic protection, Interior lined (not allowed as a standalone method of corrosion protection) |  | Single Wall, Steel |  |  | Field installed cathodic protection | Catchment Basin, Single walled catchment basin | Audible high level alarm At 90% full, Automatic shutoff device At 95% full, Flow Rest 90% Full | Flow Rest 90% Full |  |  | Continuous Automatic Tank Gauge |  | Automatic shutoff device (AELLD) | Automatic shutoff device (AELLD) | [5 empty] | UST Currently In Use: 0; UST Temp Close: 0; AST Currently In Use: 0; AST Temp Closed: 0 | 0 | 0 | 4 | 14001-103-009569 | RaceTrac, Inc.
26107 | Permanently Closed | 2008-12-02 | 1975-01-01 | 2010-12-02 | Petroleum | Mid-grade gasoline | Mid-grade gasoline | Retail | Single Wall, Steel | Steel | Field installed cathodic protection, Interior lined (not allowed as a standalone method of corrosion protection) |  | Single Wall, Steel |  |  | Field installed cathodic protection | Catchment Basin, Single walled catchment basin | Audible high level alarm At 90% full, Automatic shutoff device At 95% full, Flow Rest 90% Full | Flow Rest 90% Full |  |  | Continuous Automatic Tank Gauge |  | Automatic shutoff device (AELLD) | Automatic shutoff device (AELLD) | [5 empty] | UST Currently In Use: 0; UST Temp Close: 0; AST Currently In Use: 0; AST Temp Closed: 0 | 0 | 0 | 4 | 14001-103-009569 | RaceTrac, Inc.
26108 | Permanently Closed | 2008-12-02 | 1975-01-01 | 2010-12-02 | Petroleum | Premium gasoline | Premium gasoline | Retail | Single Wall, Steel | Steel | Field installed cathodic protection, Interior lined (not allowed as a standalone method of corrosion protection) |  | Single Wall, Steel |  |  | Field installed cathodic protection | Catchment Basin, Single walled catchment basin | Audible high level alarm At 90% full, Flow Rest 90% Full | Flow Rest 90% Full |  |  | Continuous Automatic Tank Gauge |  | Automatic shutoff device (AELLD) | Automatic shutoff device (AELLD) | [5 empty] | UST Currently In Use: 0; UST Temp Close: 0; AST Currently In Use: 0; AST Temp Closed: 0 | 0 | 0 | 4 | 14001-103-009569 | RaceTrac, Inc.
26109 | Permanently Closed | 2008-12-02 | 1975-01-01 | 2010-12-02 | Petroleum | On road diesel | On road diesel | Retail | Single Wall, Steel | Steel | Field installed cathodic protection, Interior lined (not allowed as a standalone method of corrosion protection) |  | Single Wall, Steel |  |  | Field installed cathodic protection | Catchment Basin, Single walled catchment basin | Audible high level alarm At 90% full, Flow Rest 90% Full | Flow Rest 90% Full |  |  | Continuous Automatic Tank Gauge | [8 empty] | UST Currently In Use: 0; UST Temp Close: 0; AST Currently In Use: 0; AST Temp Closed: 0 | 0 | 0 | 4 | 14001-103-009569 | RaceTrac, Inc.
26110 | Permanently Closed | 1996-01-01 | 1971-01-01 | 1998-02-11 | Petroleum | Unleaded gasoline | Unleaded gasoline |  | Steel | Steel |  |  |  |  | 1901-01-01 |  | Catchment Basin, Single walled catchment basin | Audible high level alarm At 90% full, Automatic shutoff device At 95% full, Flow Rest 90% Full | Flow Rest 90% Full |  |  | Automatic Tank Gauge | [8 empty] | UST Currently In Use: 0; UST Temp Close: 0; AST Currently In Use: 0; AST Temp Closed: 0 | 0 | 0 | 2 | 14001-103-009582 | RaceTrac, Inc.
26111 | Permanently Closed | 1996-01-01 | 1971-01-01 | 1998-02-11 | Petroleum | Unleaded gasoline | Unleaded gasoline |  | Steel | Steel |  |  |  |  | 1901-01-01 |  | Catchment Basin, Single walled catchment basin | Audible high level alarm At 90% full, Automatic shutoff device At 95% full, Flow Rest 90% Full | Flow Rest 90% Full |  |  | Automatic Tank Gauge | [8 empty] | UST Currently In Use: 0; UST Temp Close: 0; AST Currently In Use: 0; AST Temp Closed: 0 | 0 | 0 | 2 | 14001-103-009582 | RaceTrac, Inc.
26112 | Permanently Closed | 2010-01-06 | 1985-01-01 | 2010-01-06 | Petroleum | Unleaded gasoline | Unleaded gasoline | Retail | Fiberglass coated steel, Single Wall | Single Wall |  |  | Fiberglass reinforced plastic |  | 1901-01-01 |  | Catchment Basin, Single walled catchment basin | Audible high level alarm At 90% full, Flow Rest 90% Full | Flow Rest 90% Full |  |  | Continuous Automatic Tank Gauge |  | Automatic shutoff device (AELLD) | Automatic shutoff device (AELLD) | [5 empty] | UST Currently In Use: 0; UST Temp Close: 0; AST Currently In Use: 0; AST Temp Closed: 0 | 0 | 0 | 5 | 14001-103-009584 | RaceTrac, Inc.
26113 | Permanently Closed | 2010-01-06 | 1985-01-01 | 2010-01-06 | Petroleum | Mid-grade gasoline | Mid-grade gasoline | Retail | Fiberglass coated steel, Single Wall | Single Wall |  |  | Fiberglass reinforced plastic |  | 1901-01-01 |  | Catchment Basin, Single walled catchment basin | Audible high level alarm At 90% full, Flow Rest 90% Full | Flow Rest 90% Full |  |  | Continuous Automatic Tank Gauge |  | Automatic shutoff device (AELLD) | Automatic shutoff device (AELLD) | [5 empty] | UST Currently In Use: 0; UST Temp Close: 0; AST Currently In Use: 0; AST Temp Closed: 0 | 0 | 0 | 5 | 14001-103-009584 | RaceTrac, Inc.
26114 | Permanently Closed | 2010-01-06 | 1985-01-01 | 2010-01-06 | Petroleum | Premium gasoline | Premium gasoline | Retail | Fiberglass coated steel, Single Wall | Single Wall |  |  | Fiberglass reinforced plastic |  | 1901-01-01 |  | Catchment Basin, Single walled catchment basin | Audible high level alarm At 90% full, Flow Rest 90% Full | Flow Rest 90% Full |  |  | Continuous Automatic Tank Gauge |  | Automatic shutoff device (AELLD) | Automatic shutoff device (AELLD) | [5 empty] | UST Currently In Use: 0; UST Temp Close: 0; AST Currently In Use: 0; AST Temp Closed: 0 | 0 | 0 | 5 | 14001-103-009584 | RaceTrac, Inc.
26115 | Permanently Closed | 1990-01-02 | 1965-01-01 | 1990-01-02 | Petroleum | On road diesel | On road diesel |  | Steel | Steel |  |  |  |  | 1901-01-01 | [15 empty] | UST Currently In Use: 0; UST Temp Close: 0; AST Currently In Use: 0; AST Temp Closed: 0 | 0 | 0 | 5 | 14001-103-009584 | RaceTrac, Inc.
26116 | Permanently Closed | 1990-01-02 | 1965-01-01 | 1990-01-02 | Petroleum | On road diesel | On road diesel |  | Steel | Steel |  |  |  |  | 1901-01-01 | [15 empty] | UST Currently In Use: 0; UST Temp Close: 0; AST Currently In Use: 0; AST Temp Closed: 0 | 0 | 0 | 5 | 14001-103-009584 | RaceTrac, Inc.
26117 | Permanently Closed | 2006-02-17 | 1987-01-01 | 2006-02-17 | Petroleum | Unleaded gasoline | Unleaded gasoline | Retail | Steel | Steel | Coated & cathodic protection (sti-P3) |  | Fiberglass reinforced plastic |  | 1901-01-01 |  | Catchment Basin, Single walled catchment basin | Audible high level alarm At 90% full, Automatic shutoff device At 95% full, Flow Rest 90% Full | Flow Rest 90% Full |  |  | Continuous Automatic Tank Gauge |  | Automatic shutoff device (AELLD) | Automatic shutoff device (AELLD) | [5 empty] | UST Currently In Use: 0; UST Temp Close: 0; AST Currently In Use: 0; AST Temp Closed: 0 | 0 | 0 | 3 | 14001-103-013243 | RaceTrac, Inc.
26118 | Permanently Closed | 2006-02-17 | 1987-01-01 | 2006-02-17 | Petroleum | Mid-grade gasoline | Mid-grade gasoline | Retail | Steel | Steel | Coated & cathodic protection (sti-P3) |  | Fiberglass reinforced plastic |  | 1901-01-01 |  | Catchment Basin, Single walled catchment basin | Audible high level alarm At 90% full, Automatic shutoff device At 95% full, Flow Rest 90% Full | Flow Rest 90% Full |  |  | Continuous Automatic Tank Gauge |  | Automatic shutoff device (AELLD) | Automatic shutoff device (AELLD) | [5 empty] | UST Currently In Use: 0; UST Temp Close: 0; AST Currently In Use: 0; AST Temp Closed: 0 | 0 | 0 | 3 | 14001-103-013243 | RaceTrac, Inc.
26119 | Permanently Closed | 2006-02-17 | 1987-01-01 | 2006-02-17 | Petroleum | Premium gasoline | Premium gasoline | Retail | Steel | Steel | Coated & cathodic protection (sti-P3) |  | Fiberglass reinforced plastic |  | 1901-01-01 |  | Catchment Basin, Single walled catchment basin | Audible high level alarm At 90% full, Automatic shutoff device At 95% full, Flow Rest 90% Full | Flow Rest 90% Full |  |  | Continuous Automatic Tank Gauge |  | Automatic shutoff device (AELLD) | Automatic shutoff device (AELLD) | [5 empty] | UST Currently In Use: 0; UST Temp Close: 0; AST Currently In Use: 0; AST Temp Closed: 0 | 0 | 0 | 3 | 14001-103-013243 | RaceTrac, Inc.
26120 | Permanently Closed | 2015-06-17 | 1977-01-01 | 2015-06-17 | Petroleum | Unleaded gasoline | Unleaded gasoline | Retail | Steel | Steel | Field installed cathodic protection |  | Flexible |  |  |  | Catchment Basin, Single walled catchment basin | Flow Rest 90% Full | Flow Rest 90% Full |  |  | Continuous Automatic Tank Gauge |  | Automatic shutoff device (AELLD) | Automatic shutoff device (AELLD) | Interstitial Monitoring within Secondary Containment |  | Annual line testing | Annual line testing |  | UST Currently In Use: 0; UST Temp Close: 0; AST Currently In Use: 0; AST Temp Closed: 0 | 0 | 0 | 3 | 14001-105-009580 | RaceTrac, Inc.
26121 | Permanently Closed | 2015-06-17 | 1977-01-01 | 2015-06-17 | Petroleum | Mid-grade gasoline | Mid-grade gasoline | Retail | Steel | Steel | Field installed cathodic protection |  | Flexible |  |  |  | Catchment Basin, Single walled catchment basin | Flow Rest 90% Full | Flow Rest 90% Full |  |  | Continuous Automatic Tank Gauge |  | Automatic shutoff device (AELLD) | Automatic shutoff device (AELLD) | Interstitial Monitoring within Secondary Containment |  | Annual line testing | Annual line testing |  | UST Currently In Use: 0; UST Temp Close: 0; AST Currently In Use: 0; AST Temp Closed: 0 | 0 | 0 | 3 | 14001-105-009580 | RaceTrac, Inc.
26122 | Permanently Closed | 1991-08-08 | 1974-01-01 | 1991-08-08 | Petroleum | On road diesel | On road diesel |  | Steel | Steel |  |  |  |  | 1901-01-01 | [15 empty] | UST Currently In Use: 0; UST Temp Close: 0; AST Currently In Use: 0; AST Temp Closed: 0 | 0 | 0 | 3 | 14001-105-009580 | RaceTrac, Inc.
26123 | Permanently Closed | 1995-02-28 | 1969-01-01 | 1996-05-29 | Petroleum | Unleaded gasoline | Unleaded gasoline | Retail | Steel | Steel |  |  | Steel |  | 1901-01-01 | [12 empty] | Annual line testing | Annual line testing |  | UST Currently In Use: 0; UST Temp Close: 0; AST Currently In Use: 0; AST Temp Closed: 0 | 0 | 0 | 3 | 14001-109-009553 | RaceTrac, Inc.
26124 | Permanently Closed | 1995-02-28 | 1969-01-01 | 1996-05-29 | Petroleum | Unleaded gasoline | Unleaded gasoline | Retail | Steel | Steel |  |  | Steel |  | 1901-01-01 | [12 empty] | Annual line testing | Annual line testing |  | UST Currently In Use: 0; UST Temp Close: 0; AST Currently In Use: 0; AST Temp Closed: 0 | 0 | 0 | 3 | 14001-109-009553 | RaceTrac, Inc.
26125 | Permanently Closed | 1995-02-28 | 1969-01-01 | 1996-05-29 | Petroleum | Unleaded gasoline | Unleaded gasoline | Retail | Steel | Steel |  |  | Steel |  | 1901-01-01 | [15 empty] | UST Currently In Use: 0; UST Temp Close: 0; AST Currently In Use: 0; AST Temp Closed: 0 | 0 | 0 | 3 | 14001-109-009553 | RaceTrac, Inc.
26126 | Permanently Closed | 1991-01-09 | 1967-01-01 | 1991-01-09 | Petroleum | Unleaded gasoline | Unleaded gasoline |  | Steel | Steel |  |  |  |  | 1901-01-01 | [15 empty] | UST Currently In Use: 0; UST Temp Close: 0; AST Currently In Use: 0; AST Temp Closed: 0 | 0 | 0 | 4 | 14001-115-009585 | RaceTrac, Inc.
26127 | Permanently Closed | 1991-01-09 | 1967-01-01 | 1991-01-09 | Petroleum | Unleaded gasoline | Unleaded gasoline |  | Steel | Steel |  |  |  |  | 1901-01-01 | [15 empty] | UST Currently In Use: 0; UST Temp Close: 0; AST Currently In Use: 0; AST Temp Closed: 0 | 0 | 0 | 4 | 14001-115-009585 | RaceTrac, Inc.
26128 | Permanently Closed | 1991-01-09 | 1967-01-01 | 1991-01-09 | Petroleum | Unleaded gasoline | Unleaded gasoline |  | Steel | Steel |  |  |  |  | 1901-01-01 | [15 empty] | UST Currently In Use: 0; UST Temp Close: 0; AST Currently In Use: 0; AST Temp Closed: 0 | 0 | 0 | 4 | 14001-115-009585 | RaceTrac, Inc.
26129 | Permanently Closed | 1991-01-09 | 1967-01-01 | 1991-01-09 | Petroleum | Unleaded gasoline | Unleaded gasoline |  | Steel | Steel |  |  |  |  | 1901-01-01 | [15 empty] | UST Currently In Use: 0; UST Temp Close: 0; AST Currently In Use: 0; AST Temp Closed: 0 | 0 | 0 | 4 | 14001-115-009585 | RaceTrac, Inc.
26130 | Currently in Use |  | 1975-01-01 |  | Petroleum | Unleaded gasoline | Unleaded gasoline | Retail | Single Wall, Steel, 4K/4K | Steel | Field installed cathodic protection |  | Double Wall, Flexible |  |  |  | Catchment Basin, Single walled catchment basin | Automatic shutoff device At 95% full | Automatic shutoff device At 95% full |  |  | Continuous Automatic Tank Gauge |  | Automatic flow restrictor (MLLD), Containment Sump | Containment Sump | Interstitial Monitoring within Secondary Containment |  |  |  |  | UST Currently In Use: 3; UST Temp Close: 0; AST Currently In Use: 0; AST Temp Closed: 0 | 3 | 0 | 0 | 24376-115-009590 | ASEM KHRAISAT
26132 | Currently in Use |  | 1975-01-01 |  | Petroleum | Premium gasoline | Premium gasoline | Retail | Single Wall, Steel, 4K/4K | Steel | Field installed cathodic protection |  | Double Wall, Flexible |  |  |  | Catchment Basin, Single walled catchment basin | Automatic shutoff device At 95% full | Automatic shutoff device At 95% full |  |  | Continuous Automatic Tank Gauge |  | Automatic flow restrictor (MLLD), Containment Sump | Containment Sump | Interstitial Monitoring within Secondary Containment |  |  |  |  | UST Currently In Use: 3; UST Temp Close: 0; AST Currently In Use: 0; AST Temp Closed: 0 | 3 | 0 | 0 | 24376-115-009590 | ASEM KHRAISAT
26134 | Currently in Use |  | 1975-01-01 |  | Petroleum | Unleaded gasoline | Unleaded gasoline | Retail | Single Wall, Steel | Steel | Field installed cathodic protection |  | Single Wall, Steel |  |  | Field installed cathodic protection | Catchment Basin, Single walled catchment basin | Audible high level alarm At 90% full, Automatic shutoff device At 95% full, Flow Rest 90% Full | Flow Rest 90% Full |  |  | Continuous Automatic Tank Gauge, Statistical Inventory Reconciliation (SIR) | [8 empty] | UST Currently In Use: 3; UST Temp Close: 0; AST Currently In Use: 0; AST Temp Closed: 0 | 3 | 0 | 0 | 24376-115-009590 | ASEM KHRAISAT
26135 | Permanently Closed | 2017-03-21 | 1978-01-01 | 2017-03-21 | Petroleum | Unleaded gasoline | Unleaded gasoline | Retail | Single Wall, Steel | Steel | Field installed cathodic protection |  | Single Wall, Steel |  |  | Field installed cathodic protection | Catchment Basin, Single walled catchment basin | Audible high level alarm At 90% full, Automatic shutoff device At 95% full, Flow Rest 90% Full | Flow Rest 90% Full |  |  | Continuous Automatic Tank Gauge | [8 empty] | UST Currently In Use: 0; UST Temp Close: 0; AST Currently In Use: 0; AST Temp Closed: 0 | 0 | 0 | 4 | 14001-115-009593 | RaceTrac, Inc.
26136 | Permanently Closed | 2017-03-21 | 1978-01-01 | 2017-03-21 | Petroleum | Mid-grade gasoline | Mid-grade gasoline | Retail | Single Wall, Steel | Steel | Field installed cathodic protection |  | Single Wall, Steel |  |  | Field installed cathodic protection | Catchment Basin, Single walled catchment basin | Audible high level alarm At 90% full, Automatic shutoff device At 95% full, Flow Rest 90% Full | Flow Rest 90% Full |  |  | Continuous Automatic Tank Gauge | [8 empty] | UST Currently In Use: 0; UST Temp Close: 0; AST Currently In Use: 0; AST Temp Closed: 0 | 0 | 0 | 4 | 14001-115-009593 | RaceTrac, Inc.
26137 | Permanently Closed | 2017-03-21 | 1978-01-01 | 2017-03-21 | Petroleum | Premium gasoline | Premium gasoline | Retail | Single Wall, Steel | Steel | Field installed cathodic protection |  | Single Wall, Steel |  |  | Field installed cathodic protection | Catchment Basin, Single walled catchment basin | Audible high level alarm At 90% full, Automatic shutoff device At 95% full, Flow Rest 90% Full | Flow Rest 90% Full |  |  | Continuous Automatic Tank Gauge | [8 empty] | UST Currently In Use: 0; UST Temp Close: 0; AST Currently In Use: 0; AST Temp Closed: 0 | 0 | 0 | 4 | 14001-115-009593 | RaceTrac, Inc.
26138 | Permanently Closed | 1998-12-22 | 1978-01-01 | 1992-12-31 | Petroleum | On road diesel | On road diesel |  | Steel | Steel |  | Painted or None | Steel |  | 1901-01-01 |  | Catchment Basin, Single walled catchment basin | Automatic shutoff device At 95% full, Flow Rest 90% Full | Flow Rest 90% Full | [11 empty] | UST Currently In Use: 0; UST Temp Close: 0; AST Currently In Use: 0; AST Temp Closed: 0 | 0 | 0 | 4 | 14001-115-009593 | RaceTrac, Inc.
26139 | Permanently Closed | 2006-09-16 | 1969-01-01 | 2006-12-05 | Petroleum | Unleaded gasoline | Unleaded gasoline | Retail | Steel | Steel | Field installed cathodic protection |  | Steel |  | 1901-01-01 | Field installed cathodic protection | Catchment Basin, Single walled catchment basin | Flow Rest 90% Full | Flow Rest 90% Full |  |  | Continuous Automatic Tank Gauge |  | Automatic shutoff device (AELLD) | Automatic shutoff device (AELLD) | [5 empty] | UST Currently In Use: 0; UST Temp Close: 0; AST Currently In Use: 0; AST Temp Closed: 0 | 0 | 0 | 4 | 14001-115-009599 | RaceTrac, Inc.
26140 | Permanently Closed | 2006-09-16 | 1969-01-01 | 2006-12-05 | Petroleum | Mid-grade gasoline | Mid-grade gasoline | Retail | Steel | Steel | Field installed cathodic protection |  | Steel |  | 1901-01-01 | Field installed cathodic protection | Catchment Basin, Single walled catchment basin | Flow Rest 90% Full | Flow Rest 90% Full |  |  | Continuous Automatic Tank Gauge |  | Automatic shutoff device (AELLD) | Automatic shutoff device (AELLD) | [5 empty] | UST Currently In Use: 0; UST Temp Close: 0; AST Currently In Use: 0; AST Temp Closed: 0 | 0 | 0 | 4 | 14001-115-009599 | RaceTrac, Inc.
26141 | Permanently Closed | 2006-09-16 | 1969-01-01 | 2006-12-05 | Petroleum | Premium gasoline | Premium gasoline | Retail | Steel | Steel | Field installed cathodic protection |  | Steel |  | 1901-01-01 | Field installed cathodic protection | Catchment Basin, Single walled catchment basin | Flow Rest 90% Full | Flow Rest 90% Full |  |  | Continuous Automatic Tank Gauge |  | Automatic shutoff device (AELLD) | Automatic shutoff device (AELLD) | [5 empty] | UST Currently In Use: 0; UST Temp Close: 0; AST Currently In Use: 0; AST Temp Closed: 0 | 0 | 0 | 4 | 14001-115-009599 | RaceTrac, Inc.
26142 | Permanently Closed | 2006-09-16 | 1969-01-01 | 2006-12-05 | Petroleum | Unleaded gasoline | Unleaded gasoline | Retail | Steel | Steel | Field installed cathodic protection |  | Steel |  | 1901-01-01 | Field installed cathodic protection | Catchment Basin, Single walled catchment basin | Flow Rest 90% Full | Flow Rest 90% Full |  |  | Continuous Automatic Tank Gauge |  | Automatic shutoff device (AELLD) | Automatic shutoff device (AELLD) | [5 empty] | UST Currently In Use: 0; UST Temp Close: 0; AST Currently In Use: 0; AST Temp Closed: 0 | 0 | 0 | 4 | 14001-115-009599 | RaceTrac, Inc.
26143 | Currently in Use |  | 1976-01-01 |  | Petroleum | Unleaded gasoline | Unleaded gasoline | Retail | Steel | Steel | Field installed cathodic protection |  | Steel |  |  | Field installed cathodic protection | Catchment Basin, Single walled catchment basin | Audible high level alarm At 90% full, Automatic shutoff device At 95% full, Flow Rest 90% Full | Flow Rest 90% Full |  |  | Continuous Automatic Tank Gauge |  | Automatic flow restrictor (MLLD) | Automatic flow restrictor (MLLD) |  |  | Annual line testing | Annual line testing |  | UST Currently In Use: 3; UST Temp Close: 0; AST Currently In Use: 0; AST Temp Closed: 0 | 3 | 0 | 0 | 24370-117-009598 | MUKTANAND INC
26144 | Currently in Use |  | 1976-01-01 |  | Petroleum | Unleaded gasoline | Unleaded gasoline | Retail | Steel | Steel | Field installed cathodic protection |  | Steel |  |  | Field installed cathodic protection | Catchment Basin, Single walled catchment basin | Audible high level alarm At 90% full, Automatic shutoff device At 95% full, Flow Rest 90% Full | Flow Rest 90% Full |  |  | Continuous Automatic Tank Gauge |  | Automatic shutoff device (AELLD) | Automatic shutoff device (AELLD) | [5 empty] | UST Currently In Use: 3; UST Temp Close: 0; AST Currently In Use: 0; AST Temp Closed: 0 | 3 | 0 | 0 | 24370-117-009598 | MUKTANAND INC
26145 | Currently in Use |  | 1976-01-01 |  | Petroleum | Premium gasoline | Premium gasoline | Retail | Steel | Steel | Field installed cathodic protection |  | Steel |  |  | Field installed cathodic protection | Catchment Basin, Single walled catchment basin | Audible high level alarm At 90% full, Automatic shutoff device At 95% full, Flow Rest 90% Full | Flow Rest 90% Full |  |  | Continuous Automatic Tank Gauge |  | Automatic shutoff device (AELLD) | Automatic shutoff device (AELLD) | [5 empty] | UST Currently In Use: 3; UST Temp Close: 0; AST Currently In Use: 0; AST Temp Closed: 0 | 3 | 0 | 0 | 24370-117-009598 | MUKTANAND INC
26146 | Temporary Closed | 1998-12-22 | 1973-01-01 |  | Petroleum | Unleaded gasoline | Unleaded gasoline |  | Steel | Steel |  | Painted or None |  |  | 1901-01-01 | [6 empty] | Statistical Inventory Reconciliation (SIR) | [8 empty] | UST Currently In Use: 0; UST Temp Close: 4; AST Currently In Use: 0; AST Temp Closed: 0 | 0 | 4 | 0 | 17291-117-009617 | PASCHALL BAILEY
26147 | Temporary Closed | 1998-12-22 | 1981-01-01 |  | Petroleum | On road diesel | On road diesel |  | Steel | Steel |  | Painted or None |  |  | 1901-01-01 | [6 empty] | Statistical Inventory Reconciliation (SIR) | [8 empty] | UST Currently In Use: 0; UST Temp Close: 4; AST Currently In Use: 0; AST Temp Closed: 0 | 0 | 4 | 0 | 17291-117-009617 | PASCHALL BAILEY
26148 | Temporary Closed | 1998-12-22 | 1981-01-01 |  | Petroleum | On road diesel | On road diesel |  | Steel | Steel |  | Painted or None |  |  | 1901-01-01 | [6 empty] | Statistical Inventory Reconciliation (SIR) | [8 empty] | UST Currently In Use: 0; UST Temp Close: 4; AST Currently In Use: 0; AST Temp Closed: 0 | 0 | 4 | 0 | 17291-117-009617 | PASCHALL BAILEY
26149 | Temporary Closed | 1998-12-22 | 1973-01-01 |  | Petroleum | Unleaded gasoline | Unleaded gasoline |  | Steel | Steel |  | Painted or None |  |  | 1901-01-01 | [6 empty] | Statistical Inventory Reconciliation (SIR) | [8 empty] | UST Currently In Use: 0; UST Temp Close: 4; AST Currently In Use: 0; AST Temp Closed: 0 | 0 | 4 | 0 | 17291-117-009617 | PASCHALL BAILEY
26150 | Permanently Closed | 1901-01-01 | 1901-01-01 | 1988-12-19 | Petroleum | Unleaded gasoline | Unleaded gasoline |  | Steel | Steel |  |  |  |  | 1901-01-01 | [15 empty] | UST Currently In Use: 0; UST Temp Close: 0; AST Currently In Use: 0; AST Temp Closed: 0 | 0 | 0 | 3 | 14001-119-009060 | RaceTrac, Inc.
26151 | Permanently Closed | 1901-01-01 | 1901-01-01 | 1988-12-19 | Petroleum | Unleaded gasoline | Unleaded gasoline |  | Steel | Steel |  |  |  |  | 1901-01-01 | [15 empty] | UST Currently In Use: 0; UST Temp Close: 0; AST Currently In Use: 0; AST Temp Closed: 0 | 0 | 0 | 3 | 14001-119-009060 | RaceTrac, Inc.
26152 | Permanently Closed | 1901-01-01 | 1901-01-01 | 1988-12-19 | Petroleum | Unleaded gasoline | Unleaded gasoline |  | Steel | Steel |  |  |  |  | 1901-01-01 | [15 empty] | UST Currently In Use: 0; UST Temp Close: 0; AST Currently In Use: 0; AST Temp Closed: 0 | 0 | 0 | 3 | 14001-119-009060 | RaceTrac, Inc.
26153 | Currently in Use |  | 1986-01-01 |  | Petroleum | On road diesel | On road diesel | Retail | Single Wall, Steel | Steel | Coated & cathodic protection (sti-P3), Field installed cathodic protection |  | Double Wall, Flexible |  | 2016-07-15 |  | Catchment Basin, Single walled catchment basin | Flow Rest 90% Full | Flow Rest 90% Full |  |  | Continuous Automatic Tank Gauge |  | Automatic flow restrictor (MLLD), Automatic shutoff device (AELLD), Containment Sump | Containment Sump |  |  | Continuous alarm system | Continuous alarm system |  | UST Currently In Use: 3; UST Temp Close: 0; AST Currently In Use: 0; AST Temp Closed: 0 | 3 | 0 | 0 | 24899-121-001611 | M&A QUICK STOP INC
26154 | Currently in Use |  | 1986-01-01 |  | Petroleum | Unleaded gasoline | Unleaded gasoline | Retail | Single Wall, Steel | Steel | Coated & cathodic protection (sti-P3), Field installed cathodic protection |  | Double Wall, Flexible |  | 2016-07-15 |  | Catchment Basin, Single walled catchment basin | Flow Rest 90% Full | Flow Rest 90% Full |  |  | Continuous Automatic Tank Gauge |  | Automatic flow restrictor (MLLD), Automatic shutoff device (AELLD), Containment Sump | Containment Sump |  |  | Continuous alarm system | Continuous alarm system |  | UST Currently In Use: 3; UST Temp Close: 0; AST Currently In Use: 0; AST Temp Closed: 0 | 3 | 0 | 0 | 24899-121-001611 | M&A QUICK STOP INC
26155 | Currently in Use |  | 1986-01-01 |  | Petroleum | Mid-grade gasoline | Mid-grade gasoline | Retail | Single Wall, Steel | Steel | Coated & cathodic protection (sti-P3), Field installed cathodic protection |  | Double Wall, Flexible, Steel |  | 2016-07-15 |  | Catchment Basin, Single walled catchment basin | Flow Rest 90% Full | Flow Rest 90% Full |  |  | Continuous Automatic Tank Gauge |  | Automatic flow restrictor (MLLD), Automatic shutoff device (AELLD), Containment Sump | Containment Sump |  |  | Continuous alarm system | Continuous alarm system |  | UST Currently In Use: 3; UST Temp Close: 0; AST Currently In Use: 0; AST Temp Closed: 0 | 3 | 0 | 0 | 24899-121-001611 | M&A QUICK STOP INC
26156 | Currently in Use |  | 1970-01-01 |  | Petroleum | Unleaded gasoline | Unleaded gasoline | Retail | Single Wall, Steel | Steel | Field installed cathodic protection |  | Single Wall, Steel, FRP AT MPD |  |  | Field installed cathodic protection | Catchment Basin, Single walled catchment basin | Automatic shutoff device At 95% full | Automatic shutoff device At 95% full |  |  | Continuous Automatic Tank Gauge |  | Automatic shutoff device (AELLD) | Automatic shutoff device (AELLD) | [5 empty] | UST Currently In Use: 2; UST Temp Close: 1; AST Currently In Use: 0; AST Temp Closed: 0 | 2 | 1 | 0 | 24695-121-008394 | SHLOK FOOD, INC.
26157 | Temporary Closed | 2015-04-01 | 1970-01-01 |  | Petroleum | Unleaded gasoline | Unleaded gasoline | Retail | Single Wall, Steel | Steel | Field installed cathodic protection, Interior lined (not allowed as a standalone method of corrosion protection) |  | Single Wall, Steel, FRP AT MPD |  |  | Field installed cathodic protection | Catchment Basin, Single walled catchment basin | Audible high level alarm At 90% full, Automatic shutoff device At 95% full, Flow Rest 90% Full | Flow Rest 90% Full |  |  | Continuous Automatic Tank Gauge |  | Automatic shutoff device (AELLD) | Automatic shutoff device (AELLD) | [5 empty] | UST Currently In Use: 2; UST Temp Close: 1; AST Currently In Use: 0; AST Temp Closed: 0 | 2 | 1 | 0 | 24695-121-008394 | SHLOK FOOD, INC.
26158 | Currently in Use |  | 1970-01-01 |  | Petroleum | Premium gasoline | Premium gasoline | Retail | Single Wall, Steel | Steel | Field installed cathodic protection |  | Single Wall, Steel, FRP AT MPD |  |  | Field installed cathodic protection | Catchment Basin, Single walled catchment basin | Automatic shutoff device At 95% full | Automatic shutoff device At 95% full |  |  | Continuous Automatic Tank Gauge |  | Automatic shutoff device (AELLD) | Automatic shutoff device (AELLD) | [5 empty] | UST Currently In Use: 2; UST Temp Close: 1; AST Currently In Use: 0; AST Temp Closed: 0 | 2 | 1 | 0 | 24695-121-008394 | SHLOK FOOD, INC.
26159 | Permanently Closed | 1991-02-19 | 1972-01-01 | 1991-02-19 | Petroleum | Unleaded gasoline | Unleaded gasoline |  | Steel | Steel |  |  |  |  | 1901-01-01 | [15 empty] | UST Currently In Use: 0; UST Temp Close: 0; AST Currently In Use: 0; AST Temp Closed: 0 | 0 | 0 | 3 | 14001-121-009545 | RaceTrac, Inc.
26160 | Permanently Closed | 1991-02-19 | 1972-01-01 | 1991-02-19 | Petroleum | Unleaded gasoline | Unleaded gasoline |  | Steel | Steel |  |  |  |  | 1901-01-01 | [15 empty] | UST Currently In Use: 0; UST Temp Close: 0; AST Currently In Use: 0; AST Temp Closed: 0 | 0 | 0 | 3 | 14001-121-009545 | RaceTrac, Inc.
26161 | Permanently Closed | 1991-02-19 | 1972-01-01 | 1991-02-19 | Petroleum | Unleaded gasoline | Unleaded gasoline |  | Steel | Steel |  |  |  |  | 1901-01-01 | [15 empty] | UST Currently In Use: 0; UST Temp Close: 0; AST Currently In Use: 0; AST Temp Closed: 0 | 0 | 0 | 3 | 14001-121-009545 | RaceTrac, Inc.
26164 | Permanently Closed | 1990-12-14 | 1971-01-01 | 1990-12-14 | Petroleum | Unleaded gasoline | Unleaded gasoline |  | Steel | Steel |  |  |  |  | 1901-01-01 | [15 empty] | UST Currently In Use: 0; UST Temp Close: 0; AST Currently In Use: 0; AST Temp Closed: 0 | 0 | 0 | 2 | 14001-121-009627 | RaceTrac, Inc.
26165 | Permanently Closed | 1990-12-14 | 1971-01-01 | 1990-12-14 | Petroleum | Unleaded gasoline | Unleaded gasoline |  | Steel | Steel |  |  |  |  | 1901-01-01 | [15 empty] | UST Currently In Use: 0; UST Temp Close: 0; AST Currently In Use: 0; AST Temp Closed: 0 | 0 | 0 | 2 | 14001-121-009627 | RaceTrac, Inc.
26166 | Permanently Closed | 1998-11-18 | 1977-01-01 | 1998-11-18 | Petroleum | Unleaded gasoline | Unleaded gasoline | Retail | Steel | Steel | Field installed cathodic protection | Painted or None | Steel |  | 1901-01-01 | Field installed cathodic protection | Catchment Basin, Single walled catchment basin | Automatic shutoff device At 95% full, Flow Rest 90% Full | Flow Rest 90% Full |  |  | Continuous Automatic Tank Gauge | [5 empty] | Annual line testing | Annual line testing |  | UST Currently In Use: 0; UST Temp Close: 0; AST Currently In Use: 0; AST Temp Closed: 0 | 0 | 0 | 4 | 14001-123-009547 | RaceTrac, Inc.
26167 | Permanently Closed | 1998-11-18 | 1977-01-01 | 1998-11-18 | Petroleum | Unleaded gasoline | Unleaded gasoline | Retail | Steel | Steel | Field installed cathodic protection | Painted or None | Steel |  | 1901-01-01 | Field installed cathodic protection | Catchment Basin, Single walled catchment basin | Automatic shutoff device At 95% full, Flow Rest 90% Full | Flow Rest 90% Full |  |  | Continuous Automatic Tank Gauge | [5 empty] | Annual line testing | Annual line testing |  | UST Currently In Use: 0; UST Temp Close: 0; AST Currently In Use: 0; AST Temp Closed: 0 | 0 | 0 | 4 | 14001-123-009547 | RaceTrac, Inc.
26168 | Permanently Closed | 1998-11-18 | 1977-01-01 | 1998-11-18 | Petroleum | Unleaded gasoline | Unleaded gasoline | Retail | Steel | Steel | Field installed cathodic protection | Painted or None | Steel |  | 1901-01-01 | Field installed cathodic protection | Catchment Basin, Single walled catchment basin | Automatic shutoff device At 95% full, Flow Rest 90% Full | Flow Rest 90% Full |  |  | Continuous Automatic Tank Gauge | [5 empty] | Annual line testing | Annual line testing |  | UST Currently In Use: 0; UST Temp Close: 0; AST Currently In Use: 0; AST Temp Closed: 0 | 0 | 0 | 4 | 14001-123-009547 | RaceTrac, Inc.
26169 | Permanently Closed | 1998-11-18 | 1977-01-01 | 1998-11-18 | Petroleum | Unleaded gasoline | Unleaded gasoline | Retail | Steel | Steel | Field installed cathodic protection | Painted or None | Steel |  | 1901-01-01 | Field installed cathodic protection | Catchment Basin, Single walled catchment basin | Automatic shutoff device At 95% full, Flow Rest 90% Full | Flow Rest 90% Full |  |  | Continuous Automatic Tank Gauge | [5 empty] | Annual line testing | Annual line testing |  | UST Currently In Use: 0; UST Temp Close: 0; AST Currently In Use: 0; AST Temp Closed: 0 | 0 | 0 | 4 | 14001-123-009547 | RaceTrac, Inc.
26170 | Permanently Closed | 1999-05-01 | 1981-01-05 | 2002-10-01 | Petroleum | Unleaded gasoline | Unleaded gasoline | Retail | Steel | Steel | Field installed cathodic protection |  | Steel |  | 1901-01-01 | Field installed cathodic protection | Catchment Basin, Single walled catchment basin | Audible high level alarm At 90% full, Automatic shutoff device At 95% full, Flow Rest 90% Full | Flow Rest 90% Full |  |  | Automatic Tank Gauge, Continuous Automatic Tank Gauge |  | Automatic shutoff device (AELLD) | Automatic shutoff device (AELLD) |  |  | Annual line testing | Annual line testing |  | UST Currently In Use: 0; UST Temp Close: 0; AST Currently In Use: 0; AST Temp Closed: 0 | 0 | 0 | 5 | 14001-125-001695 | RaceTrac, Inc.
26171 | Permanently Closed | 2002-10-01 | 1981-01-05 | 2002-10-01 | Petroleum | Unleaded gasoline | Unleaded gasoline | Retail | Steel | Steel | Field installed cathodic protection |  | Steel |  | 1901-01-01 | Field installed cathodic protection | Catchment Basin, Single walled catchment basin | Audible high level alarm At 90% full, Automatic shutoff device At 95% full, Flow Rest 90% Full | Flow Rest 90% Full |  |  | Automatic Tank Gauge, Continuous Automatic Tank Gauge | [5 empty] | Annual line testing | Annual line testing |  | UST Currently In Use: 0; UST Temp Close: 0; AST Currently In Use: 0; AST Temp Closed: 0 | 0 | 0 | 5 | 14001-125-001695 | RaceTrac, Inc.
26172 | Permanently Closed | 2002-10-01 | 1981-01-05 | 2002-10-01 | Petroleum | Unleaded gasoline | Unleaded gasoline | Retail | Steel | Steel | Field installed cathodic protection |  | Steel |  | 1901-01-01 | Field installed cathodic protection | Catchment Basin, Single walled catchment basin | Audible high level alarm At 90% full, Automatic shutoff device At 95% full, Flow Rest 90% Full | Flow Rest 90% Full |  |  | Automatic Tank Gauge, Continuous Automatic Tank Gauge | [5 empty] | Annual line testing | Annual line testing |  | UST Currently In Use: 0; UST Temp Close: 0; AST Currently In Use: 0; AST Temp Closed: 0 | 0 | 0 | 5 | 14001-125-001695 | RaceTrac, Inc.
26173 | Permanently Closed | 2002-10-01 | 1981-01-05 | 2002-10-01 | Petroleum | Unleaded gasoline | Unleaded gasoline | Retail | Steel | Steel | Field installed cathodic protection |  | Steel |  | 1901-01-01 | Field installed cathodic protection | Catchment Basin, Single walled catchment basin | Audible high level alarm At 90% full, Automatic shutoff device At 95% full, Flow Rest 90% Full | Flow Rest 90% Full |  |  | Automatic Tank Gauge, Continuous Automatic Tank Gauge | [5 empty] | Annual line testing | Annual line testing |  | UST Currently In Use: 0; UST Temp Close: 0; AST Currently In Use: 0; AST Temp Closed: 0 | 0 | 0 | 5 | 14001-125-001695 | RaceTrac, Inc.
26174 | Permanently Closed | 2002-10-01 | 1987-01-05 | 2002-10-01 | Petroleum | Unleaded gasoline | Unleaded gasoline | Retail | Fiberglass coated steel | Fiberglass coated steel | Field installed cathodic protection |  | Steel |  | 1901-01-01 | Field installed cathodic protection | Catchment Basin, Single walled catchment basin | Audible high level alarm At 90% full, Automatic shutoff device At 95% full, Flow Rest 90% Full | Flow Rest 90% Full |  |  | Automatic Tank Gauge, Continuous Automatic Tank Gauge | [5 empty] | Annual line testing | Annual line testing |  | UST Currently In Use: 0; UST Temp Close: 0; AST Currently In Use: 0; AST Temp Closed: 0 | 0 | 0 | 5 | 14001-125-001695 | RaceTrac, Inc.
26175 | Permanently Closed | 1991-12-06 | 1966-01-01 | 1991-12-06 | Petroleum | Unleaded gasoline | Unleaded gasoline |  | Steel | Steel |  |  |  |  | 1901-01-01 | [15 empty] | UST Currently In Use: 0; UST Temp Close: 0; AST Currently In Use: 0; AST Temp Closed: 0 | 0 | 0 | 4 | 14001-125-009589 | RaceTrac, Inc.
26176 | Permanently Closed | 1991-12-06 | 1966-01-01 | 1991-12-06 | Petroleum | Unleaded gasoline | Unleaded gasoline |  | Steel | Steel |  |  |  |  | 1901-01-01 | [15 empty] | UST Currently In Use: 0; UST Temp Close: 0; AST Currently In Use: 0; AST Temp Closed: 0 | 0 | 0 | 4 | 14001-125-009589 | RaceTrac, Inc.
26177 | Permanently Closed | 1991-12-06 | 1966-01-01 | 1991-12-06 | Petroleum | Unleaded gasoline | Unleaded gasoline |  | Steel | Steel |  |  |  |  | 1901-01-01 | [15 empty] | UST Currently In Use: 0; UST Temp Close: 0; AST Currently In Use: 0; AST Temp Closed: 0 | 0 | 0 | 4 | 14001-125-009589 | RaceTrac, Inc.
26178 | Permanently Closed | 1991-12-06 | 1966-01-01 | 1991-12-06 | Petroleum | Unleaded gasoline | Unleaded gasoline |  | Steel | Steel |  |  |  |  | 1901-01-01 | [15 empty] | UST Currently In Use: 0; UST Temp Close: 0; AST Currently In Use: 0; AST Temp Closed: 0 | 0 | 0 | 4 | 14001-125-009589 | RaceTrac, Inc.
26179 | Permanently Closed | 2006-12-06 | 1989-01-05 | 2006-12-06 | Petroleum | Unleaded gasoline | Unleaded gasoline | Retail | Steel | Steel | Coated & cathodic protection (sti-P3) |  | Fiberglass reinforced plastic |  | 1901-01-01 | None | Catchment Basin, Single walled catchment basin | Audible high level alarm At 90% full, Automatic shutoff device At 95% full, Flow Rest 90% Full | Flow Rest 90% Full |  |  | Continuous Automatic Tank Gauge |  | Automatic shutoff device (AELLD) | Automatic shutoff device (AELLD) | [5 empty] | UST Currently In Use: 0; UST Temp Close: 0; AST Currently In Use: 0; AST Temp Closed: 0 | 0 | 0 | 3 | 14001-125-013199 | RaceTrac, Inc.
26180 | Permanently Closed | 2006-12-06 | 1989-01-05 | 2006-12-06 | Petroleum | Mid-grade gasoline | Mid-grade gasoline | Retail | Steel, STIP3 | Steel | Coated & cathodic protection (sti-P3) |  | Fiberglass reinforced plastic |  | 1901-01-01 | None | Catchment Basin, Single walled catchment basin | Audible high level alarm At 90% full, Automatic shutoff device At 95% full, Flow Rest 90% Full | Flow Rest 90% Full |  |  | Continuous Automatic Tank Gauge |  | Automatic shutoff device (AELLD) | Automatic shutoff device (AELLD) | [5 empty] | UST Currently In Use: 0; UST Temp Close: 0; AST Currently In Use: 0; AST Temp Closed: 0 | 0 | 0 | 3 | 14001-125-013199 | RaceTrac, Inc.
26181 | Permanently Closed | 2006-12-06 | 1989-01-05 | 2006-12-06 | Petroleum | Premium gasoline | Premium gasoline | Retail | Steel, STIP3 | Steel | Coated & cathodic protection (sti-P3) |  | Fiberglass reinforced plastic |  | 1901-01-01 | None | Catchment Basin, Single walled catchment basin | Audible high level alarm At 90% full, Automatic shutoff device At 95% full, Flow Rest 90% Full | Flow Rest 90% Full |  |  | Continuous Automatic Tank Gauge |  | Automatic shutoff device (AELLD) | Automatic shutoff device (AELLD) | [5 empty] | UST Currently In Use: 0; UST Temp Close: 0; AST Currently In Use: 0; AST Temp Closed: 0 | 0 | 0 | 3 | 14001-125-013199 | RaceTrac, Inc.
26182 | Permanently Closed | 2003-02-24 | 1973-01-05 | 2003-02-24 | Petroleum | Unleaded gasoline | Unleaded gasoline | Retail | Steel | Steel | Field installed cathodic protection, Interior lined (not allowed as a standalone method of corrosion protection) | Painted or None | Steel |  | 1901-01-01 | Field installed cathodic protection | Catchment Basin, Single walled catchment basin | Automatic shutoff device At 95% full, Flow Rest 90% Full | Flow Rest 90% Full |  |  | Continuous Automatic Tank Gauge |  | Automatic shutoff device (AELLD) | Automatic shutoff device (AELLD) |  |  | Annual line testing | Annual line testing |  | UST Currently In Use: 0; UST Temp Close: 0; AST Currently In Use: 0; AST Temp Closed: 0 | 0 | 0 | 3 | 14001-127-009544 | RaceTrac, Inc.
26183 | Permanently Closed | 2003-02-24 | 1973-01-05 | 2003-02-24 | Petroleum | Unleaded gasoline | Unleaded gasoline | Retail | Fiberglass coated steel | Fiberglass coated steel | Interior lined (not allowed as a standalone method of corrosion protection) |  | Steel |  | 1901-01-01 | Field installed cathodic protection | Catchment Basin, Single walled catchment basin | Automatic shutoff device At 95% full, Flow Rest 90% Full | Flow Rest 90% Full |  |  | Continuous Automatic Tank Gauge |  | Automatic shutoff device (AELLD) | Automatic shutoff device (AELLD) |  |  | Annual line testing | Annual line testing |  | UST Currently In Use: 0; UST Temp Close: 0; AST Currently In Use: 0; AST Temp Closed: 0 | 0 | 0 | 3 | 14001-127-009544 | RaceTrac, Inc.
26184 | Permanently Closed | 2003-02-24 | 1973-01-05 | 2003-02-24 | Petroleum | Unleaded gasoline | Unleaded gasoline | Retail | Fiberglass coated steel | Fiberglass coated steel | Interior lined (not allowed as a standalone method of corrosion protection) |  | Steel |  | 1901-01-01 | Field installed cathodic protection | Catchment Basin, Single walled catchment basin | Automatic shutoff device At 95% full, Flow Rest 90% Full | Flow Rest 90% Full |  |  | Continuous Automatic Tank Gauge |  | Automatic shutoff device (AELLD) | Automatic shutoff device (AELLD) |  |  | Annual line testing | Annual line testing |  | UST Currently In Use: 0; UST Temp Close: 0; AST Currently In Use: 0; AST Temp Closed: 0 | 0 | 0 | 3 | 14001-127-009544 | RaceTrac, Inc.
26185 | Permanently Closed | 2006-03-02 | 1983-01-05 | 2006-03-02 | Petroleum | Unleaded gasoline | Unleaded gasoline | Retail | Steel | Steel | Field installed cathodic protection |  | Steel |  | 1901-01-01 | Field installed cathodic protection | Catchment Basin, Single walled catchment basin | Audible high level alarm At 90% full, Automatic shutoff device At 95% full, Flow Rest 90% Full | Flow Rest 90% Full |  |  | Automatic Tank Gauge, Continuous Automatic Tank Gauge |  | Automatic shutoff device (AELLD) | Automatic shutoff device (AELLD) | [5 empty] | UST Currently In Use: 0; UST Temp Close: 0; AST Currently In Use: 0; AST Temp Closed: 0 | 0 | 0 | 4 | 14001-127-009578 | RaceTrac, Inc.
26186 | Permanently Closed | 2006-03-02 | 1983-01-05 | 2006-03-02 | Petroleum | Mid-grade gasoline | Mid-grade gasoline | Retail | Steel | Steel | Field installed cathodic protection |  | Steel |  | 1901-01-01 | Field installed cathodic protection | Catchment Basin, Single walled catchment basin | Audible high level alarm At 90% full, Automatic shutoff device At 95% full, Flow Rest 90% Full | Flow Rest 90% Full |  |  | Automatic Tank Gauge, Continuous Automatic Tank Gauge |  | Automatic shutoff device (AELLD) | Automatic shutoff device (AELLD) | [5 empty] | UST Currently In Use: 0; UST Temp Close: 0; AST Currently In Use: 0; AST Temp Closed: 0 | 0 | 0 | 4 | 14001-127-009578 | RaceTrac, Inc.
26187 | Permanently Closed | 2006-03-02 | 1983-01-05 | 2006-03-02 | Petroleum | Premium gasoline | Premium gasoline | Retail | Steel | Steel | Field installed cathodic protection |  | Steel |  | 1901-01-01 | Field installed cathodic protection | Catchment Basin, Single walled catchment basin | Audible high level alarm At 90% full, Automatic shutoff device At 95% full, Flow Rest 90% Full | Flow Rest 90% Full |  |  | Automatic Tank Gauge, Continuous Automatic Tank Gauge |  | Automatic shutoff device (AELLD) | Automatic shutoff device (AELLD) | [5 empty] | UST Currently In Use: 0; UST Temp Close: 0; AST Currently In Use: 0; AST Temp Closed: 0 | 0 | 0 | 4 | 14001-127-009578 | RaceTrac, Inc.
26188 | Permanently Closed | 2006-03-02 | 1983-01-05 | 2006-03-02 | Petroleum | On road diesel | On road diesel | Retail | Steel | Steel | Field installed cathodic protection |  | Steel |  | 1901-01-01 | Field installed cathodic protection | Catchment Basin, Single walled catchment basin | Audible high level alarm At 90% full, Automatic shutoff device At 95% full, Flow Rest 90% Full | Flow Rest 90% Full |  |  | Automatic Tank Gauge, Continuous Automatic Tank Gauge |  | Automatic shutoff device (AELLD) | Automatic shutoff device (AELLD) | [5 empty] | UST Currently In Use: 0; UST Temp Close: 0; AST Currently In Use: 0; AST Temp Closed: 0 | 0 | 0 | 4 | 14001-127-009578 | RaceTrac, Inc.
26189 | Permanently Closed | 1901-01-01 | 1965-01-01 | 1987-01-21 | Petroleum | Unleaded gasoline | Unleaded gasoline |  | Steel | Steel |  |  |  |  | 1901-01-01 | [15 empty] | UST Currently In Use: 0; UST Temp Close: 0; AST Currently In Use: 0; AST Temp Closed: 0 | 0 | 0 | 4 | 14001-127-009583 | RaceTrac, Inc.
26190 | Permanently Closed | 1901-01-01 | 1965-01-01 | 1987-01-21 | Petroleum | Unleaded gasoline | Unleaded gasoline |  | Steel | Steel |  |  |  |  | 1901-01-01 | [15 empty] | UST Currently In Use: 0; UST Temp Close: 0; AST Currently In Use: 0; AST Temp Closed: 0 | 0 | 0 | 4 | 14001-127-009583 | RaceTrac, Inc.
26191 | Permanently Closed | 1901-01-01 | 1965-01-01 | 1987-01-21 | Petroleum | Unleaded gasoline | Unleaded gasoline |  | Steel | Steel |  |  |  |  | 1901-01-01 | [15 empty] | UST Currently In Use: 0; UST Temp Close: 0; AST Currently In Use: 0; AST Temp Closed: 0 | 0 | 0 | 4 | 14001-127-009583 | RaceTrac, Inc.
26192 | Permanently Closed | 1901-01-01 | 1980-01-01 | 1987-01-21 | Petroleum | On road diesel | On road diesel |  | Steel | Steel |  |  |  |  | 1901-01-01 | [15 empty] | UST Currently In Use: 0; UST Temp Close: 0; AST Currently In Use: 0; AST Temp Closed: 0 | 0 | 0 | 4 | 14001-127-009583 | RaceTrac, Inc.
26193 | Permanently Closed | 2003-12-04 | 1977-01-05 | 2004-08-10 | Petroleum | Unleaded gasoline | Unleaded gasoline | Retail | Steel | Steel | Field installed cathodic protection | Painted or None | Steel |  | 1901-01-01 | Field installed cathodic protection | Catchment Basin, Single walled catchment basin | Audible high level alarm At 90% full, Automatic shutoff device At 95% full, Flow Rest 90% Full | Flow Rest 90% Full |  |  | Continuous Automatic Tank Gauge |  | Automatic shutoff device (AELLD) | Automatic shutoff device (AELLD) | [5 empty] | UST Currently In Use: 0; UST Temp Close: 0; AST Currently In Use: 0; AST Temp Closed: 0 | 0 | 0 | 3 | 14001-127-009586 | RaceTrac, Inc.
26194 | Permanently Closed | 2003-12-04 | 1977-01-05 | 2004-08-10 | Petroleum | Unleaded gasoline | Unleaded gasoline | Retail | Steel | Steel | Field installed cathodic protection | Painted or None | Steel |  | 1901-01-01 | Field installed cathodic protection | Catchment Basin, Single walled catchment basin | Audible high level alarm At 90% full, Automatic shutoff device At 95% full, Flow Rest 90% Full | Flow Rest 90% Full |  |  | Continuous Automatic Tank Gauge |  | Automatic shutoff device (AELLD) | Automatic shutoff device (AELLD) | [5 empty] | UST Currently In Use: 0; UST Temp Close: 0; AST Currently In Use: 0; AST Temp Closed: 0 | 0 | 0 | 3 | 14001-127-009586 | RaceTrac, Inc.
26195 | Permanently Closed | 2003-12-04 | 1977-01-05 | 2004-08-10 | Petroleum | Unleaded gasoline | Unleaded gasoline | Retail | Steel | Steel | Field installed cathodic protection | Painted or None | Steel |  | 1901-01-01 | Field installed cathodic protection | Catchment Basin, Single walled catchment basin | Audible high level alarm At 90% full, Automatic shutoff device At 95% full, Flow Rest 90% Full | Flow Rest 90% Full |  |  | Continuous Automatic Tank Gauge |  | Automatic shutoff device (AELLD) | Automatic shutoff device (AELLD) | [5 empty] | UST Currently In Use: 0; UST Temp Close: 0; AST Currently In Use: 0; AST Temp Closed: 0 | 0 | 0 | 3 | 14001-127-009586 | RaceTrac, Inc.
26196 | Permanently Closed | 1996-10-01 | 1969-01-01 | 1998-01-29 | Petroleum | Unleaded gasoline | Unleaded gasoline | Retail | Steel | Steel |  |  |  |  | 1901-01-01 |  | Catchment Basin, Single walled catchment basin | Automatic shutoff device At 95% full, Flow Rest 90% Full | Flow Rest 90% Full | [11 empty] | UST Currently In Use: 0; UST Temp Close: 0; AST Currently In Use: 0; AST Temp Closed: 0 | 0 | 0 | 2 | 14001-127-009616 | RaceTrac, Inc.
26197 | Permanently Closed | 1996-10-01 | 1969-01-01 | 1998-01-29 | Petroleum | Unleaded gasoline | Unleaded gasoline | Retail | Steel | Steel |  |  |  |  | 1901-01-01 |  | Catchment Basin, Single walled catchment basin | Automatic shutoff device At 95% full, Flow Rest 90% Full | Flow Rest 90% Full | [11 empty] | UST Currently In Use: 0; UST Temp Close: 0; AST Currently In Use: 0; AST Temp Closed: 0 | 0 | 0 | 2 | 14001-127-009616 | RaceTrac, Inc.
26198 | Permanently Closed | 1988-12-01 | 1974-01-01 | 1988-12-01 | Petroleum | Unleaded gasoline | Unleaded gasoline |  | Steel | Steel |  | Painted or None | Steel |  | 1901-01-01 | [15 empty] | UST Currently In Use: 0; UST Temp Close: 0; AST Currently In Use: 0; AST Temp Closed: 0 | 0 | 0 | 3 | 14004-097-000706 | RACK OIL CO
26199 | Permanently Closed | 1988-12-01 | 1974-01-01 | 1988-12-01 | Petroleum | Unleaded gasoline | Unleaded gasoline |  | Steel | Steel |  | Painted or None | Steel |  | 1901-01-01 | [15 empty] | UST Currently In Use: 0; UST Temp Close: 0; AST Currently In Use: 0; AST Temp Closed: 0 | 0 | 0 | 3 | 14004-097-000706 | RACK OIL CO
26200 | Permanently Closed | 1988-12-01 | 1974-01-01 | 1988-12-01 | Petroleum | Unleaded gasoline | Unleaded gasoline |  | Steel | Steel |  | Painted or None | Steel |  | 1901-01-01 | [15 empty] | UST Currently In Use: 0; UST Temp Close: 0; AST Currently In Use: 0; AST Temp Closed: 0 | 0 | 0 | 3 | 14004-097-000706 | RACK OIL CO
26201 | Permanently Closed | 1995-12-15 | 1978-01-01 | 1998-12-15 | Petroleum | On road diesel | On road diesel |  | Steel | Steel |  |  | Steel |  | 1901-01-01 | [15 empty] | UST Currently In Use: 0; UST Temp Close: 0; AST Currently In Use: 0; AST Temp Closed: 0 | 0 | 0 | 2 | 14005-125-012292 | RACON INC
26202 | Permanently Closed | 1995-12-15 | 1978-01-01 | 1998-12-15 | Petroleum | Unleaded gasoline | Unleaded gasoline |  | Steel | Steel |  |  | Steel |  | 1901-01-01 | [15 empty] | UST Currently In Use: 0; UST Temp Close: 0; AST Currently In Use: 0; AST Temp Closed: 0 | 0 | 0 | 2 | 14005-125-012292 | RACON INC
26203 | Permanently Closed | 1996-07-01 | 1976-01-01 | 1996-09-25 | Petroleum | Unleaded gasoline | Unleaded gasoline | Retail | Steel | Steel |  | Painted or None | Steel |  | 1901-01-01 | [12 empty] | Annual line testing | Annual line testing |  | UST Currently In Use: 0; UST Temp Close: 0; AST Currently In Use: 0; AST Temp Closed: 0 | 0 | 0 | 4 | 25453-073-005574 | VULCAN STORAGE LLC
26204 | Permanently Closed | 1996-07-01 | 1976-01-01 | 1996-09-25 | Petroleum | Unleaded gasoline | Unleaded gasoline | Retail | Steel | Steel |  | Painted or None | Steel |  | 1901-01-01 | [12 empty] | Annual line testing | Annual line testing |  | UST Currently In Use: 0; UST Temp Close: 0; AST Currently In Use: 0; AST Temp Closed: 0 | 0 | 0 | 4 | 25453-073-005574 | VULCAN STORAGE LLC
26205 | Cannot Locate or abandoned | 2004-12-28 | 1965-01-01 |  | Petroleum | Unleaded gasoline | Unleaded gasoline | Retail | Single Wall, Steel | Steel | Field installed cathodic protection |  | Single Wall, Steel |  |  | Field installed cathodic protection | Catchment Basin, Single walled catchment basin | Automatic shutoff device At 95% full | Automatic shutoff device At 95% full | [11 empty] | UST Currently In Use: 0; UST Temp Close: 0; AST Currently In Use: 0; AST Temp Closed: 0 | 0 | 0 | 0 | 20521-103-011083 | NICKYS INC
26206 | Cannot Locate or abandoned | 2004-12-28 | 1965-01-01 |  | Petroleum | Mid-grade gasoline | Mid-grade gasoline | Retail | Single Wall, Steel | Steel | Field installed cathodic protection |  | Single Wall, Steel |  |  | Field installed cathodic protection | Catchment Basin, Single walled catchment basin | Automatic shutoff device At 95% full | Automatic shutoff device At 95% full | [11 empty] | UST Currently In Use: 0; UST Temp Close: 0; AST Currently In Use: 0; AST Temp Closed: 0 | 0 | 0 | 0 | 20521-103-011083 | NICKYS INC
26207 | Cannot Locate or abandoned | 2004-12-28 | 1965-01-01 |  | Petroleum | Premium gasoline | Premium gasoline | Retail | Single Wall, Steel | Steel | Field installed cathodic protection |  | Single Wall, Steel |  |  | Field installed cathodic protection | Catchment Basin, Single walled catchment basin | Automatic shutoff device At 95% full | Automatic shutoff device At 95% full | [11 empty] | UST Currently In Use: 0; UST Temp Close: 0; AST Currently In Use: 0; AST Temp Closed: 0 | 0 | 0 | 0 | 20521-103-011083 | NICKYS INC
26208 | Permanently Closed | 1901-01-01 | 1976-01-01 | 1986-04-04 | Petroleum | Used oil | Used oil |  | Steel | Steel |  |  |  |  | 1901-01-01 | [15 empty] | UST Currently In Use: 0; UST Temp Close: 0; AST Currently In Use: 0; AST Temp Closed: 0 | 0 | 0 | 1 | 14008-077-006528 | RALPH BIERNBAUM REAL ESTATE
26209 | Permanently Closed | 1990-09-13 | 1961-01-01 | 1990-09-13 | Petroleum | Unleaded gasoline | Unleaded gasoline | [7 empty] | 1901-01-01 | [15 empty] | UST Currently In Use: 0; UST Temp Close: 0; AST Currently In Use: 0; AST Temp Closed: 0 | 0 | 0 | 6 | 14009-113-006041 | WILLIAM B GARRETT
26210 | Permanently Closed | 1990-09-13 | 1961-01-01 | 1990-09-13 | Petroleum | Unleaded gasoline | Unleaded gasoline | [7 empty] | 1901-01-01 | [15 empty] | UST Currently In Use: 0; UST Temp Close: 0; AST Currently In Use: 0; AST Temp Closed: 0 | 0 | 0 | 6 | 14009-113-006041 | WILLIAM B GARRETT
26211 | Permanently Closed | 1990-09-13 | 1961-01-01 | 1990-09-13 | Petroleum | Unleaded gasoline | Unleaded gasoline | [7 empty] | 1901-01-01 | [15 empty] | UST Currently In Use: 0; UST Temp Close: 0; AST Currently In Use: 0; AST Temp Closed: 0 | 0 | 0 | 6 | 14009-113-006041 | WILLIAM B GARRETT
26212 | Permanently Closed | 1990-09-13 | 1961-01-01 | 1990-09-13 | Petroleum | Unleaded gasoline | Unleaded gasoline | [7 empty] | 1901-01-01 | [15 empty] | UST Currently In Use: 0; UST Temp Close: 0; AST Currently In Use: 0; AST Temp Closed: 0 | 0 | 0 | 6 | 14009-113-006041 | WILLIAM B GARRETT
26213 | Permanently Closed | 1990-09-13 | 1961-01-01 | 1990-09-13 | Petroleum | Unleaded gasoline | Unleaded gasoline | [7 empty] | 1901-01-01 | [15 empty] | UST Currently In Use: 0; UST Temp Close: 0; AST Currently In Use: 0; AST Temp Closed: 0 | 0 | 0 | 6 | 14009-113-006041 | WILLIAM B GARRETT
26214 | Permanently Closed | 1995-09-13 | 1961-01-01 | 1996-02-20 | Petroleum | Used oil | Used oil | Retail | [6 empty] | 1901-01-01 | [15 empty] | UST Currently In Use: 0; UST Temp Close: 0; AST Currently In Use: 0; AST Temp Closed: 0 | 0 | 0 | 6 | 14009-113-006041 | WILLIAM B GARRETT
26215 | Permanently Closed | 1992-12-15 | 1972-01-01 | 1992-12-15 | Petroleum | Unleaded gasoline | Unleaded gasoline |  | Steel | Steel |  |  | Steel |  | 1901-01-01 | [15 empty] | UST Currently In Use: 0; UST Temp Close: 0; AST Currently In Use: 3; AST Temp Closed: 0 | 0 | 0 | 3 | 14010-053-012240 | RALPH COOLEY
26216 | Permanently Closed | 1992-12-15 | 1972-01-01 | 1992-12-15 | Petroleum | Unleaded gasoline | Unleaded gasoline |  | Steel | Steel |  |  | Steel |  | 1901-01-01 | [15 empty] | UST Currently In Use: 0; UST Temp Close: 0; AST Currently In Use: 3; AST Temp Closed: 0 | 0 | 0 | 3 | 14010-053-012240 | RALPH COOLEY
26217 | Permanently Closed | 1992-07-25 | 1972-01-01 | 1992-07-25 | Petroleum | Unleaded gasoline | Unleaded gasoline |  | Steel | Steel |  |  | Steel |  | 1901-01-01 | [15 empty] | UST Currently In Use: 0; UST Temp Close: 0; AST Currently In Use: 3; AST Temp Closed: 0 | 0 | 0 | 3 | 14010-053-012240 | RALPH COOLEY
26218 |  | 1998-06-29 | 1981-01-01 |  | Petroleum | Unleaded gasoline | Unleaded gasoline | Retail | Steel | Steel |  | Painted or None | Steel |  | 1901-01-01 |  | Catchment Basin, Single walled catchment basin |  |  |  |  | Automatic Tank Gauge | [8 empty] | UST Currently In Use: 0; UST Temp Close: 0; AST Currently In Use: 0; AST Temp Closed: 0 | 0 | 0 | 0 | 14011-073-003191 | RALPH O LAWRENCE
26219 |  | 1998-06-29 | 1981-01-01 |  | Petroleum | Unleaded gasoline | Unleaded gasoline | Retail | Steel | Steel |  | Painted or None | Steel |  | 1901-01-01 |  | Catchment Basin, Single walled catchment basin |  |  |  |  | Automatic Tank Gauge | [8 empty] | UST Currently In Use: 0; UST Temp Close: 0; AST Currently In Use: 0; AST Temp Closed: 0 | 0 | 0 | 0 | 14011-073-003191 | RALPH O LAWRENCE
26220 |  | 1998-06-29 | 1981-01-01 |  | Petroleum | Unleaded gasoline | Unleaded gasoline | Retail | Steel | Steel |  | Painted or None | Steel |  | 1901-01-01 |  | Catchment Basin, Single walled catchment basin |  |  |  |  | Automatic Tank Gauge | [8 empty] | UST Currently In Use: 0; UST Temp Close: 0; AST Currently In Use: 0; AST Temp Closed: 0 | 0 | 0 | 0 | 14011-073-003191 | RALPH O LAWRENCE
26221 | Permanently Closed | 1994-01-01 | 1974-01-01 | 1996-11-01 | Petroleum | Unleaded gasoline | Unleaded gasoline | Retail | Steel | Steel |  | Painted or None | Steel |  | 1901-01-01 | [15 empty] | UST Currently In Use: 0; UST Temp Close: 0; AST Currently In Use: 0; AST Temp Closed: 0 | 0 | 0 | 2 | 14011-073-013494 | RALPH O LAWRENCE
26222 | Permanently Closed | 1994-01-01 | 1974-01-01 | 1996-11-01 | Petroleum | Unleaded gasoline | Unleaded gasoline | Retail | Steel | Steel |  | Painted or None | Steel |  | 1901-01-01 | [15 empty] | UST Currently In Use: 0; UST Temp Close: 0; AST Currently In Use: 0; AST Temp Closed: 0 | 0 | 0 | 2 | 14011-073-013494 | RALPH O LAWRENCE
26223 | Permanently Closed | 1994-01-01 | 1968-01-01 | 1997-10-06 | Petroleum | Unleaded gasoline | Unleaded gasoline | Retail | Steel | Steel |  | Painted or None |  |  | 1901-01-01 | [12 empty] | Annual line testing | Annual line testing |  | UST Currently In Use: 0; UST Temp Close: 0; AST Currently In Use: 0; AST Temp Closed: 0 | 0 | 0 | 3 | 14012-127-003178 | RALPH W BLAND
26224 | Permanently Closed | 1994-01-01 | 1968-01-01 | 1997-10-06 | Petroleum | Unleaded gasoline | Unleaded gasoline | Retail | Steel | Steel |  | Painted or None |  |  | 1901-01-01 | [12 empty] | Annual line testing | Annual line testing |  | UST Currently In Use: 0; UST Temp Close: 0; AST Currently In Use: 0; AST Temp Closed: 0 | 0 | 0 | 3 | 14012-127-003178 | RALPH W BLAND
26225 | Permanently Closed | 1994-01-01 | 1977-01-01 | 1997-10-06 | Petroleum | Unleaded gasoline | Unleaded gasoline |  | Steel | Steel |  | Painted or None |  |  | 1901-01-01 | [15 empty] | UST Currently In Use: 0; UST Temp Close: 0; AST Currently In Use: 0; AST Temp Closed: 0 | 0 | 0 | 3 | 14012-127-003178 | RALPH W BLAND
26226 | Permanently Closed | 1998-05-14 | 1969-01-01 | 1998-05-14 | Petroleum | Unleaded gasoline | Unleaded gasoline |  | Steel | Steel |  |  |  |  | 1901-01-01 | [6 empty] | Statistical Inventory Reconciliation (SIR) | [5 empty] | Annual line testing, Statistical inventory reconciliation (SIR) | Statistical inventory reconciliation (SIR) |  | UST Currently In Use: 0; UST Temp Close: 0; AST Currently In Use: 0; AST Temp Closed: 0 | 0 | 0 | 5 | 14013-073-000393 | GARY CHAMPION
26227 | Permanently Closed | 1998-05-14 | 1960-01-01 | 1998-05-14 | Petroleum | Unleaded gasoline | Unleaded gasoline | Retail | Steel | Steel |  |  |  |  | 1901-01-01 | [6 empty] | Statistical Inventory Reconciliation (SIR) | [5 empty] | Annual line testing, Statistical inventory reconciliation (SIR) | Statistical inventory reconciliation (SIR) |  | UST Currently In Use: 0; UST Temp Close: 0; AST Currently In Use: 0; AST Temp Closed: 0 | 0 | 0 | 5 | 14013-073-000393 | GARY CHAMPION
26228 | Permanently Closed | 1998-05-14 | 1960-01-01 | 1998-05-14 | Petroleum | Unleaded gasoline | Unleaded gasoline | Retail | Steel | Steel |  |  |  |  | 1901-01-01 | [6 empty] | Statistical Inventory Reconciliation (SIR) | [5 empty] | Annual line testing, Statistical inventory reconciliation (SIR) | Statistical inventory reconciliation (SIR) |  | UST Currently In Use: 0; UST Temp Close: 0; AST Currently In Use: 0; AST Temp Closed: 0 | 0 | 0 | 5 | 14013-073-000393 | GARY CHAMPION
26229 | Permanently Closed | 1998-05-14 | 1960-01-01 | 1998-05-14 | Petroleum | Unleaded gasoline | Unleaded gasoline |  | Steel | Steel |  |  |  |  | 1901-01-01 | [15 empty] | UST Currently In Use: 0; UST Temp Close: 0; AST Currently In Use: 0; AST Temp Closed: 0 | 0 | 0 | 5 | 14013-073-000393 | GARY CHAMPION
26230 | Permanently Closed | 1998-05-28 | 1983-01-01 | 1998-05-28 | Petroleum | Used oil | Used oil |  | Steel | Steel |  | Painted or None |  |  | 1901-01-01 | [15 empty] | UST Currently In Use: 0; UST Temp Close: 0; AST Currently In Use: 0; AST Temp Closed: 0 | 0 | 0 | 5 | 14013-073-000393 | GARY CHAMPION
26231 | Permanently Closed | 1992-02-26 | 1982-01-01 | 1992-02-26 | Petroleum | Unleaded gasoline | Unleaded gasoline |  | Steel | Steel |  | Painted or None | Steel |  | 1901-01-01 | [12 empty] | Annual line testing | Annual line testing |  | UST Currently In Use: 3; UST Temp Close: 0; AST Currently In Use: 0; AST Temp Closed: 0 | 3 | 0 | 3 | 14014-067-011058 | RANDALL TEW
26232 | Permanently Closed | 1992-02-26 | 1982-01-01 | 1992-02-26 | Petroleum | Unleaded gasoline | Unleaded gasoline |  | Steel | Steel |  | Painted or None | Steel |  | 1901-01-01 | [12 empty] | Annual line testing | Annual line testing |  | UST Currently In Use: 3; UST Temp Close: 0; AST Currently In Use: 0; AST Temp Closed: 0 | 3 | 0 | 3 | 14014-067-011058 | RANDALL TEW
26233 | Permanently Closed | 1992-02-26 | 1982-01-01 | 1992-02-26 | Petroleum | Unleaded gasoline | Unleaded gasoline |  | Steel | Steel |  | Painted or None | Steel |  | 1901-01-01 | [12 empty] | Annual line testing | Annual line testing |  | UST Currently In Use: 3; UST Temp Close: 0; AST Currently In Use: 0; AST Temp Closed: 0 | 3 | 0 | 3 | 14014-067-011058 | RANDALL TEW
26234 | Permanently Closed | 1901-01-01 | 1959-01-01 | 1990-07-01 | Petroleum | Unleaded gasoline | Unleaded gasoline | Local government | Steel | Steel |  |  | Steel |  | 1901-01-01 | [15 empty] | UST Currently In Use: 0; UST Temp Close: 0; AST Currently In Use: 1; AST Temp Closed: 0 | 0 | 0 | 1 | 14015-111-001375 | RANDOLPH COUNTY BOARD OF EDUCATION
26235 | Permanently Closed | 1993-07-15 | 1974-01-01 | 1993-07-15 | Petroleum | Unleaded gasoline | Unleaded gasoline | Local government | Steel | Steel |  | Painted or None | Steel |  | 1901-01-01 | [15 empty] | UST Currently In Use: 0; UST Temp Close: 0; AST Currently In Use: 1; AST Temp Closed: 0 | 0 | 0 | 1 | 14015-111-001376 | RANDOLPH COUNTY BOARD OF EDUCATION
26236 | Permanently Closed | 1997-09-09 | 1974-01-01 | 1997-09-09 | Petroleum | Unleaded gasoline | Unleaded gasoline | Local government | Steel | Steel |  | Painted or None | Steel |  | 1901-01-01 | [12 empty] | Annual line testing | Annual line testing |  | UST Currently In Use: 0; UST Temp Close: 0; AST Currently In Use: 1; AST Temp Closed: 0 | 0 | 0 | 1 | 14015-111-001779 | RANDOLPH COUNTY BOARD OF EDUCATION
26237 | Permanently Closed | 1901-01-01 | 1953-01-01 | 1990-07-01 | Petroleum | Unleaded gasoline | Unleaded gasoline | Local government |  |  |  |  | Steel |  | 1901-01-01 | [15 empty] | UST Currently In Use: 0; UST Temp Close: 0; AST Currently In Use: 0; AST Temp Closed: 0 | 0 | 0 | 1 | 14015-111-001780 | RANDOLPH COUNTY BOARD OF EDUCATION
26238 | Permanently Closed | 1999-09-14 | 1985-01-01 | 1999-09-14 | Petroleum | Unleaded gasoline | Unleaded gasoline | Local government | Steel | Steel |  | Painted or None | Steel |  | 1901-01-01 | [15 empty] | UST Currently In Use: 0; UST Temp Close: 0; AST Currently In Use: 0; AST Temp Closed: 0 | 0 | 0 | 1 | 14016-111-008488 | RANDOLPH COUNTY COMMISSION
26239 | Permanently Closed | 1998-12-22 | 1963-01-01 | 1999-09-14 | Petroleum | On road diesel | On road diesel | Local government | Steel | Steel |  | Painted or None | Steel |  | 1901-01-01 | None | [14 empty] | UST Currently In Use: 2; UST Temp Close: 0; AST Currently In Use: 0; AST Temp Closed: 0 | 2 | 0 | 3 | 14016-111-010931 | RANDOLPH COUNTY COMMISSION
26240 | Retired | 1985-01-01 | 1963-01-01 |  | Petroleum | Other, OTHER | Other | Local government | Steel | Steel |  | Painted or None |  |  | 1901-01-01 | [15 empty] | UST Currently In Use: 2; UST Temp Close: 0; AST Currently In Use: 0; AST Temp Closed: 0 | 2 | 0 | 3 | 14016-111-010931 | RANDOLPH COUNTY COMMISSION
26241 | Permanently Closed | 1998-12-22 | 1963-01-01 | 1999-09-14 | Petroleum | Unleaded gasoline | Unleaded gasoline | Local government | Steel | Steel |  | Painted or None | Other, N/A |  | 1901-01-01 | None | [14 empty] | UST Currently In Use: 2; UST Temp Close: 0; AST Currently In Use: 0; AST Temp Closed: 0 | 2 | 0 | 3 | 14016-111-010931 | RANDOLPH COUNTY COMMISSION
26242 | Permanently Closed | 1998-12-22 | 1981-01-01 | 1999-09-14 | Petroleum | Unleaded gasoline | Unleaded gasoline | Local government | Steel | Steel |  | Painted or None | Steel |  | 1901-01-01 | None | [14 empty] | UST Currently In Use: 2; UST Temp Close: 0; AST Currently In Use: 0; AST Temp Closed: 0 | 2 | 0 | 3 | 14016-111-010931 | RANDOLPH COUNTY COMMISSION
26246 | Permanently Closed | 1996-03-08 | 1975-01-01 | 1996-05-20 | Petroleum | On road diesel | On road diesel |  | Steel | Steel | Coated & cathodic protection (sti-P3) |  | Steel |  | 1901-01-01 | [15 empty] | UST Currently In Use: 0; UST Temp Close: 0; AST Currently In Use: 0; AST Temp Closed: 0 | 0 | 0 | 1 | 14018-073-008254 | RAST CONTRUCTION INC
26250 | Permanently Closed | 1901-01-01 | 1901-01-01 | 1989-09-08 | Petroleum | Unleaded gasoline | Unleaded gasoline |  | Steel | Steel |  | Painted or None | Steel |  | 1901-01-01 | [15 empty] | UST Currently In Use: 0; UST Temp Close: 0; AST Currently In Use: 0; AST Temp Closed: 0 | 0 | 0 | 2 | 14019-121-009145 | KIM WARLICK
26251 | Permanently Closed | 1901-01-01 | 1901-01-01 | 1989-09-08 | Petroleum | Unleaded gasoline | Unleaded gasoline |  | Steel | Steel |  | Painted or None | Steel |  | 1901-01-01 | [15 empty] | UST Currently In Use: 0; UST Temp Close: 0; AST Currently In Use: 0; AST Temp Closed: 0 | 0 | 0 | 2 | 14019-121-009145 | KIM WARLICK
26252 | Permanently Closed | 1996-12-20 | 1975-05-01 | 1999-09-14 | Petroleum | Unleaded gasoline | Unleaded gasoline | Retail | Steel | Steel |  |  | Steel |  | 1901-01-01 | [15 empty] | UST Currently In Use: 0; UST Temp Close: 0; AST Currently In Use: 0; AST Temp Closed: 0 | 0 | 0 | 2 | 14020-109-013360 | RAY DANIEL
26253 | Permanently Closed | 1996-12-20 | 1975-05-01 | 1999-09-14 | Petroleum | Unleaded gasoline | Unleaded gasoline | Retail | Steel | Steel |  |  | Steel |  | 1901-01-01 | [15 empty] | UST Currently In Use: 0; UST Temp Close: 0; AST Currently In Use: 0; AST Temp Closed: 0 | 0 | 0 | 2 | 14020-109-013360 | RAY DANIEL
26254 | Temporary Closed | 2000-03-14 | 1976-01-01 |  | Petroleum | Unleaded gasoline | Unleaded gasoline | Retail | Steel | Steel |  | Painted or None | Steel |  | 1901-01-01 | [15 empty] | UST Currently In Use: 3; UST Temp Close: 1; AST Currently In Use: 0; AST Temp Closed: 0 | 3 | 1 | 0 | 25959-097-000292 | 4 STOP GAS
26255 | Currently in Use |  | 1976-01-01 |  | Petroleum | Premium gasoline | Premium gasoline | Retail | Steel | Steel | Field installed cathodic protection |  | Fiberglass reinforced plastic |  |  |  | Catchment Basin, Single walled catchment basin | Automatic shutoff device At 95% full | Automatic shutoff device At 95% full |  |  | Continuous Automatic Tank Gauge |  | Automatic flow restrictor (MLLD) | Automatic flow restrictor (MLLD) |  |  | Annual line testing | Annual line testing |  | UST Currently In Use: 3; UST Temp Close: 1; AST Currently In Use: 0; AST Temp Closed: 0 | 3 | 1 | 0 | 25959-097-000292 | 4 STOP GAS
26256 | Currently in Use |  | 1986-01-01 |  | Petroleum | Unleaded gasoline | Unleaded gasoline | Retail | Steel | Steel | Field installed cathodic protection |  | Fiberglass reinforced plastic |  |  |  | Catchment Basin, Single walled catchment basin | Automatic shutoff device At 95% full | Automatic shutoff device At 95% full |  |  | Continuous Automatic Tank Gauge |  | Automatic flow restrictor (MLLD) | Automatic flow restrictor (MLLD) |  |  | Annual line testing | Annual line testing |  | UST Currently In Use: 3; UST Temp Close: 1; AST Currently In Use: 0; AST Temp Closed: 0 | 3 | 1 | 0 | 25959-097-000292 | 4 STOP GAS
26257 | Currently in Use |  | 1986-01-01 |  | Petroleum | Unleaded gasoline | Unleaded gasoline | Retail | Steel | Steel | Field installed cathodic protection |  | Fiberglass reinforced plastic |  |  |  | Catchment Basin, Single walled catchment basin | Automatic shutoff device At 95% full | Automatic shutoff device At 95% full |  |  | Continuous Automatic Tank Gauge |  | Automatic flow restrictor (MLLD) | Automatic flow restrictor (MLLD) |  |  | Annual line testing | Annual line testing |  | UST Currently In Use: 3; UST Temp Close: 1; AST Currently In Use: 0; AST Temp Closed: 0 | 3 | 1 | 0 | 25959-097-000292 | 4 STOP GAS
26258 | Permanently Closed | 1992-09-01 | 1977-01-01 | 1992-09-01 | Petroleum | Unleaded gasoline | Unleaded gasoline |  | Steel | Steel |  | Painted or None | Steel |  | 1901-01-01 | [15 empty] | UST Currently In Use: 0; UST Temp Close: 0; AST Currently In Use: 0; AST Temp Closed: 0 | 0 | 0 | 3 | 14022-097-000294 | RAY DISTRIBUTING CO OF JACKSONVILLE
26259 | Permanently Closed | 1992-09-01 | 1977-01-01 | 1992-09-01 | Petroleum | Unleaded gasoline | Unleaded gasoline |  | Steel | Steel |  | Painted or None | Steel |  | 1901-01-01 | [15 empty] | UST Currently In Use: 0; UST Temp Close: 0; AST Currently In Use: 0; AST Temp Closed: 0 | 0 | 0 | 3 | 14022-097-000294 | RAY DISTRIBUTING CO OF JACKSONVILLE
26260 | Permanently Closed | 1992-09-01 | 1987-01-01 | 1992-09-01 | Petroleum | Unleaded gasoline | Unleaded gasoline |  | Steel | Steel | Coated & cathodic protection (sti-P3) |  | Steel |  | 1901-01-01 | Field installed cathodic protection | [14 empty] | UST Currently In Use: 0; UST Temp Close: 0; AST Currently In Use: 0; AST Temp Closed: 0 | 0 | 0 | 3 | 14022-097-000294 | RAY DISTRIBUTING CO OF JACKSONVILLE
26261 | Permanently Closed | 1998-02-25 | 1962-01-01 | 1998-02-25 | Petroleum | Unleaded gasoline | Unleaded gasoline |  | Steel | Steel |  |  | Steel |  | 1901-01-01 | [15 empty] | UST Currently In Use: 0; UST Temp Close: 0; AST Currently In Use: 0; AST Temp Closed: 0 | 0 | 0 | 3 | 14023-121-002698 | RAY DOBSON
26262 | Permanently Closed | 1998-02-25 | 1962-01-01 | 1998-02-25 | Petroleum | Unleaded gasoline | Unleaded gasoline |  | Steel | Steel |  |  | Steel |  | 1901-01-01 | [15 empty] | UST Currently In Use: 0; UST Temp Close: 0; AST Currently In Use: 0; AST Temp Closed: 0 | 0 | 0 | 3 | 14023-121-002698 | RAY DOBSON
26263 | Permanently Closed | 1998-02-25 | 1962-01-01 | 1998-02-25 | Petroleum | Unleaded gasoline | Unleaded gasoline |  | Steel | Steel |  |  | Steel |  | 1901-01-01 | [15 empty] | UST Currently In Use: 0; UST Temp Close: 0; AST Currently In Use: 0; AST Temp Closed: 0 | 0 | 0 | 3 | 14023-121-002698 | RAY DOBSON
26264 | Permanently Closed | 1994-10-12 | 1981-01-01 | 1996-10-31 | Petroleum | Unleaded gasoline | Unleaded gasoline | Retail | Steel | Steel |  | Painted or None | Steel |  | 1901-01-01 | [6 empty] | Statistical Inventory Reconciliation (SIR) | [8 empty] | UST Currently In Use: 0; UST Temp Close: 0; AST Currently In Use: 0; AST Temp Closed: 0 | 0 | 0 | 4 | 14025-079-010614 | RAY FULMER
26265 | Permanently Closed | 1994-10-12 | 1981-01-01 | 1996-10-31 | Petroleum | On road diesel | On road diesel | Retail | Steel | Steel |  | Painted or None | Steel |  | 1901-01-01 | [6 empty] | Statistical Inventory Reconciliation (SIR) | [8 empty] | UST Currently In Use: 0; UST Temp Close: 0; AST Currently In Use: 0; AST Temp Closed: 0 | 0 | 0 | 4 | 14025-079-010614 | RAY FULMER
26266 | Permanently Closed | 1994-10-12 | 1968-01-01 | 1996-10-31 | Petroleum | Unleaded gasoline | Unleaded gasoline | Retail | Steel | Steel |  | Painted or None | Steel |  | 1901-01-01 | [6 empty] | Statistical Inventory Reconciliation (SIR) | [8 empty] | UST Currently In Use: 0; UST Temp Close: 0; AST Currently In Use: 0; AST Temp Closed: 0 | 0 | 0 | 4 | 14025-079-010614 | RAY FULMER
26267 | Permanently Closed | 1994-10-12 | 1968-01-01 | 1996-10-31 | Petroleum | Unleaded gasoline | Unleaded gasoline | Retail | Steel | Steel |  | Painted or None | Steel |  | 1901-01-01 | [6 empty] | Statistical Inventory Reconciliation (SIR) | [8 empty] | UST Currently In Use: 0; UST Temp Close: 0; AST Currently In Use: 0; AST Temp Closed: 0 | 0 | 0 | 4 | 14025-079-010614 | RAY FULMER
26268 | Permanently Closed | 1991-10-21 | 1965-01-01 | 1991-10-21 | Petroleum | Unleaded gasoline | Unleaded gasoline |  | Steel | Steel |  |  |  |  | 1901-01-01 | [15 empty] | UST Currently In Use: 0; UST Temp Close: 0; AST Currently In Use: 0; AST Temp Closed: 0 | 0 | 0 | 2 | 14026-031-003562 | RAY HUGHES CHEVROLET INC
26269 | Permanently Closed | 1991-10-21 | 1965-01-01 | 1991-10-21 | Petroleum | Used oil | Used oil |  | Steel | Steel |  |  |  |  | 1901-01-01 | [15 empty] | UST Currently In Use: 0; UST Temp Close: 0; AST Currently In Use: 0; AST Temp Closed: 0 | 0 | 0 | 2 | 14026-031-003562 | RAY HUGHES CHEVROLET INC
26270 | Cannot Locate or abandoned | 1997-10-30 | 1958-01-01 |  | Petroleum | Unleaded gasoline | Unleaded gasoline |  | Steel | Steel |  | Painted or None | Steel |  | 1901-01-01 | [15 empty] | UST Currently In Use: 0; UST Temp Close: 0; AST Currently In Use: 0; AST Temp Closed: 0 | 0 | 0 | 0 | 17518-127-009424 | STEVE KITCHENS
26271 | Cannot Locate or abandoned | 1997-10-30 | 1958-01-01 |  | Petroleum | Unleaded gasoline | Unleaded gasoline |  | Steel | Steel |  | Painted or None | Steel |  | 1901-01-01 | [15 empty] | UST Currently In Use: 0; UST Temp Close: 0; AST Currently In Use: 0; AST Temp Closed: 0 | 0 | 0 | 0 | 17518-127-009424 | STEVE KITCHENS
26272 | Retired | 1987-12-01 | 1958-01-01 |  | Petroleum | Unleaded gasoline | Unleaded gasoline |  | Steel | Steel |  | Painted or None | Steel |  | 1901-01-01 | [15 empty] | UST Currently In Use: 0; UST Temp Close: 0; AST Currently In Use: 0; AST Temp Closed: 0 | 0 | 0 | 0 | 17518-127-009424 | STEVE KITCHENS
26273 | Permanently Closed | 1991-09-10 | 1977-01-01 | 1991-09-10 | Petroleum | Unleaded gasoline | Unleaded gasoline |  | Steel | Steel |  | Painted or None | Steel |  | 1901-01-01 | [15 empty] | UST Currently In Use: 0; UST Temp Close: 0; AST Currently In Use: 0; AST Temp Closed: 0 | 0 | 0 | 4 | 14027-127-009425 | RAY JONES
26274 | Permanently Closed | 1991-09-10 | 1977-01-01 | 1991-09-10 | Petroleum | Unleaded gasoline | Unleaded gasoline |  | Steel | Steel |  | Painted or None | Steel |  | 1901-01-01 | [15 empty] | UST Currently In Use: 0; UST Temp Close: 0; AST Currently In Use: 0; AST Temp Closed: 0 | 0 | 0 | 4 | 14027-127-009425 | RAY JONES
26275 | Permanently Closed | 1991-09-10 | 1977-01-01 | 1991-09-10 | Petroleum | Unleaded gasoline | Unleaded gasoline |  | Steel | Steel |  | Painted or None | Steel |  | 1901-01-01 | [15 empty] | UST Currently In Use: 0; UST Temp Close: 0; AST Currently In Use: 0; AST Temp Closed: 0 | 0 | 0 | 4 | 14027-127-009425 | RAY JONES
26276 | Permanently Closed | 1991-09-10 | 1977-01-01 | 1991-09-10 | Petroleum | On road diesel | On road diesel |  | Steel | Steel |  | Painted or None | Steel |  | 1901-01-01 | [15 empty] | UST Currently In Use: 0; UST Temp Close: 0; AST Currently In Use: 0; AST Temp Closed: 0 | 0 | 0 | 4 | 14027-127-009425 | RAY JONES
26281 | Permanently Closed | 1986-10-01 | 1901-01-01 | 1990-01-11 | Petroleum | Unleaded gasoline | Unleaded gasoline | [7 empty] | 1901-01-01 | [15 empty] | UST Currently In Use: 0; UST Temp Close: 0; AST Currently In Use: 0; AST Temp Closed: 0 | 0 | 0 | 3 | 14029-053-013125 | GEORGE H GRIFFIN
26282 | Permanently Closed | 1986-10-01 | 1987-01-01 | 1990-01-11 | Petroleum | Unleaded gasoline | Unleaded gasoline | [7 empty] | 1901-01-01 | [15 empty] | UST Currently In Use: 0; UST Temp Close: 0; AST Currently In Use: 0; AST Temp Closed: 0 | 0 | 0 | 3 | 14029-053-013125 | GEORGE H GRIFFIN
26283 | Permanently Closed | 1986-10-01 | 1901-01-01 | 1990-01-11 | Petroleum | On road diesel | On road diesel | [7 empty] | 1901-01-01 | [15 empty] | UST Currently In Use: 0; UST Temp Close: 0; AST Currently In Use: 0; AST Temp Closed: 0 | 0 | 0 | 3 | 14029-053-013125 | GEORGE H GRIFFIN
26284 | Permanently Closed | 1998-12-20 | 1959-01-01 | 2000-03-08 | Petroleum | Premium gasoline | Premium gasoline | Retail | Steel | Steel |  | Painted or None | Steel |  | 1901-01-01 | None | [14 empty] | UST Currently In Use: 0; UST Temp Close: 0; AST Currently In Use: 0; AST Temp Closed: 0 | 0 | 0 | 4 | 14030-019-002729 | RAY LINDSEY
26285 | Permanently Closed | 1998-12-20 | 1959-01-01 | 2000-03-08 | Petroleum | Mid-grade gasoline | Mid-grade gasoline | Retail | Steel | Steel |  | Painted or None | Steel |  | 1901-01-01 | None | [14 empty] | UST Currently In Use: 0; UST Temp Close: 0; AST Currently In Use: 0; AST Temp Closed: 0 | 0 | 0 | 4 | 14030-019-002729 | RAY LINDSEY
26286 | Permanently Closed | 1998-12-20 | 1974-01-01 | 2000-03-08 | Petroleum | Unleaded gasoline | Unleaded gasoline | Retail | Steel | Steel |  | Painted or None | Steel |  | 1901-01-01 | None | [14 empty] | UST Currently In Use: 0; UST Temp Close: 0; AST Currently In Use: 0; AST Temp Closed: 0 | 0 | 0 | 4 | 14030-019-002729 | RAY LINDSEY
26287 | Permanently Closed | 1998-12-20 | 1974-01-01 | 2000-03-08 | Petroleum | On road diesel | On road diesel | Retail | Steel | Steel |  | Painted or None | Steel |  | 1901-01-01 | None | [14 empty] | UST Currently In Use: 0; UST Temp Close: 0; AST Currently In Use: 0; AST Temp Closed: 0 | 0 | 0 | 4 | 14030-019-002729 | RAY LINDSEY
26288 | Permanently Closed | 1991-12-07 | 1971-01-01 | 1991-12-07 | Petroleum | On road diesel | On road diesel |  | Steel | Steel |  | Painted or None | Steel |  | 1901-01-01 | [15 empty] | UST Currently In Use: 0; UST Temp Close: 0; AST Currently In Use: 2; AST Temp Closed: 0 | 0 | 0 | 2 | 14033-007-006855 | RAY SISCO CONSTRUCTION CO INC
26289 | Permanently Closed | 1991-12-07 | 1971-01-01 | 1991-12-07 | Petroleum | On road diesel | On road diesel |  | Steel | Steel |  | Painted or None | Steel |  | 1901-01-01 | [15 empty] | UST Currently In Use: 0; UST Temp Close: 0; AST Currently In Use: 2; AST Temp Closed: 0 | 0 | 0 | 2 | 14033-007-006855 | RAY SISCO CONSTRUCTION CO INC
26293 | Permanently Closed | 1901-01-01 | 1970-01-01 | 1989-01-30 | Petroleum | Unleaded gasoline | Unleaded gasoline |  | Steel | Steel |  | Painted or None | Steel |  | 1901-01-01 | [15 empty] | UST Currently In Use: 0; UST Temp Close: 0; AST Currently In Use: 0; AST Temp Closed: 0 | 0 | 0 | 2 | 14036-097-010418 | RAYMON H JONES
26294 | Permanently Closed | 1901-01-01 | 1970-01-01 | 1989-01-30 | Petroleum | Unleaded gasoline | Unleaded gasoline |  | Steel | Steel |  | Painted or None | Steel |  | 1901-01-01 | [15 empty] | UST Currently In Use: 0; UST Temp Close: 0; AST Currently In Use: 0; AST Temp Closed: 0 | 0 | 0 | 2 | 14036-097-010418 | RAYMON H JONES
26295 | Permanently Closed | 1995-10-01 | 1980-01-01 | 1995-10-18 | Petroleum | Unleaded gasoline | Unleaded gasoline |  | Steel | Steel |  | Painted or None | Steel |  | 1901-01-01 | [6 empty] | Automatic Tank Gauge | [5 empty] | Annual line testing | Annual line testing |  | UST Currently In Use: 3; UST Temp Close: 0; AST Currently In Use: 0; AST Temp Closed: 0 | 3 | 0 | 2 | 19979-033-003761 | RAYO MART INC
26296 | Permanently Closed | 1995-10-01 | 1980-01-01 | 1995-10-18 | Petroleum | Unleaded gasoline | Unleaded gasoline |  | Steel | Steel |  | Painted or None | Steel |  | 1901-01-01 | [6 empty] | Automatic Tank Gauge | [5 empty] | Annual line testing | Annual line testing |  | UST Currently In Use: 3; UST Temp Close: 0; AST Currently In Use: 0; AST Temp Closed: 0 | 3 | 0 | 2 | 19979-033-003761 | RAYO MART INC
26297 | Currently in Use |  | 1986-08-25 |  | Petroleum | On road diesel | On road diesel | Retail | Single Wall, Steel | Steel | Coated & cathodic protection (sti-P3) |  | Double Wall, Flexible |  |  |  | Catchment Basin, Single walled catchment basin | Flow Rest 90% Full | Flow Rest 90% Full |  |  | Automatic Tank Gauge | Single walled submersible pump containment sump | Automatic shutoff device (AELLD), Containment Sump | Containment Sump | [5 empty] | UST Currently In Use: 3; UST Temp Close: 0; AST Currently In Use: 0; AST Temp Closed: 0 | 3 | 0 | 2 | 19979-033-003761 | RAYO MART INC
26298 | Cannot Locate or abandoned | 1998-12-01 | 1973-01-01 |  | Petroleum | Unleaded gasoline | Unleaded gasoline | Retail | Steel | Steel | Field installed cathodic protection |  | Steel |  | 1901-01-01 | Field installed cathodic protection | [5 empty] | Automatic Tank Gauge, Statistical Inventory Reconciliation (SIR) | [8 empty] | UST Currently In Use: 0; UST Temp Close: 0; AST Currently In Use: 0; AST Temp Closed: 0 | 0 | 0 | 0 | 14038-003-002295 | RAYMOND B SANDERS
26299 | Cannot Locate or abandoned | 1998-12-01 | 1973-01-01 |  | Petroleum | On road diesel | On road diesel | Retail | Steel | Steel | Field installed cathodic protection | Painted or None | Steel |  | 1901-01-01 | Field installed cathodic protection | [5 empty] | Automatic Tank Gauge, Statistical Inventory Reconciliation (SIR) | [8 empty] | UST Currently In Use: 0; UST Temp Close: 0; AST Currently In Use: 0; AST Temp Closed: 0 | 0 | 0 | 0 | 14038-003-002295 | RAYMOND B SANDERS
26300 | Cannot Locate or abandoned | 1998-12-01 | 1973-01-01 |  | Petroleum | Premium gasoline | Premium gasoline | Retail | Steel | Steel | Field installed cathodic protection |  | Steel |  | 1901-01-01 | Field installed cathodic protection | [5 empty] | Automatic Tank Gauge, Statistical Inventory Reconciliation (SIR) | [8 empty] | UST Currently In Use: 0; UST Temp Close: 0; AST Currently In Use: 0; AST Temp Closed: 0 | 0 | 0 | 0 | 14038-003-002295 | RAYMOND B SANDERS
26301 | Cannot Locate or abandoned | 1998-12-01 | 1978-01-01 |  | Petroleum | On road diesel | On road diesel | Retail | Steel | Steel | Field installed cathodic protection |  | Steel |  | 1901-01-01 | Field installed cathodic protection | [5 empty] | Automatic Tank Gauge, Statistical Inventory Reconciliation (SIR) | [8 empty] | UST Currently In Use: 0; UST Temp Close: 0; AST Currently In Use: 0; AST Temp Closed: 0 | 0 | 0 | 0 | 14038-003-002295 | RAYMOND B SANDERS
26302 | Currently in Use |  | 1982-01-01 |  | Petroleum | Unleaded gasoline | Unleaded gasoline | Retail | Single Wall, Steel | Steel | Field installed cathodic protection |  | Double Wall, Fiberglass reinforced plastic |  |  |  | Catchment Basin, Single walled catchment basin | Automatic shutoff device At 95% full | Automatic shutoff device At 95% full |  |  | Continuous Automatic Tank Gauge | Single walled submersible pump containment sump | Automatic flow restrictor (MLLD), Containment Sump | Containment Sump |  |  | Annual line testing | Annual line testing |  | UST Currently In Use: 2; UST Temp Close: 1; AST Currently In Use: 1; AST Temp Closed: 0 | 2 | 1 | 2 | 24988-133-006399 | NAYNESH PATEL
26303 | Currently in Use |  | 1982-01-01 |  | Petroleum | Unleaded gasoline | Unleaded gasoline | Retail | Single Wall, Steel | Steel | Field installed cathodic protection |  | Double Wall, Fiberglass reinforced plastic |  |  |  | Catchment Basin, Single walled catchment basin | Automatic shutoff device At 95% full | Automatic shutoff device At 95% full |  |  | Continuous Automatic Tank Gauge | Single walled submersible pump containment sump | Automatic flow restrictor (MLLD), Containment Sump | Containment Sump |  |  | Annual line testing | Annual line testing |  | UST Currently In Use: 2; UST Temp Close: 1; AST Currently In Use: 1; AST Temp Closed: 0 | 2 | 1 | 2 | 24988-133-006399 | NAYNESH PATEL
26304 | Temporary Closed | 2012-04-17 | 1982-01-01 |  | Petroleum | Premium gasoline | Premium gasoline | Retail | Single Wall, Steel | Steel | Field installed cathodic protection |  | Double Wall, Fiberglass reinforced plastic |  | 1901-01-01 |  | Catchment Basin, Single walled catchment basin | Automatic shutoff device At 95% full, Flow Rest 90% Full | Flow Rest 90% Full |  |  | Continuous Automatic Tank Gauge | Single walled submersible pump containment sump | Automatic flow restrictor (MLLD), Containment Sump | Containment Sump |  |  | Annual line testing | Annual line testing |  | UST Currently In Use: 2; UST Temp Close: 1; AST Currently In Use: 1; AST Temp Closed: 0 | 2 | 1 | 2 | 24988-133-006399 | NAYNESH PATEL
26305 | Permanently Closed | 1994-12-01 | 1982-01-01 | 1994-12-28 | Petroleum | On road diesel | On road diesel |  | Steel | Steel |  | Painted or None | Steel |  | 1901-01-01 | [15 empty] | UST Currently In Use: 2; UST Temp Close: 1; AST Currently In Use: 1; AST Temp Closed: 0 | 2 | 1 | 2 | 24988-133-006399 | NAYNESH PATEL
26306 | Permanently Closed | 1994-12-01 | 1982-01-01 | 1994-12-28 | Petroleum | On road diesel | On road diesel |  | Steel | Steel |  | Painted or None | Steel |  | 1901-01-01 | [15 empty] | UST Currently In Use: 2; UST Temp Close: 1; AST Currently In Use: 1; AST Temp Closed: 0 | 2 | 1 | 2 | 24988-133-006399 | NAYNESH PATEL
26307 | Temporary Closed | 2013-04-01 | 1976-01-01 |  | Petroleum | Unleaded gasoline | Unleaded gasoline | Retail | Steel | Steel | Field installed cathodic protection |  | Steel |  |  | Field installed cathodic protection | Catchment Basin, Single walled catchment basin | Automatic shutoff device At 95% full | Automatic shutoff device At 95% full |  |  | Statistical Inventory Reconciliation (SIR) | [8 empty] | UST Currently In Use: 0; UST Temp Close: 4; AST Currently In Use: 0; AST Temp Closed: 0 | 0 | 4 | 1 | 21826-123-010147 | CROSSROADS GROCERY
26308 | Temporary Closed | 2013-04-01 | 1976-01-01 |  | Petroleum | On road diesel | On road diesel | Retail | Steel | Steel | Field installed cathodic protection |  | Steel |  |  | Field installed cathodic protection | Catchment Basin, Single walled catchment basin | Automatic shutoff device At 95% full | Automatic shutoff device At 95% full |  |  | Statistical Inventory Reconciliation (SIR) | [8 empty] | UST Currently In Use: 0; UST Temp Close: 4; AST Currently In Use: 0; AST Temp Closed: 0 | 0 | 4 | 1 | 21826-123-010147 | CROSSROADS GROCERY
26309 | Temporary Closed | 2013-04-01 | 1980-01-01 |  | Petroleum | Premium gasoline | Premium gasoline | Retail | Steel | Steel | Field installed cathodic protection |  | Steel |  |  | Field installed cathodic protection | Catchment Basin, Single walled catchment basin | Automatic shutoff device At 95% full | Automatic shutoff device At 95% full |  |  | Statistical Inventory Reconciliation (SIR) | [8 empty] | UST Currently In Use: 0; UST Temp Close: 4; AST Currently In Use: 0; AST Temp Closed: 0 | 0 | 4 | 1 | 21826-123-010147 | CROSSROADS GROCERY
26310 | Temporary Closed | 2013-04-01 | 1980-01-01 |  | Petroleum | Mid-grade gasoline | Mid-grade gasoline | Retail | Steel | Steel | Field installed cathodic protection |  | Steel |  |  | Field installed cathodic protection | Catchment Basin, Single walled catchment basin | Automatic shutoff device At 95% full | Automatic shutoff device At 95% full |  |  | Statistical Inventory Reconciliation (SIR) | [8 empty] | UST Currently In Use: 0; UST Temp Close: 4; AST Currently In Use: 0; AST Temp Closed: 0 | 0 | 4 | 1 | 21826-123-010147 | CROSSROADS GROCERY
26311 | Permanently Closed | 1995-09-30 | 1983-01-01 | 2000-05-22 | Petroleum | Kerosene | Kerosene |  | Steel | Steel |  | Painted or None | Steel |  | 1901-01-01 | [15 empty] | UST Currently In Use: 0; UST Temp Close: 4; AST Currently In Use: 0; AST Temp Closed: 0 | 0 | 4 | 1 | 21826-123-010147 | CROSSROADS GROCERY
26312 | Permanently Closed | 1991-11-06 | 1980-01-01 | 1991-11-06 | Petroleum | Unleaded gasoline | Unleaded gasoline |  | Steel | Steel |  | Painted or None | Steel |  | 1901-01-01 | [15 empty] | UST Currently In Use: 0; UST Temp Close: 0; AST Currently In Use: 0; AST Temp Closed: 0 | 0 | 0 | 4 | 14043-099-003215 | RAYMOND E DANIEL
26313 | Permanently Closed | 1991-11-06 | 1980-01-01 | 1991-11-06 | Petroleum | Unleaded gasoline | Unleaded gasoline |  | Steel | Steel |  | Painted or None | Steel |  | 1901-01-01 | [15 empty] | UST Currently In Use: 0; UST Temp Close: 0; AST Currently In Use: 0; AST Temp Closed: 0 | 0 | 0 | 4 | 14043-099-003215 | RAYMOND E DANIEL
26314 | Permanently Closed | 1991-11-06 | 1979-01-01 | 1991-11-06 | Petroleum | Unleaded gasoline | Unleaded gasoline |  | Steel | Steel |  | Painted or None | Steel |  | 1901-01-01 | [15 empty] | UST Currently In Use: 0; UST Temp Close: 0; AST Currently In Use: 0; AST Temp Closed: 0 | 0 | 0 | 4 | 14043-099-003215 | RAYMOND E DANIEL
26315 | Permanently Closed | 1982-01-01 | 1981-01-01 | 1982-01-01 | Petroleum | Kerosene | Kerosene |  | Steel | Steel |  | Painted or None | Steel |  | 1901-01-01 | [15 empty] | UST Currently In Use: 0; UST Temp Close: 0; AST Currently In Use: 0; AST Temp Closed: 0 | 0 | 0 | 4 | 14043-099-003215 | RAYMOND E DANIEL
26316 | Cannot Locate or abandoned |  | 1972-01-01 |  | Petroleum | Unleaded gasoline | Unleaded gasoline | Retail | Steel | Steel | Field installed cathodic protection |  | Steel |  | 1901-01-01 | Field installed cathodic protection | Catchment Basin, Single walled catchment basin | Automatic shutoff device At 95% full | Automatic shutoff device At 95% full | [8 empty] | Annual line testing | Annual line testing |  | UST Currently In Use: 0; UST Temp Close: 0; AST Currently In Use: 0; AST Temp Closed: 0 | 0 | 0 | 0 | 22168-049-008098 | WAYMON BUTTRAM
26317 | Cannot Locate or abandoned |  | 1972-01-01 |  | Petroleum | Mid-grade gasoline | Mid-grade gasoline | Retail | Steel | Steel | Field installed cathodic protection |  | Steel |  | 1901-01-01 | Field installed cathodic protection | Catchment Basin, Single walled catchment basin | Automatic shutoff device At 95% full | Automatic shutoff device At 95% full | [8 empty] | Annual line testing | Annual line testing |  | UST Currently In Use: 0; UST Temp Close: 0; AST Currently In Use: 0; AST Temp Closed: 0 | 0 | 0 | 0 | 22168-049-008098 | WAYMON BUTTRAM
26318 | Cannot Locate or abandoned |  | 1981-01-01 |  | Petroleum | Premium gasoline | Premium gasoline | Retail | Steel | Steel | Field installed cathodic protection |  | Steel |  | 1901-01-01 | Field installed cathodic protection | Catchment Basin, Single walled catchment basin | Automatic shutoff device At 95% full | Automatic shutoff device At 95% full | [8 empty] | Annual line testing | Annual line testing |  | UST Currently In Use: 0; UST Temp Close: 0; AST Currently In Use: 0; AST Temp Closed: 0 | 0 | 0 | 0 | 22168-049-008098 | WAYMON BUTTRAM
26319 | Permanently Closed | 1986-04-01 | 1966-01-01 | 1988-11-01 | Petroleum | Other, OTHER | Other |  | Steel | Steel |  | Painted or None | Steel |  | 1901-01-01 | [15 empty] | UST Currently In Use: 0; UST Temp Close: 0; AST Currently In Use: 0; AST Temp Closed: 0 | 0 | 0 | 5 | 14045-089-004356 | RBC LIMITED PARTNERSHIP
26320 | Permanently Closed | 1986-04-01 | 1979-01-01 | 1988-11-01 | Petroleum | Other, OTHER | Other |  | Steel | Steel |  | Painted or None | Steel |  | 1901-01-01 | [15 empty] | UST Currently In Use: 0; UST Temp Close: 0; AST Currently In Use: 0; AST Temp Closed: 0 | 0 | 0 | 5 | 14045-089-004356 | RBC LIMITED PARTNERSHIP
26321 | Permanently Closed | 1986-04-01 | 1966-01-01 | 1988-11-01 | Petroleum | Other, OTHER | Other |  | Steel | Steel |  | Painted or None | Steel |  | 1901-01-01 | [15 empty] | UST Currently In Use: 0; UST Temp Close: 0; AST Currently In Use: 0; AST Temp Closed: 0 | 0 | 0 | 5 | 14045-089-004356 | RBC LIMITED PARTNERSHIP
26322 | Permanently Closed | 1996-02-19 | 1979-01-01 | 1996-04-24 | Petroleum | On road diesel | On road diesel |  | Steel | Steel |  | Painted or None | Steel |  | 1901-01-01 | [15 empty] | UST Currently In Use: 0; UST Temp Close: 0; AST Currently In Use: 0; AST Temp Closed: 0 | 0 | 0 | 5 | 14045-089-004356 | RBC LIMITED PARTNERSHIP
26323 | Permanently Closed | 1986-04-01 | 1979-01-01 | 1988-11-01 | Petroleum | Other, OTHER | Other |  | Steel | Steel |  | Painted or None | Steel |  | 1901-01-01 | [15 empty] | UST Currently In Use: 0; UST Temp Close: 0; AST Currently In Use: 0; AST Temp Closed: 0 | 0 | 0 | 5 | 14045-089-004356 | RBC LIMITED PARTNERSHIP
26324 | Permanently Closed | 1989-01-01 | 1977-01-01 | 1989-01-01 | Petroleum | Unleaded gasoline | Unleaded gasoline |  | Steel | Steel |  | Painted or None | Steel |  | 1901-01-01 | [15 empty] | UST Currently In Use: 0; UST Temp Close: 0; AST Currently In Use: 0; AST Temp Closed: 0 | 0 | 0 | 3 | 14046-033-013166 | RE REED ENTERPRISES
26325 | Permanently Closed | 1989-01-01 | 1977-01-01 | 1989-01-01 | Petroleum | Unleaded gasoline | Unleaded gasoline |  | Steel | Steel |  | Painted or None | Steel |  | 1901-01-01 | [15 empty] | UST Currently In Use: 0; UST Temp Close: 0; AST Currently In Use: 0; AST Temp Closed: 0 | 0 | 0 | 3 | 14046-033-013166 | RE REED ENTERPRISES
26326 | Permanently Closed | 1989-01-01 | 1974-01-01 | 1989-01-01 | Petroleum | Unleaded gasoline | Unleaded gasoline |  | Steel | Steel |  | Painted or None | Steel |  | 1901-01-01 | [15 empty] | UST Currently In Use: 0; UST Temp Close: 0; AST Currently In Use: 0; AST Temp Closed: 0 | 0 | 0 | 3 | 14046-033-013166 | RE REED ENTERPRISES
26327 | Permanently Closed | 1991-04-19 | 1980-01-01 | 1991-04-19 | Petroleum | Unleaded gasoline | Unleaded gasoline |  | Steel | Steel |  | Painted or None | Steel |  | 1901-01-01 | [15 empty] | UST Currently In Use: 0; UST Temp Close: 0; AST Currently In Use: 0; AST Temp Closed: 0 | 0 | 0 | 2 | 11938-077-006043 | FREDERICK ENTERPRISES INC
26328 | Permanently Closed | 1991-04-19 | 1980-01-01 | 1991-04-19 | Petroleum | Unleaded gasoline | Unleaded gasoline |  | Steel | Steel |  | Painted or None | Steel |  | 1901-01-01 | [15 empty] | UST Currently In Use: 0; UST Temp Close: 0; AST Currently In Use: 0; AST Temp Closed: 0 | 0 | 0 | 2 | 11938-077-006043 | FREDERICK ENTERPRISES INC
26329 | Permanently Closed | 1995-12-01 | 1975-01-01 | 1996-03-26 | Petroleum | Unleaded gasoline | Unleaded gasoline | Retail | Steel | Steel |  | Painted or None | Steel |  | 1901-01-01 | [6 empty] | Statistical Inventory Reconciliation (SIR) | [5 empty] | Annual line testing, Statistical inventory reconciliation (SIR) | Statistical inventory reconciliation (SIR) |  | UST Currently In Use: 0; UST Temp Close: 0; AST Currently In Use: 0; AST Temp Closed: 0 | 0 | 0 | 2 | 14047-069-011057 | HOST LODGING CORP
26330 | Permanently Closed | 1995-12-01 | 1975-01-01 | 1996-03-26 | Petroleum | Unleaded gasoline | Unleaded gasoline | Retail | Steel | Steel |  | Painted or None | Steel |  | 1901-01-01 | [6 empty] | Statistical Inventory Reconciliation (SIR) | [5 empty] | Annual line testing, Statistical inventory reconciliation (SIR) | Statistical inventory reconciliation (SIR) |  | UST Currently In Use: 0; UST Temp Close: 0; AST Currently In Use: 0; AST Temp Closed: 0 | 0 | 0 | 2 | 14047-069-011057 | HOST LODGING CORP
26331 | Permanently Closed | 1992-09-28 | 1980-01-01 | 1992-09-28 | Petroleum | Unleaded gasoline | Unleaded gasoline |  | Steel | Steel |  | Painted or None | Steel |  | 1901-01-01 | [15 empty] | UST Currently In Use: 0; UST Temp Close: 0; AST Currently In Use: 0; AST Temp Closed: 0 | 0 | 0 | 6 | 10252-025-012026 | RALPH E CLAYTON
26332 | Permanently Closed | 1992-09-28 | 1980-01-01 | 1992-09-28 | Petroleum | On road diesel | On road diesel |  | Steel | Steel |  | Painted or None | Steel |  | 1901-01-01 | [15 empty] | UST Currently In Use: 0; UST Temp Close: 0; AST Currently In Use: 0; AST Temp Closed: 0 | 0 | 0 | 6 | 10252-025-012026 | RALPH E CLAYTON
26333 | Permanently Closed | 1992-09-28 | 1980-01-01 | 1992-09-28 | Petroleum | Unleaded gasoline | Unleaded gasoline |  | Steel | Steel |  | Painted or None | Steel |  | 1901-01-01 | [15 empty] | UST Currently In Use: 0; UST Temp Close: 0; AST Currently In Use: 0; AST Temp Closed: 0 | 0 | 0 | 6 | 10252-025-012026 | RALPH E CLAYTON
26334 | Permanently Closed | 1992-09-28 | 1980-01-01 | 1992-09-28 | Petroleum | Unleaded gasoline | Unleaded gasoline |  | Steel | Steel |  | Painted or None | Steel |  | 1901-01-01 | [15 empty] | UST Currently In Use: 0; UST Temp Close: 0; AST Currently In Use: 0; AST Temp Closed: 0 | 0 | 0 | 6 | 10252-025-012026 | RALPH E CLAYTON
26335 | Permanently Closed | 1992-09-28 | 1980-01-01 | 1992-09-28 | Petroleum | Unleaded gasoline | Unleaded gasoline |  | Steel | Steel |  | Painted or None | Steel |  | 1901-01-01 | [15 empty] | UST Currently In Use: 0; UST Temp Close: 0; AST Currently In Use: 0; AST Temp Closed: 0 | 0 | 0 | 6 | 10252-025-012026 | RALPH E CLAYTON
26336 | Permanently Closed | 1991-12-04 | 1977-01-01 | 1991-12-04 | Petroleum | On road diesel | On road diesel |  | Steel | Steel |  | Painted or None | Steel |  | 1901-01-01 | [15 empty] | UST Currently In Use: 0; UST Temp Close: 0; AST Currently In Use: 0; AST Temp Closed: 0 | 0 | 0 | 2 | 14049-067-005936 | REBWOOD INC
26337 | Permanently Closed | 1991-12-04 | 1976-01-01 | 1991-12-04 | Petroleum | Unleaded gasoline | Unleaded gasoline |  | Steel | Steel |  | Painted or None | Steel |  | 1901-01-01 | [15 empty] | UST Currently In Use: 0; UST Temp Close: 0; AST Currently In Use: 0; AST Temp Closed: 0 | 0 | 0 | 2 | 14049-067-005936 | REBWOOD INC
26338 | Permanently Closed | 1998-03-21 | 1964-01-01 | 1998-03-21 | Petroleum | Unleaded gasoline | Unleaded gasoline |  | Steel | Steel |  | Painted or None | Steel |  | 1901-01-01 | [15 empty] | UST Currently In Use: 0; UST Temp Close: 1; AST Currently In Use: 0; AST Temp Closed: 0 | 0 | 1 | 4 | 14050-109-000568 | REDDOCH SERVICE STATION
26339 | Permanently Closed | 1998-03-21 | 1964-01-01 | 1998-03-21 | Petroleum | Unleaded gasoline | Unleaded gasoline |  | Steel | Steel |  | Painted or None | Steel |  | 1901-01-01 | [15 empty] | UST Currently In Use: 0; UST Temp Close: 1; AST Currently In Use: 0; AST Temp Closed: 0 | 0 | 1 | 4 | 14050-109-000568 | REDDOCH SERVICE STATION
26340 | Permanently Closed | 1998-03-21 | 1979-01-01 | 1998-03-21 | Petroleum | Unleaded gasoline | Unleaded gasoline |  | Steel | Steel |  | Painted or None | Steel |  | 1901-01-01 | [15 empty] | UST Currently In Use: 0; UST Temp Close: 1; AST Currently In Use: 0; AST Temp Closed: 0 | 0 | 1 | 4 | 14050-109-000568 | REDDOCH SERVICE STATION
26341 | Permanently Closed | 1998-03-21 | 1979-01-01 | 1998-03-21 | Petroleum | Unleaded gasoline | Unleaded gasoline |  | Steel | Steel |  | Painted or None | Steel |  | 1901-01-01 | [15 empty] | UST Currently In Use: 0; UST Temp Close: 1; AST Currently In Use: 0; AST Temp Closed: 0 | 0 | 1 | 4 | 14050-109-000568 | REDDOCH SERVICE STATION
26342 | Permanently Closed | 1984-05-01 | 1974-01-01 | 1988-12-01 | Petroleum | On road diesel | On road diesel | [7 empty] | 1901-01-01 | [15 empty] | UST Currently In Use: 0; UST Temp Close: 0; AST Currently In Use: 0; AST Temp Closed: 0 | 0 | 0 | 1 | 14051-095-001111 | REDMAN HOMES INC
26343 | Permanently Closed | 1988-07-01 | 1968-01-01 | 1988-07-01 | Petroleum | On road diesel | On road diesel |  | Steel | Steel |  |  | Steel |  | 1901-01-01 | [15 empty] | UST Currently In Use: 0; UST Temp Close: 0; AST Currently In Use: 0; AST Temp Closed: 0 | 0 | 0 | 4 | 14052-097-005989 | RENTOKIL INITIAL ENV SERVICES INC
26344 | Permanently Closed | 1988-07-01 | 1977-01-01 | 1988-07-01 | Petroleum | On road diesel | On road diesel |  | Steel | Steel |  |  | Steel |  | 1901-01-01 | [15 empty] | UST Currently In Use: 0; UST Temp Close: 0; AST Currently In Use: 0; AST Temp Closed: 0 | 0 | 0 | 4 | 14052-097-005989 | RENTOKIL INITIAL ENV SERVICES INC
26345 | Permanently Closed | 2007-07-09 | 1988-10-01 | 2007-07-09 | Petroleum | On road diesel | On road diesel | Industrial | Steel | Steel | Coated & cathodic protection (sti-P3), DBL-WALLED |  | Fiberglass reinforced plastic |  | 1901-01-01 |  | Catchment Basin, Single walled catchment basin | Automatic shutoff device At 95% full | Automatic shutoff device At 95% full | Interstitial Monitoring within Secondary Containment | [7 empty] | Annual line testing | Annual line testing |  | UST Currently In Use: 0; UST Temp Close: 0; AST Currently In Use: 0; AST Temp Closed: 0 | 0 | 0 | 4 | 14052-097-005989 | RENTOKIL INITIAL ENV SERVICES INC
26346 | Permanently Closed | 1993-07-15 | 1976-01-01 | 1993-07-15 | Petroleum | Used oil | Used oil | Bulk facility | Steel | Steel |  | Painted or None | Steel |  | 1901-01-01 | [15 empty] | UST Currently In Use: 0; UST Temp Close: 0; AST Currently In Use: 0; AST Temp Closed: 0 | 0 | 0 | 4 | 14052-097-005989 | RENTOKIL INITIAL ENV SERVICES INC
26347 | Permanently Closed | 1988-07-01 | 1969-01-01 | 1988-07-01 | Petroleum | On road diesel | On road diesel |  | Steel | Steel |  |  | Steel |  | 1901-01-01 | [15 empty] | UST Currently In Use: 0; UST Temp Close: 0; AST Currently In Use: 0; AST Temp Closed: 0 | 0 | 0 | 4 | 20899-073-010068 | DSI TRANSPORTS INC
26348 | Permanently Closed | 1981-01-01 | 1969-01-01 | 1988-11-28 | Petroleum | Other, X | Other |  | Steel | Steel |  |  | Other, NONE |  | 1901-01-01 | [15 empty] | UST Currently In Use: 0; UST Temp Close: 0; AST Currently In Use: 0; AST Temp Closed: 0 | 0 | 0 | 4 | 20899-073-010068 | DSI TRANSPORTS INC
26349 | Permanently Closed | 1901-01-01 | 1969-01-01 | 1988-11-28 | Petroleum | Used oil | Used oil |  | Steel | Steel |  |  |  |  | 1901-01-01 | [15 empty] | UST Currently In Use: 0; UST Temp Close: 0; AST Currently In Use: 0; AST Temp Closed: 0 | 0 | 0 | 4 | 20899-073-010068 | DSI TRANSPORTS INC
26350 | Permanently Closed | 1999-01-01 | 1985-01-01 | 2004-12-28 | Petroleum | On road diesel | On road diesel | Industrial | Steel | Steel | Coated & cathodic protection (sti-P3) |  | Fiberglass reinforced plastic |  | 1901-01-01 |  | Catchment Basin, Single walled catchment basin | Automatic shutoff device At 95% full | Automatic shutoff device At 95% full | Interstitial Monitoring within Secondary Containment | [7 empty] | Annual line testing | Annual line testing |  | UST Currently In Use: 0; UST Temp Close: 0; AST Currently In Use: 0; AST Temp Closed: 0 | 0 | 0 | 4 | 20899-073-010068 | DSI TRANSPORTS INC
26351 | Permanently Closed | 1993-08-27 | 1977-01-01 | 1993-08-27 | Petroleum | On road diesel | On road diesel |  | Steel | Steel |  |  | Steel |  | 1901-01-01 | [15 empty] | UST Currently In Use: 0; UST Temp Close: 0; AST Currently In Use: 0; AST Temp Closed: 0 | 0 | 0 | 1 | 14053-125-010067 | REDWING CARRIERS, INC.
26352 | Permanently Closed | 1992-10-15 | 1974-01-01 | 1992-10-15 | Petroleum | Unleaded gasoline | Unleaded gasoline |  | Steel | Steel |  | Painted or None | Steel |  | 1901-01-01 | [15 empty] | UST Currently In Use: 0; UST Temp Close: 0; AST Currently In Use: 0; AST Temp Closed: 0 | 0 | 0 | 2 | 14054-073-000924 | REEVE ELECTRIC CO INC
26353 | Permanently Closed | 1992-10-15 | 1978-01-01 | 1992-10-15 | Petroleum | Unleaded gasoline | Unleaded gasoline |  | Steel | Steel |  | Painted or None | Steel |  | 1901-01-01 | [15 empty] | UST Currently In Use: 0; UST Temp Close: 0; AST Currently In Use: 0; AST Temp Closed: 0 | 0 | 0 | 2 | 14054-073-000924 | REEVE ELECTRIC CO INC
26354 | Permanently Closed | 1992-03-26 | 1965-01-01 | 1992-03-26 | Petroleum | Unleaded gasoline | Unleaded gasoline |  | Steel | Steel |  | Painted or None | Steel |  | 1901-01-01 | [15 empty] | UST Currently In Use: 0; UST Temp Close: 0; AST Currently In Use: 1; AST Temp Closed: 0 | 0 | 0 | 3 | 14055-025-003677 | BRIAN REEVES
26355 | Permanently Closed | 1992-03-26 | 1965-01-01 | 1992-03-26 | Petroleum | Unleaded gasoline | Unleaded gasoline |  | Steel | Steel |  | Painted or None | Steel |  | 1901-01-01 | [15 empty] | UST Currently In Use: 0; UST Temp Close: 0; AST Currently In Use: 1; AST Temp Closed: 0 | 0 | 0 | 3 | 14055-025-003677 | BRIAN REEVES
26356 | Permanently Closed | 1992-03-26 | 1965-01-01 | 1992-03-26 | Petroleum | Unleaded gasoline | Unleaded gasoline |  | Steel | Steel |  | Painted or None | Steel |  | 1901-01-01 | [15 empty] | UST Currently In Use: 0; UST Temp Close: 0; AST Currently In Use: 1; AST Temp Closed: 0 | 0 | 0 | 3 | 14055-025-003677 | BRIAN REEVES
26357 | Permanently Closed | 1901-01-01 | 1974-01-01 |  | Petroleum | Unleaded gasoline | Unleaded gasoline |  | Steel | Steel |  | Painted or None | Steel |  | 1901-01-01 | [15 empty] | UST Currently In Use: 0; UST Temp Close: 0; AST Currently In Use: 0; AST Temp Closed: 0 | 0 | 0 | 4 | 14056-121-002497 | JACKSON LAND CORP
26358 | Permanently Closed | 1901-01-01 | 1974-01-01 |  | Petroleum | Other, NEW OIL | Other |  | Steel | Steel |  | Painted or None | Steel |  | 1901-01-01 | [15 empty] | UST Currently In Use: 0; UST Temp Close: 0; AST Currently In Use: 0; AST Temp Closed: 0 | 0 | 0 | 4 | 14056-121-002497 | JACKSON LAND CORP
26359 | Permanently Closed | 1901-01-01 | 1974-01-01 |  | Petroleum | Other, TRANSFLUID | Other |  | Steel | Steel |  | Painted or None | Steel |  | 1901-01-01 | [15 empty] | UST Currently In Use: 0; UST Temp Close: 0; AST Currently In Use: 0; AST Temp Closed: 0 | 0 | 0 | 4 | 14056-121-002497 | JACKSON LAND CORP
26360 | Permanently Closed | 1991-10-11 | 1974-01-01 | 1991-10-11 | Petroleum | Used oil | Used oil |  | Steel | Steel |  | Painted or None | Steel |  | 1901-01-01 | [15 empty] | UST Currently In Use: 0; UST Temp Close: 0; AST Currently In Use: 0; AST Temp Closed: 0 | 0 | 0 | 4 | 14056-121-002497 | JACKSON LAND CORP
26361 | Permanently Closed | 1974-08-01 | 1954-01-01 | 1988-12-24 | Petroleum | Unleaded gasoline | Unleaded gasoline |  | Steel | Steel |  |  | Steel |  | 1901-01-01 | [15 empty] | UST Currently In Use: 0; UST Temp Close: 0; AST Currently In Use: 0; AST Temp Closed: 0 | 0 | 0 | 3 | 14057-093-000329 | REGENCY OLDSMOBILE INC
26362 | Permanently Closed | 1974-08-01 | 1954-01-01 | 1988-12-24 | Petroleum | Unleaded gasoline | Unleaded gasoline |  | Steel | Steel |  |  | Steel |  | 1901-01-01 | [15 empty] | UST Currently In Use: 0; UST Temp Close: 0; AST Currently In Use: 0; AST Temp Closed: 0 | 0 | 0 | 3 | 14057-093-000329 | REGENCY OLDSMOBILE INC
26363 | Permanently Closed | 1974-08-01 | 1954-01-01 | 1988-12-24 | Petroleum | Unleaded gasoline | Unleaded gasoline |  | Steel | Steel |  |  | Steel |  | 1901-01-01 | [15 empty] | UST Currently In Use: 0; UST Temp Close: 0; AST Currently In Use: 0; AST Temp Closed: 0 | 0 | 0 | 3 | 14057-093-000329 | REGENCY OLDSMOBILE INC
26364 | Permanently Closed | 1986-05-01 | 1962-01-01 | 1986-05-01 | Petroleum | Unleaded gasoline | Unleaded gasoline |  | Steel | Steel |  | Painted or None | Steel |  | 1901-01-01 | [15 empty] | UST Currently In Use: 0; UST Temp Close: 0; AST Currently In Use: 0; AST Temp Closed: 0 | 0 | 0 | 1 | 14059-003-006650 | REICHHOLD CHEMICALS INC
26365 | Permanently Closed | 1985-10-01 | 1972-01-01 | 1985-10-01 | Hazardous Substance |  |  |  | Steel | Steel |  | Painted or None | Steel |  | 1901-01-01 | [15 empty] | UST Currently In Use: 0; UST Temp Close: 0; AST Currently In Use: 0; AST Temp Closed: 0 | 0 | 0 | 1 | 14060-125-000260 | REICHHOLD CHEMICALS INC
26366 | Permanently Closed | 1995-03-08 | 1964-01-01 | 1995-03-08 | Petroleum | Unleaded gasoline | Unleaded gasoline | State/federal government | Steel | Steel |  | Painted or None | Steel |  | 1901-01-01 | [15 empty] | UST Currently In Use: 0; UST Temp Close: 0; AST Currently In Use: 0; AST Temp Closed: 0 | 0 | 0 | 2 | 14061-035-001382 | REID STATE TECHNICAL COLLEGE
26367 | Permanently Closed | 1993-07-03 | 1979-01-01 |  | Petroleum | On road diesel | On road diesel | State/federal government | Steel | Steel |  | Painted or None | Steel |  | 1901-01-01 | [15 empty] | UST Currently In Use: 0; UST Temp Close: 0; AST Currently In Use: 0; AST Temp Closed: 0 | 0 | 0 | 2 | 14061-035-001382 | REID STATE TECHNICAL COLLEGE
26368 | Permanently Closed | 1993-01-01 | 1982-01-01 | 1994-03-11 | Petroleum | Used oil | Used oil |  | Steel | Steel |  | Painted or None |  |  | 1901-01-01 | [15 empty] | UST Currently In Use: 0; UST Temp Close: 0; AST Currently In Use: 0; AST Temp Closed: 0 | 0 | 0 | 1 | 14062-101-002017 | REINHARDT MOTORS INC
26369 | Permanently Closed | 1985-04-01 | 1981-01-01 | 1987-10-27 | Petroleum | Other, OTHER | Other |  | Steel | Steel |  | Painted or None | Steel |  | 1901-01-01 | [15 empty] | UST Currently In Use: 0; UST Temp Close: 0; AST Currently In Use: 0; AST Temp Closed: 0 | 0 | 0 | 2 | 14063-061-000996 | AIR SYSTEM COMP LP/ REL PRODUCTS DIV
26370 | Permanently Closed | 1983-04-01 | 1975-01-01 |  | Hazardous Substance |  |  |  | Steel | Steel |  | Painted or None | Other, PVC |  | 1901-01-01 | [15 empty] | UST Currently In Use: 0; UST Temp Close: 0; AST Currently In Use: 0; AST Temp Closed: 0 | 0 | 0 | 2 | 14063-061-000996 | AIR SYSTEM COMP LP/ REL PRODUCTS DIV
26371 | Permanently Closed | 1990-09-04 | 1969-01-01 | 1990-09-04 | Petroleum | Unleaded gasoline | Unleaded gasoline | [7 empty] | 1901-01-01 | [15 empty] | UST Currently In Use: 0; UST Temp Close: 0; AST Currently In Use: 0; AST Temp Closed: 0 | 0 | 0 | 2 | 14064-097-000971 | RENIE'S QUICK & SAVE
26372 | Permanently Closed | 1990-09-04 | 1969-01-01 | 1990-09-04 | Petroleum | Unleaded gasoline | Unleaded gasoline | [7 empty] | 1901-01-01 | [15 empty] | UST Currently In Use: 0; UST Temp Close: 0; AST Currently In Use: 0; AST Temp Closed: 0 | 0 | 0 | 2 | 14064-097-000971 | RENIE'S QUICK & SAVE
26373 | Permanently Closed | 1998-12-16 | 1978-01-01 | 1998-12-16 | Petroleum | Unleaded gasoline | Unleaded gasoline |  | Steel | Steel |  | Painted or None | Steel |  | 1901-01-01 | [12 empty] | Annual line testing | Annual line testing |  | UST Currently In Use: 0; UST Temp Close: 0; AST Currently In Use: 6; AST Temp Closed: 0 | 0 | 0 | 2 | 21982-097-001019 | UNITED RENTALS (NORTH AMERICA), INC.
26374 | Permanently Closed | 1998-12-16 | 1978-01-01 | 1998-12-16 | Petroleum | On road diesel | On road diesel |  | Steel | Steel |  | Painted or None | Steel |  | 1901-01-01 | [12 empty] | Annual line testing | Annual line testing |  | UST Currently In Use: 0; UST Temp Close: 0; AST Currently In Use: 6; AST Temp Closed: 0 | 0 | 0 | 2 | 21982-097-001019 | UNITED RENTALS (NORTH AMERICA), INC.
26375 | Permanently Closed | 1901-01-01 | 1977-01-01 |  | Petroleum | Unleaded gasoline | Unleaded gasoline |  | Steel | Steel |  |  | Steel |  | 1901-01-01 | [15 empty] | UST Currently In Use: 0; UST Temp Close: 0; AST Currently In Use: 0; AST Temp Closed: 0 | 0 | 0 | 1 | 14066-073-001720 | RENTAL UNIFORM SERVICES
26376 | Permanently Closed | 1989-11-21 | 1965-01-01 | 1989-11-21 | Petroleum | Other, OTHER | Other |  | Steel | Steel |  | Painted or None | Steel |  | 1901-01-01 | [15 empty] | UST Currently In Use: 0; UST Temp Close: 0; AST Currently In Use: 0; AST Temp Closed: 0 | 0 | 0 | 9 | 14067-125-002052 | CINTAS CORP
26377 | Permanently Closed | 1989-11-21 | 1965-01-01 | 1989-11-21 | Petroleum | Kerosene | Kerosene |  | Steel | Steel |  | Painted or None | Steel |  | 1901-01-01 | [15 empty] | UST Currently In Use: 0; UST Temp Close: 0; AST Currently In Use: 0; AST Temp Closed: 0 | 0 | 0 | 9 | 14067-125-002052 | CINTAS CORP
26378 | Permanently Closed | 1989-11-21 | 1965-01-01 | 1989-11-21 | Petroleum | Unleaded gasoline | Unleaded gasoline |  | Steel | Steel |  | Painted or None | Steel |  | 1901-01-01 | [15 empty] | UST Currently In Use: 0; UST Temp Close: 0; AST Currently In Use: 0; AST Temp Closed: 0 | 0 | 0 | 9 | 14067-125-002052 | CINTAS CORP
26379 | Permanently Closed | 1989-11-21 | 1972-01-01 | 1989-11-21 | Petroleum | Unleaded gasoline | Unleaded gasoline |  | Steel | Steel |  | Painted or None | Steel |  | 1901-01-01 | [15 empty] | UST Currently In Use: 0; UST Temp Close: 0; AST Currently In Use: 0; AST Temp Closed: 0 | 0 | 0 | 9 | 14067-125-002052 | CINTAS CORP
26380 | Permanently Closed | 1990-01-02 | 1974-01-01 | 1990-01-02 | Petroleum | On road diesel | On road diesel |  | Steel | Steel |  | Painted or None | Steel |  | 1901-01-01 | [15 empty] | UST Currently In Use: 0; UST Temp Close: 0; AST Currently In Use: 0; AST Temp Closed: 0 | 0 | 0 | 9 | 14067-125-002052 | CINTAS CORP
26381 | Permanently Closed | 1990-01-02 | 1974-01-01 | 1990-01-02 | Petroleum | Unleaded gasoline | Unleaded gasoline |  | Steel | Steel |  | Painted or None | Steel |  | 1901-01-01 | [15 empty] | UST Currently In Use: 0; UST Temp Close: 0; AST Currently In Use: 0; AST Temp Closed: 0 | 0 | 0 | 9 | 14067-125-002052 | CINTAS CORP
26382 | Permanently Closed | 1990-01-02 | 1974-01-01 | 1990-01-02 | Petroleum | Unleaded gasoline | Unleaded gasoline |  | Steel | Steel |  | Painted or None | Steel |  | 1901-01-01 | [15 empty] | UST Currently In Use: 0; UST Temp Close: 0; AST Currently In Use: 0; AST Temp Closed: 0 | 0 | 0 | 9 | 14067-125-002052 | CINTAS CORP
26383 | Permanently Closed | 2004-09-30 | 1990-02-08 | 2008-10-01 | Petroleum | Unleaded gasoline | Unleaded gasoline | Bulk facility | Fiberglass reinforced plastic | Fiberglass reinforced plastic |  |  | Fiberglass reinforced plastic |  | 1901-01-01 | None | Catchment Basin, Single walled catchment basin | Flow Rest 90% Full | Flow Rest 90% Full |  |  | Automatic Tank Gauge | [5 empty] | Annual line testing | Annual line testing |  | UST Currently In Use: 0; UST Temp Close: 0; AST Currently In Use: 0; AST Temp Closed: 0 | 0 | 0 | 9 | 14067-125-002052 | CINTAS CORP
26384 | Permanently Closed | 2004-09-30 | 1990-02-08 | 2008-10-01 | Petroleum | On road diesel | On road diesel | Bulk facility | Fiberglass reinforced plastic | Fiberglass reinforced plastic |  |  | Fiberglass reinforced plastic |  | 1901-01-01 | None | Catchment Basin, Single walled catchment basin | Flow Rest 90% Full | Flow Rest 90% Full |  |  | Automatic Tank Gauge | [5 empty] | Annual line testing | Annual line testing |  | UST Currently In Use: 0; UST Temp Close: 0; AST Currently In Use: 0; AST Temp Closed: 0 | 0 | 0 | 9 | 14067-125-002052 | CINTAS CORP
26385 | Permanently Closed | 1992-08-13 | 1981-01-01 | 1992-08-13 | Petroleum | On road diesel | On road diesel |  | Fiberglass reinforced plastic | Fiberglass reinforced plastic |  |  | Fiberglass reinforced plastic |  | 1901-01-01 | [15 empty] | UST Currently In Use: 0; UST Temp Close: 0; AST Currently In Use: 0; AST Temp Closed: 0 | 0 | 0 | 1 | 17516-101-003546 | NATIONWIDE MUTUAL INS/ATTN D PATZER
26386 | Permanently Closed | 1997-12-19 | 1967-01-01 | 1998-08-21 | Petroleum | Unleaded gasoline | Unleaded gasoline |  | Steel | Steel |  | Painted or None | Fiberglass reinforced plastic, Steel |  | 1901-01-01 | [15 empty] | UST Currently In Use: 0; UST Temp Close: 0; AST Currently In Use: 0; AST Temp Closed: 0 | 0 | 0 | 7 | 14070-071-008785 | SCOTTSBORO DEVELOPEMENT CORP
26387 | Permanently Closed | 1997-12-19 | 1967-01-01 | 1998-08-12 | Petroleum | On road diesel | On road diesel |  | Steel | Steel |  | Painted or None | Fiberglass reinforced plastic, Steel |  | 1901-01-01 | [15 empty] | UST Currently In Use: 0; UST Temp Close: 0; AST Currently In Use: 0; AST Temp Closed: 0 | 0 | 0 | 7 | 14070-071-008785 | SCOTTSBORO DEVELOPEMENT CORP
26388 | Permanently Closed | 1982-04-14 23:00 | 1969-01-01 | 1992-02-25 | Petroleum | On road diesel | On road diesel |  | Steel | Steel |  | Painted or None | Fiberglass reinforced plastic, Steel |  | 1901-01-01 | [15 empty] | UST Currently In Use: 0; UST Temp Close: 0; AST Currently In Use: 0; AST Temp Closed: 0 | 0 | 0 | 7 | 14070-071-008785 | SCOTTSBORO DEVELOPEMENT CORP
26389 | Permanently Closed | 1989-10-09 | 1974-01-01 | 1989-10-09 | Petroleum | Unleaded gasoline | Unleaded gasoline |  | Steel | Steel |  | Painted or None | Steel |  | 1901-01-01 | [15 empty] | UST Currently In Use: 0; UST Temp Close: 0; AST Currently In Use: 0; AST Temp Closed: 0 | 0 | 0 | 7 | 14070-071-008785 | SCOTTSBORO DEVELOPEMENT CORP
26390 | Permanently Closed | 1989-10-09 | 1974-01-01 | 1989-10-09 | Petroleum | On road diesel | On road diesel |  | Steel | Steel |  | Painted or None | Steel |  | 1901-01-01 | [15 empty] | UST Currently In Use: 0; UST Temp Close: 0; AST Currently In Use: 0; AST Temp Closed: 0 | 0 | 0 | 7 | 14070-071-008785 | SCOTTSBORO DEVELOPEMENT CORP
26391 | Permanently Closed | 1989-10-09 | 1974-01-01 | 1989-10-09 | Petroleum | Unleaded gasoline | Unleaded gasoline |  | Steel | Steel |  | Painted or None | Steel |  | 1901-01-01 | [15 empty] | UST Currently In Use: 0; UST Temp Close: 0; AST Currently In Use: 0; AST Temp Closed: 0 | 0 | 0 | 7 | 14070-071-008785 | SCOTTSBORO DEVELOPEMENT CORP
26392 | Permanently Closed | 1989-10-09 | 1974-01-01 | 1989-10-09 | Petroleum | On road diesel | On road diesel |  | Steel | Steel |  | Painted or None | Steel |  | 1901-01-01 | [15 empty] | UST Currently In Use: 0; UST Temp Close: 0; AST Currently In Use: 0; AST Temp Closed: 0 | 0 | 0 | 7 | 14070-071-008785 | SCOTTSBORO DEVELOPEMENT CORP
26395 | Permanently Closed | 1901-01-01 | 1964-01-01 |  | Petroleum | Other, OTHER | Other |  | Steel | Steel |  | Painted or None | Steel |  | 1901-01-01 | [15 empty] | UST Currently In Use: 0; UST Temp Close: 0; AST Currently In Use: 0; AST Temp Closed: 0 | 0 | 0 | 2 | 14071-045-006046 | REX E LEWIS
26396 | Permanently Closed | 1901-01-01 | 1964-01-01 |  | Petroleum | Other, OTHER | Other |  | Steel | Steel |  | Painted or None | Steel |  | 1901-01-01 | [15 empty] | UST Currently In Use: 0; UST Temp Close: 0; AST Currently In Use: 0; AST Temp Closed: 0 | 0 | 0 | 2 | 14071-045-006046 | REX E LEWIS
26397 | Permanently Closed | 1901-01-01 | 1965-01-01 | 1988-11-28 | Petroleum | Unleaded gasoline | Unleaded gasoline |  | Steel | Steel |  | Painted or None | Steel |  | 1901-01-01 | [15 empty] | UST Currently In Use: 0; UST Temp Close: 0; AST Currently In Use: 0; AST Temp Closed: 0 | 0 | 0 | 3 | 14072-031-010313 | REX FOREHAND
26398 | Permanently Closed | 1901-01-01 | 1965-01-01 | 1988-11-28 | Petroleum | Unleaded gasoline | Unleaded gasoline |  | Steel | Steel |  | Painted or None | Steel |  | 1901-01-01 | [15 empty] | UST Currently In Use: 0; UST Temp Close: 0; AST Currently In Use: 0; AST Temp Closed: 0 | 0 | 0 | 3 | 14072-031-010313 | REX FOREHAND
26399 | Permanently Closed | 1901-01-01 | 1965-01-01 | 1988-11-28 | Petroleum | Unleaded gasoline | Unleaded gasoline |  | Steel | Steel |  | Painted or None | Steel |  | 1901-01-01 | [15 empty] | UST Currently In Use: 0; UST Temp Close: 0; AST Currently In Use: 0; AST Temp Closed: 0 | 0 | 0 | 3 | 14072-031-010313 | REX FOREHAND
26400 | Permanently Closed | 1992-12-08 | 1975-01-01 | 1992-12-08 | Petroleum | On road diesel | On road diesel |  | Steel | Steel |  | Painted or None | Steel |  | 1901-01-01 | [15 empty] | UST Currently In Use: 0; UST Temp Close: 0; AST Currently In Use: 0; AST Temp Closed: 0 | 0 | 0 | 5 | 14073-025-002469 | REX PADGETT
26401 | Permanently Closed | 1992-12-08 | 1975-01-01 | 1992-12-08 | Petroleum | Unleaded gasoline | Unleaded gasoline |  | Steel | Steel |  | Painted or None | Steel |  | 1901-01-01 | [15 empty] | UST Currently In Use: 0; UST Temp Close: 0; AST Currently In Use: 0; AST Temp Closed: 0 | 0 | 0 | 5 | 14073-025-002469 | REX PADGETT
26402 | Permanently Closed | 1992-12-08 | 1975-01-01 | 1992-12-08 | Petroleum | Unleaded gasoline | Unleaded gasoline |  | Steel | Steel |  | Painted or None | Steel |  | 1901-01-01 | [15 empty] | UST Currently In Use: 0; UST Temp Close: 0; AST Currently In Use: 0; AST Temp Closed: 0 | 0 | 0 | 5 | 14073-025-002469 | REX PADGETT
26403 | Permanently Closed | 1992-12-08 | 1975-01-01 | 1992-12-08 | Petroleum | On road diesel | On road diesel |  | Steel | Steel |  | Painted or None | Steel |  | 1901-01-01 | [15 empty] | UST Currently In Use: 0; UST Temp Close: 0; AST Currently In Use: 0; AST Temp Closed: 0 | 0 | 0 | 5 | 14073-025-002469 | REX PADGETT
26404 | Permanently Closed | 1992-12-08 | 1975-01-01 | 1992-12-08 | Petroleum | Unleaded gasoline | Unleaded gasoline |  | Steel | Steel |  | Painted or None | Steel |  | 1901-01-01 | [15 empty] | UST Currently In Use: 0; UST Temp Close: 0; AST Currently In Use: 0; AST Temp Closed: 0 | 0 | 0 | 5 | 14073-025-002469 | REX PADGETT
26405 | Permanently Closed | 1989-07-12 | 1974-01-01 | 1989-07-12 | Petroleum | Unleaded gasoline | Unleaded gasoline |  | Steel | Steel |  | Painted or None | Steel |  | 1901-01-01 | [15 empty] | UST Currently In Use: 0; UST Temp Close: 0; AST Currently In Use: 0; AST Temp Closed: 0 | 0 | 0 | 2 | 23134-003-002290 | READY MIX USA LLC
26406 | Permanently Closed | 1989-07-12 | 1974-01-01 | 1989-07-12 | Petroleum | On road diesel | On road diesel |  | Steel | Steel |  | Painted or None | Steel |  | 1901-01-01 | [15 empty] | UST Currently In Use: 0; UST Temp Close: 0; AST Currently In Use: 0; AST Temp Closed: 0 | 0 | 0 | 2 | 23134-003-002290 | READY MIX USA LLC
26407 | Permanently Closed | 1990-07-12 | 1972-01-01 | 1990-07-12 | Petroleum | On road diesel | On road diesel |  | Steel | Steel |  | Painted or None | Steel |  | 1901-01-01 | [15 empty] | UST Currently In Use: 0; UST Temp Close: 0; AST Currently In Use: 0; AST Temp Closed: 0 | 0 | 0 | 2 | 14074-003-002291 | REYNOLDS READY MIX LLC
26408 | Permanently Closed | 1990-07-12 | 1972-01-01 | 1990-07-12 | Petroleum | On road diesel | On road diesel |  | Steel | Steel |  | Painted or None | Steel |  | 1901-01-01 | [15 empty] | UST Currently In Use: 0; UST Temp Close: 0; AST Currently In Use: 0; AST Temp Closed: 0 | 0 | 0 | 2 | 14074-003-002291 | REYNOLDS READY MIX LLC
26409 | Permanently Closed | 1988-01-01 | 1974-01-01 | 1988-01-01 | Petroleum | On road diesel | On road diesel |  | Steel | Steel |  | Painted or None | Steel |  | 1901-01-01 | [15 empty] | UST Currently In Use: 0; UST Temp Close: 0; AST Currently In Use: 0; AST Temp Closed: 0 | 0 | 0 | 2 | 14074-003-002292 | REYNOLDS READY MIX LLC
26410 | Permanently Closed | 1988-01-01 | 1974-01-01 | 1988-01-01 | Petroleum | Unleaded gasoline | Unleaded gasoline |  | Steel | Steel |  | Painted or None | Steel |  | 1901-01-01 | [15 empty] | UST Currently In Use: 0; UST Temp Close: 0; AST Currently In Use: 0; AST Temp Closed: 0 | 0 | 0 | 2 | 14074-003-002292 | REYNOLDS READY MIX LLC
26411 | Permanently Closed | 2005-07-26 | 1980-01-01 | 2005-07-26 | Petroleum | Unleaded gasoline | Unleaded gasoline |  | Steel | Steel | Field installed cathodic protection |  | Steel |  | 1901-01-01 | Field installed cathodic protection | Catchment Basin, Single walled catchment basin | Automatic shutoff device At 95% full | Automatic shutoff device At 95% full |  |  | Statistical Inventory Reconciliation (SIR) | [8 empty] | UST Currently In Use: 2; UST Temp Close: 1; AST Currently In Use: 0; AST Temp Closed: 0 | 2 | 1 | 3 | 20789-109-009673 | TONYA'S FAMILY GROC
26412 | Permanently Closed | 2005-07-26 | 1980-01-01 | 2005-07-26 | Petroleum | Unleaded gasoline | Unleaded gasoline |  | Steel | Steel | Field installed cathodic protection |  | Steel |  | 1901-01-01 | Field installed cathodic protection | Catchment Basin, Single walled catchment basin | Automatic shutoff device At 95% full | Automatic shutoff device At 95% full |  |  | Statistical Inventory Reconciliation (SIR) | [8 empty] | UST Currently In Use: 2; UST Temp Close: 1; AST Currently In Use: 0; AST Temp Closed: 0 | 2 | 1 | 3 | 20789-109-009673 | TONYA'S FAMILY GROC
26413 | Temporary Closed | 2018-03-12 | 1980-01-01 |  | Petroleum | On road diesel | On road diesel | Retail | Steel | Steel | Field installed cathodic protection |  | Steel |  |  | Field installed cathodic protection | Catchment Basin, Single walled catchment basin | Automatic shutoff device At 95% full | Automatic shutoff device At 95% full |  |  | Statistical Inventory Reconciliation (SIR) |  | Automatic shutoff device (AELLD) | Automatic shutoff device (AELLD) | [5 empty] | UST Currently In Use: 2; UST Temp Close: 1; AST Currently In Use: 0; AST Temp Closed: 0 | 2 | 1 | 3 | 20789-109-009673 | TONYA'S FAMILY GROC
26414 | Permanently Closed | 1990-01-26 | 1960-01-01 | 1990-01-26 | Petroleum | Unleaded gasoline | Unleaded gasoline |  | Steel | Steel |  | Painted or None | Steel |  | 1901-01-01 | [15 empty] | UST Currently In Use: 5; UST Temp Close: 0; AST Currently In Use: 12; AST Temp Closed: 0 | 5 | 0 | 28 | 21843-033-011176 | CONSTELLIUM MUSCLE SHOALS LLC
26415 | Permanently Closed | 1989-05-08 | 1960-01-01 | 1989-05-08 | Petroleum | On road diesel | On road diesel |  | Steel | Steel |  |  |  |  | 1901-01-01 | [15 empty] | UST Currently In Use: 5; UST Temp Close: 0; AST Currently In Use: 12; AST Temp Closed: 0 | 5 | 0 | 28 | 21843-033-011176 | CONSTELLIUM MUSCLE SHOALS LLC
26416 | Permanently Closed | 1990-01-09 | 1960-01-01 | 1990-01-09 | Petroleum | On road diesel | On road diesel |  | Steel | Steel |  |  |  |  | 1901-01-01 | [15 empty] | UST Currently In Use: 5; UST Temp Close: 0; AST Currently In Use: 12; AST Temp Closed: 0 | 5 | 0 | 28 | 21843-033-011176 | CONSTELLIUM MUSCLE SHOALS LLC
26417 | Permanently Closed | 1990-02-15 | 1974-01-01 | 1990-02-15 | Petroleum | Unleaded gasoline | Unleaded gasoline |  | Steel | Steel |  | Painted or None | Steel |  | 1901-01-01 | [15 empty] | UST Currently In Use: 5; UST Temp Close: 0; AST Currently In Use: 12; AST Temp Closed: 0 | 5 | 0 | 28 | 21843-033-011176 | CONSTELLIUM MUSCLE SHOALS LLC
26418 | Permanently Closed | 1990-02-15 | 1974-01-01 | 1990-02-15 | Petroleum | Unleaded gasoline | Unleaded gasoline |  | Steel | Steel |  | Painted or None | Steel |  | 1901-01-01 | [15 empty] | UST Currently In Use: 5; UST Temp Close: 0; AST Currently In Use: 12; AST Temp Closed: 0 | 5 | 0 | 28 | 21843-033-011176 | CONSTELLIUM MUSCLE SHOALS LLC
26419 | Permanently Closed | 1990-02-15 | 1974-01-01 | 1990-02-15 | Petroleum | Unleaded gasoline | Unleaded gasoline |  | Steel | Steel |  | Painted or None | Steel |  | 1901-01-01 | [15 empty] | UST Currently In Use: 5; UST Temp Close: 0; AST Currently In Use: 12; AST Temp Closed: 0 | 5 | 0 | 28 | 21843-033-011176 | CONSTELLIUM MUSCLE SHOALS LLC
26420 | Permanently Closed | 1988-11-22 | 1945-01-01 01:00 | 1988-11-22 | Petroleum | Unleaded gasoline | Unleaded gasoline |  | Steel | Steel |  |  |  |  | 1901-01-01 | [15 empty] | UST Currently In Use: 5; UST Temp Close: 0; AST Currently In Use: 12; AST Temp Closed: 0 | 5 | 0 | 28 | 21843-033-011176 | CONSTELLIUM MUSCLE SHOALS LLC
26421 | Permanently Closed | 1988-12-03 | 1950-01-01 | 1988-12-03 | Petroleum | On road diesel | On road diesel |  | Steel | Steel |  |  |  |  | 1901-01-01 | [15 empty] | UST Currently In Use: 5; UST Temp Close: 0; AST Currently In Use: 12; AST Temp Closed: 0 | 5 | 0 | 28 | 21843-033-011176 | CONSTELLIUM MUSCLE SHOALS LLC
26422 | Permanently Closed | 1988-12-07 | 1950-01-01 | 1988-12-07 | Petroleum | On road diesel | On road diesel |  | Steel | Steel |  |  |  |  | 1901-01-01 | [15 empty] | UST Currently In Use: 5; UST Temp Close: 0; AST Currently In Use: 12; AST Temp Closed: 0 | 5 | 0 | 28 | 21843-033-011176 | CONSTELLIUM MUSCLE SHOALS LLC
26423 | Permanently Closed | 1988-12-09 | 1950-01-01 | 1988-12-09 | Petroleum | On road diesel | On road diesel |  | Steel | Steel |  |  |  |  | 1901-01-01 | [15 empty] | UST Currently In Use: 5; UST Temp Close: 0; AST Currently In Use: 12; AST Temp Closed: 0 | 5 | 0 | 28 | 21843-033-011176 | CONSTELLIUM MUSCLE SHOALS LLC
26424 | Permanently Closed | 1988-12-14 | 1950-01-01 | 1988-12-14 | Petroleum | On road diesel | On road diesel |  | Steel | Steel |  |  |  |  | 1901-01-01 | [15 empty] | UST Currently In Use: 5; UST Temp Close: 0; AST Currently In Use: 12; AST Temp Closed: 0 | 5 | 0 | 28 | 21843-033-011176 | CONSTELLIUM MUSCLE SHOALS LLC
26425 | Permanently Closed | 1989-08-17 | 1983-01-01 | 1989-08-17 | Petroleum | On road diesel | On road diesel |  | Steel | Steel |  |  | Steel |  | 1901-01-01 | [15 empty] | UST Currently In Use: 5; UST Temp Close: 0; AST Currently In Use: 12; AST Temp Closed: 0 | 5 | 0 | 28 | 21843-033-011176 | CONSTELLIUM MUSCLE SHOALS LLC
26426 | Permanently Closed | 1989-01-02 | 1945-01-01 01:00 | 1989-01-02 | Petroleum | Unleaded gasoline | Unleaded gasoline |  | Steel | Steel |  |  |  |  | 1901-01-01 | [15 empty] | UST Currently In Use: 5; UST Temp Close: 0; AST Currently In Use: 12; AST Temp Closed: 0 | 5 | 0 | 28 | 21843-033-011176 | CONSTELLIUM MUSCLE SHOALS LLC
26427 | Permanently Closed | 1989-01-02 | 1945-01-01 01:00 | 1989-01-02 | Petroleum | Unleaded gasoline | Unleaded gasoline |  | Steel | Steel |  |  |  |  | 1901-01-01 | [15 empty] | UST Currently In Use: 5; UST Temp Close: 0; AST Currently In Use: 12; AST Temp Closed: 0 | 5 | 0 | 28 | 21843-033-011176 | CONSTELLIUM MUSCLE SHOALS LLC
26428 | Permanently Closed | 1989-07-01 | 1970-01-01 | 1989-07-01 | Hazardous Substance |  |  |  | Steel | Steel | Interior lined (not allowed as a standalone method of corrosion protection) | Painted or None | Steel |  | 1901-01-01 | [15 empty] | UST Currently In Use: 5; UST Temp Close: 0; AST Currently In Use: 12; AST Temp Closed: 0 | 5 | 0 | 28 | 21843-033-011176 | CONSTELLIUM MUSCLE SHOALS LLC
26429 | Permanently Closed | 1989-07-01 | 1970-01-01 | 1989-07-01 | Hazardous Substance |  |  |  | Steel | Steel | Interior lined (not allowed as a standalone method of corrosion protection) | Painted or None | Steel |  | 1901-01-01 | [15 empty] | UST Currently In Use: 5; UST Temp Close: 0; AST Currently In Use: 12; AST Temp Closed: 0 | 5 | 0 | 28 | 21843-033-011176 | CONSTELLIUM MUSCLE SHOALS LLC
26430 | Permanently Closed | 1989-06-23 | 1970-01-01 | 1989-06-23 | Hazardous Substance |  |  |  | Steel | Steel | Interior lined (not allowed as a standalone method of corrosion protection) | Painted or None | Steel |  | 1901-01-01 | [15 empty] | UST Currently In Use: 5; UST Temp Close: 0; AST Currently In Use: 12; AST Temp Closed: 0 | 5 | 0 | 28 | 21843-033-011176 | CONSTELLIUM MUSCLE SHOALS LLC
26431 | Permanently Closed | 1989-07-01 | 1970-01-01 | 1989-07-01 | Hazardous Substance |  |  |  | Steel | Steel | Interior lined (not allowed as a standalone method of corrosion protection) | Painted or None | Steel |  | 1901-01-01 | [15 empty] | UST Currently In Use: 5; UST Temp Close: 0; AST Currently In Use: 12; AST Temp Closed: 0 | 5 | 0 | 28 | 21843-033-011176 | CONSTELLIUM MUSCLE SHOALS LLC
26432 | Permanently Closed | 1989-07-01 | 1970-01-01 | 1989-07-01 | Hazardous Substance |  |  |  | Steel | Steel | Interior lined (not allowed as a standalone method of corrosion protection) | Painted or None | Steel |  | 1901-01-01 | [15 empty] | UST Currently In Use: 5; UST Temp Close: 0; AST Currently In Use: 12; AST Temp Closed: 0 | 5 | 0 | 28 | 21843-033-011176 | CONSTELLIUM MUSCLE SHOALS LLC
26433 | Permanently Closed | 1989-07-01 | 1970-01-01 | 1989-07-01 | Hazardous Substance |  |  |  | Steel | Steel | Interior lined (not allowed as a standalone method of corrosion protection) | Painted or None | Steel |  | 1901-01-01 | [15 empty] | UST Currently In Use: 5; UST Temp Close: 0; AST Currently In Use: 12; AST Temp Closed: 0 | 5 | 0 | 28 | 21843-033-011176 | CONSTELLIUM MUSCLE SHOALS LLC
26434 | Permanently Closed | 1989-07-01 | 1972-01-01 | 1989-07-01 | Petroleum | Unleaded gasoline | Unleaded gasoline |  | Steel | Steel |  |  |  |  | 1901-01-01 | [15 empty] | UST Currently In Use: 5; UST Temp Close: 0; AST Currently In Use: 12; AST Temp Closed: 0 | 5 | 0 | 28 | 21843-033-011176 | CONSTELLIUM MUSCLE SHOALS LLC
26435 | Permanently Closed | 1989-06-21 | 1971-01-01 | 1989-06-21 | Petroleum | Other, HEPTANE | Other |  | Steel | Steel |  |  |  |  | 1901-01-01 | [15 empty] | UST Currently In Use: 5; UST Temp Close: 0; AST Currently In Use: 12; AST Temp Closed: 0 | 5 | 0 | 28 | 21843-033-011176 | CONSTELLIUM MUSCLE SHOALS LLC
26436 | Permanently Closed | 1988-11-21 | 1975-01-01 | 1988-11-21 | Petroleum | Other, ALIPHAHYDR | Other |  | Steel | Steel |  | Painted or None | Steel |  | 1901-01-01 | [15 empty] | UST Currently In Use: 5; UST Temp Close: 0; AST Currently In Use: 12; AST Temp Closed: 0 | 5 | 0 | 28 | 21843-033-011176 | CONSTELLIUM MUSCLE SHOALS LLC
26437 | Permanently Closed | 1987-12-11 | 1964-01-01 | 1987-12-11 | Petroleum | Other, NAPHA | Other |  | Steel | Steel |  |  |  |  | 1901-01-01 | [15 empty] | UST Currently In Use: 5; UST Temp Close: 0; AST Currently In Use: 12; AST Temp Closed: 0 | 5 | 0 | 28 | 21843-033-011176 | CONSTELLIUM MUSCLE SHOALS LLC
26438 | Permanently Closed | 1988-12-08 | 1941-01-01 | 1988-12-08 | Petroleum | Unleaded gasoline | Unleaded gasoline |  | Steel | Steel |  |  |  |  | 1901-01-01 | [15 empty] | UST Currently In Use: 5; UST Temp Close: 0; AST Currently In Use: 12; AST Temp Closed: 0 | 5 | 0 | 28 | 21843-033-011176 | CONSTELLIUM MUSCLE SHOALS LLC
26439 | Currently in Use |  | 1989-01-01 |  | Hazardous Substance |  |  | Industrial | Double Wall, Steel | Steel | Coated & cathodic protection (sti-P3), Field installed cathodic protection, COATINGS |  | Double Wall, Steel |  |  | Isolated or Above Ground | Catchment Basin, Single walled catchment basin | Audible high level alarm At 90% full | Audible high level alarm At 90% full | Interstitial Monitoring within Secondary Containment | OTHER | [9 empty] | UST Currently In Use: 5; UST Temp Close: 0; AST Currently In Use: 12; AST Temp Closed: 0 | 5 | 0 | 28 | 21843-033-011176 | CONSTELLIUM MUSCLE SHOALS LLC
26441 | Currently in Use |  | 1989-01-01 |  | Hazardous Substance |  |  | Industrial | Double Wall, Steel | Steel | Coated & cathodic protection (sti-P3), Field installed cathodic protection, COATINGS |  | Double Wall, Steel |  |  | Isolated or Above Ground | Catchment Basin, Single walled catchment basin | Audible high level alarm At 90% full | Audible high level alarm At 90% full | Interstitial Monitoring within Secondary Containment | OTHER | [9 empty] | UST Currently In Use: 5; UST Temp Close: 0; AST Currently In Use: 12; AST Temp Closed: 0 | 5 | 0 | 28 | 21843-033-011176 | CONSTELLIUM MUSCLE SHOALS LLC
26443 | Currently in Use |  | 1989-01-01 |  | Hazardous Substance |  |  | Industrial | Double Wall, Steel | Steel | Coated & cathodic protection (sti-P3), Field installed cathodic protection, COATINGS |  | Double Wall, Steel |  |  | Isolated or Above Ground | Catchment Basin, Single walled catchment basin | Audible high level alarm At 90% full | Audible high level alarm At 90% full | Interstitial Monitoring within Secondary Containment | OTHER | [9 empty] | UST Currently In Use: 5; UST Temp Close: 0; AST Currently In Use: 12; AST Temp Closed: 0 | 5 | 0 | 28 | 21843-033-011176 | CONSTELLIUM MUSCLE SHOALS LLC
26445 | Permanently Closed | 1992-10-01 | 1981-01-01 | 1993-12-16 | Petroleum | On road diesel | On road diesel |  | Steel | Steel |  | Painted or None | Steel |  | 1901-01-01 | [15 empty] | UST Currently In Use: 0; UST Temp Close: 0; AST Currently In Use: 0; AST Temp Closed: 0 | 0 | 0 | 1 | 14078-021-009382 | REYNOLDS TRUCKING CO
26446 | Permanently Closed | 1901-01-01 | 1972-01-01 | 1988-10-20 | Petroleum | Unleaded gasoline | Unleaded gasoline |  | Steel | Steel |  | Painted or None | Steel |  | 1901-01-01 | [15 empty] | UST Currently In Use: 0; UST Temp Close: 0; AST Currently In Use: 0; AST Temp Closed: 0 | 0 | 0 | 1 | 14079-003-003553 | RFS INC DBA ROBERTSDALE FRED STORE
26447 | Permanently Closed | 1987-08-01 | 1972-01-01 | 1987-08-01 | Hazardous Substance |  |  |  | Steel | Steel |  | Painted or None |  |  | 1901-01-01 | [15 empty] | UST Currently In Use: 0; UST Temp Close: 0; AST Currently In Use: 0; AST Temp Closed: 0 | 0 | 0 | 6 | 14080-101-000362 | RHEEM MANUFACTURING CO
26448 | Permanently Closed | 1987-08-01 | 1972-01-01 | 1987-08-01 | Hazardous Substance |  |  |  | Steel | Steel |  | Painted or None |  |  | 1901-01-01 | [15 empty] | UST Currently In Use: 0; UST Temp Close: 0; AST Currently In Use: 0; AST Temp Closed: 0 | 0 | 0 | 6 | 14080-101-000362 | RHEEM MANUFACTURING CO
26449 | Permanently Closed | 1987-08-01 | 1972-01-01 | 1987-08-01 | Hazardous Substance |  |  |  | Steel | Steel |  | Painted or None |  |  | 1901-01-01 | [15 empty] | UST Currently In Use: 0; UST Temp Close: 0; AST Currently In Use: 0; AST Temp Closed: 0 | 0 | 0 | 6 | 14080-101-000362 | RHEEM MANUFACTURING CO
26450 | Permanently Closed | 1994-11-02 | 1983-01-01 | 1994-11-09 | Hazardous Substance |  |  | Industrial | Steel | Steel | Coated & cathodic protection (sti-P3), Interior lined (not allowed as a standalone method of corrosion protection) |  | Steel |  | 1901-01-01 | [15 empty] | UST Currently In Use: 0; UST Temp Close: 0; AST Currently In Use: 0; AST Temp Closed: 0 | 0 | 0 | 6 | 14080-101-000362 | RHEEM MANUFACTURING CO
26451 | Permanently Closed | 1992-03-09 | 1983-01-01 | 1994-11-09 | Hazardous Substance |  |  | Industrial | Steel | Steel | Coated & cathodic protection (sti-P3), Interior lined (not allowed as a standalone method of corrosion protection) |  | Steel |  | 1901-01-01 | [15 empty] | UST Currently In Use: 0; UST Temp Close: 0; AST Currently In Use: 0; AST Temp Closed: 0 | 0 | 0 | 6 | 14080-101-000362 | RHEEM MANUFACTURING CO
26452 | Permanently Closed | 1994-11-02 | 1983-01-01 | 1994-11-09 | Hazardous Substance |  |  | Industrial | Steel | Steel | Coated & cathodic protection (sti-P3), Interior lined (not allowed as a standalone method of corrosion protection) |  | Steel |  | 1901-01-01 | [15 empty] | UST Currently In Use: 0; UST Temp Close: 0; AST Currently In Use: 0; AST Temp Closed: 0 | 0 | 0 | 6 | 14080-101-000362 | RHEEM MANUFACTURING CO
26453 | Permanently Closed | 1991-09-04 | 1959-01-01 | 1991-09-04 | Petroleum | Unleaded gasoline | Unleaded gasoline |  | Steel | Steel |  | Painted or None | Steel |  | 1901-01-01 | None |  | Flow Rest 90% Full | Flow Rest 90% Full | [8 empty] | Annual line testing | Annual line testing |  | UST Currently In Use: 0; UST Temp Close: 0; AST Currently In Use: 0; AST Temp Closed: 0 | 0 | 0 | 5 | 14082-073-012012 | RICHARD BEARD JR
26454 | Permanently Closed | 1991-09-04 | 1959-01-01 | 1991-09-04 | Petroleum | Unleaded gasoline | Unleaded gasoline |  | Steel | Steel |  | Painted or None | Steel |  | 1901-01-01 | None |  | Flow Rest 90% Full | Flow Rest 90% Full | [8 empty] | Annual line testing | Annual line testing |  | UST Currently In Use: 0; UST Temp Close: 0; AST Currently In Use: 0; AST Temp Closed: 0 | 0 | 0 | 5 | 14082-073-012012 | RICHARD BEARD JR
26455 | Permanently Closed | 1991-09-04 | 1959-01-01 | 1991-09-04 | Petroleum | Unleaded gasoline | Unleaded gasoline |  | Steel | Steel |  | Painted or None | Steel |  | 1901-01-01 | None |  | Flow Rest 90% Full | Flow Rest 90% Full | [8 empty] | Annual line testing | Annual line testing |  | UST Currently In Use: 0; UST Temp Close: 0; AST Currently In Use: 0; AST Temp Closed: 0 | 0 | 0 | 5 | 14082-073-012012 | RICHARD BEARD JR
26456 | Permanently Closed | 1991-09-04 | 1959-01-01 | 1991-09-04 | Petroleum | On road diesel | On road diesel |  | Steel | Steel |  | Painted or None | Steel |  | 1901-01-01 | None |  | Flow Rest 90% Full | Flow Rest 90% Full | [8 empty] | Annual line testing | Annual line testing |  | UST Currently In Use: 0; UST Temp Close: 0; AST Currently In Use: 0; AST Temp Closed: 0 | 0 | 0 | 5 | 14082-073-012012 | RICHARD BEARD JR
26457 | Permanently Closed | 1991-09-04 | 1959-01-01 | 1991-09-04 | Petroleum | Used oil | Used oil |  | Steel | Steel |  | Painted or None | Steel |  | 1901-01-01 | None | [14 empty] | UST Currently In Use: 0; UST Temp Close: 0; AST Currently In Use: 0; AST Temp Closed: 0 | 0 | 0 | 5 | 14082-073-012012 | RICHARD BEARD JR
26458 | Cannot Locate or abandoned | 1998-12-28 | 1983-01-01 |  | Petroleum | Unleaded gasoline | Unleaded gasoline |  | Steel | Steel | Coated & cathodic protection (sti-P3) |  | Steel |  | 1901-01-01 | [15 empty] | UST Currently In Use: 0; UST Temp Close: 0; AST Currently In Use: 1; AST Temp Closed: 0 | 0 | 0 | 0 | 14083-117-012498 | EUGENE CALDWELL
26459 | Cannot Locate or abandoned | 1998-12-28 | 1983-01-01 |  | Petroleum | Unleaded gasoline | Unleaded gasoline |  | Steel | Steel | Coated & cathodic protection (sti-P3) |  | Steel |  | 1901-01-01 | [15 empty] | UST Currently In Use: 0; UST Temp Close: 0; AST Currently In Use: 1; AST Temp Closed: 0 | 0 | 0 | 0 | 14083-117-012498 | EUGENE CALDWELL
26460 | Permanently Closed | 1901-01-01 | 1979-01-01 | 1988-12-01 | Petroleum | Unleaded gasoline | Unleaded gasoline |  | Steel | Steel |  | Painted or None | Steel |  | 1901-01-01 | [15 empty] | UST Currently In Use: 0; UST Temp Close: 0; AST Currently In Use: 0; AST Temp Closed: 0 | 0 | 0 | 3 | 14084-003-006250 | RICHARD E BEALL
26461 | Permanently Closed | 1901-01-01 | 1979-01-01 | 1988-12-01 | Petroleum | Unleaded gasoline | Unleaded gasoline |  | Steel | Steel |  | Painted or None | Steel |  | 1901-01-01 | [15 empty] | UST Currently In Use: 0; UST Temp Close: 0; AST Currently In Use: 0; AST Temp Closed: 0 | 0 | 0 | 3 | 14084-003-006250 | RICHARD E BEALL
26462 | Permanently Closed | 1901-01-01 | 1979-01-01 | 1988-12-01 | Petroleum | On road diesel | On road diesel |  | Steel | Steel |  | Painted or None | Steel |  | 1901-01-01 | [15 empty] | UST Currently In Use: 0; UST Temp Close: 0; AST Currently In Use: 0; AST Temp Closed: 0 | 0 | 0 | 3 | 14084-003-006250 | RICHARD E BEALL
26463 | Permanently Closed | 1901-01-01 | 1983-01-01 | 1988-09-25 | Petroleum | Unleaded gasoline | Unleaded gasoline |  | Steel | Steel | Other, STIP-3 |  | Steel |  | 1901-01-01 | [15 empty] | UST Currently In Use: 0; UST Temp Close: 0; AST Currently In Use: 0; AST Temp Closed: 0 | 0 | 0 | 3 | 14085-023-001634 | RICHARD E JOHNSON INC
26464 | Permanently Closed | 1901-01-01 | 1983-01-01 | 1988-09-25 | Petroleum | Unleaded gasoline | Unleaded gasoline |  | Steel | Steel | Other, STIP-3 |  | Steel |  | 1901-01-01 | [15 empty] | UST Currently In Use: 0; UST Temp Close: 0; AST Currently In Use: 0; AST Temp Closed: 0 | 0 | 0 | 3 | 14085-023-001634 | RICHARD E JOHNSON INC
26465 | Permanently Closed | 1901-01-01 | 1983-01-01 | 1988-09-25 | Petroleum | Unleaded gasoline | Unleaded gasoline |  | Steel | Steel | Other, STIP-3 |  | Steel |  | 1901-01-01 | [15 empty] | UST Currently In Use: 0; UST Temp Close: 0; AST Currently In Use: 0; AST Temp Closed: 0 | 0 | 0 | 3 | 14085-023-001634 | RICHARD E JOHNSON INC
26466 | Permanently Closed | 1996-11-01 | 1984-01-01 | 1999-03-02 | Petroleum | Unleaded gasoline | Unleaded gasoline |  | Steel | Steel |  | Painted or None | Steel |  | 1901-01-01 | [15 empty] | UST Currently In Use: 0; UST Temp Close: 0; AST Currently In Use: 0; AST Temp Closed: 0 | 0 | 0 | 3 | 14085-023-013672 | RICHARD E JOHNSON INC
26467 | Permanently Closed | 1996-11-01 | 1984-01-01 | 1999-03-02 | Petroleum | Unleaded gasoline | Unleaded gasoline |  | Steel | Steel |  | Painted or None | Steel |  | 1901-01-01 | [15 empty] | UST Currently In Use: 0; UST Temp Close: 0; AST Currently In Use: 0; AST Temp Closed: 0 | 0 | 0 | 3 | 14085-023-013672 | RICHARD E JOHNSON INC
26468 | Permanently Closed | 1996-11-01 | 1984-01-01 | 1999-03-02 | Petroleum | Unleaded gasoline | Unleaded gasoline |  | Steel | Steel |  | Painted or None | Steel |  | 1901-01-01 | [15 empty] | UST Currently In Use: 0; UST Temp Close: 0; AST Currently In Use: 0; AST Temp Closed: 0 | 0 | 0 | 3 | 14085-023-013672 | RICHARD E JOHNSON INC
26469 | Retired | 1988-08-08 | 1974-01-01 |  | Petroleum | Unleaded gasoline | Unleaded gasoline |  | Steel | Steel | Other, STEEL |  | Steel |  | 1901-01-01 | [15 empty] | UST Currently In Use: 0; UST Temp Close: 0; AST Currently In Use: 0; AST Temp Closed: 0 | 0 | 0 | 0 | 14085-025-001635 | RICHARD E JOHNSON INC
26470 | Retired | 1988-08-08 | 1974-01-01 |  | Petroleum | Unleaded gasoline | Unleaded gasoline |  | Steel | Steel | Other, STEEL |  | Steel |  | 1901-01-01 | [15 empty] | UST Currently In Use: 0; UST Temp Close: 0; AST Currently In Use: 0; AST Temp Closed: 0 | 0 | 0 | 0 | 14085-025-001635 | RICHARD E JOHNSON INC
26471 | Retired | 1988-08-08 | 1974-01-01 |  | Petroleum | On road diesel | On road diesel |  | Steel | Steel | Other, STEEL |  | Steel |  | 1901-01-01 | [15 empty] | UST Currently In Use: 0; UST Temp Close: 0; AST Currently In Use: 0; AST Temp Closed: 0 | 0 | 0 | 0 | 14085-025-001635 | RICHARD E JOHNSON INC
26472 | Permanently Closed | 1901-01-01 | 1979-01-01 | 1987-07-01 | Petroleum | Unleaded gasoline | Unleaded gasoline | [7 empty] | 1901-01-01 | [15 empty] | UST Currently In Use: 0; UST Temp Close: 0; AST Currently In Use: 0; AST Temp Closed: 0 | 0 | 0 | 2 | 14086-073-007332 | RICHARD MANN C/O BRENTWOOD PROP
26473 | Permanently Closed | 1901-01-01 | 1901-01-01 | 1987-07-01 | Petroleum | Other, EMPTY | Other | [7 empty] | 1901-01-01 | [15 empty] | UST Currently In Use: 0; UST Temp Close: 0; AST Currently In Use: 0; AST Temp Closed: 0 | 0 | 0 | 2 | 14086-073-007332 | RICHARD MANN C/O BRENTWOOD PROP
26474 | Retired | 1950-01-01 | 1901-01-01 |  | Petroleum | Unleaded gasoline | Unleaded gasoline | [5 empty] | Steel |  | 1901-01-01 | [15 empty] | UST Currently In Use: 0; UST Temp Close: 0; AST Currently In Use: 0; AST Temp Closed: 0 | 0 | 0 | 0 | 14087-077-009678 | RICHARD OLIVE
26475 | Currently in Use |  | 1988-05-04 |  | Petroleum | Unleaded gasoline | Unleaded gasoline | Retail | Steel | Steel | Coated & cathodic protection (sti-P3) |  | Fiberglass reinforced plastic |  |  | Other, FLXS ISOLA | Catchment Basin, Single walled catchment basin | Automatic shutoff device At 95% full, Flow Rest 90% Full | Flow Rest 90% Full |  |  | Continuous Automatic Tank Gauge |  | Automatic flow restrictor (MLLD) | Automatic flow restrictor (MLLD) |  |  | Annual line testing | Annual line testing |  | UST Currently In Use: 4; UST Temp Close: 0; AST Currently In Use: 0; AST Temp Closed: 0 | 4 | 0 | 0 | 14089-081-013186 | RICHARD TERRY
26476 | Currently in Use |  | 1988-05-04 |  | Petroleum | On road diesel | On road diesel | Retail | Steel | Steel | Coated & cathodic protection (sti-P3) |  | Fiberglass reinforced plastic |  |  | Other, FLXS ISOLA | Catchment Basin, Single walled catchment basin | Automatic shutoff device At 95% full, Flow Rest 90% Full | Flow Rest 90% Full |  |  | Continuous Automatic Tank Gauge |  | Automatic flow restrictor (MLLD) | Automatic flow restrictor (MLLD) |  |  | Annual line testing | Annual line testing |  | UST Currently In Use: 4; UST Temp Close: 0; AST Currently In Use: 0; AST Temp Closed: 0 | 4 | 0 | 0 | 14089-081-013186 | RICHARD TERRY
26477 | Currently in Use |  | 1988-05-04 |  | Petroleum | Premium gasoline | Premium gasoline | Retail | Steel | Steel | Coated & cathodic protection (sti-P3) |  | Fiberglass reinforced plastic |  |  | Other, FLXS ISOLA | Catchment Basin, Single walled catchment basin | Automatic shutoff device At 95% full, Flow Rest 90% Full | Flow Rest 90% Full |  |  | Continuous Automatic Tank Gauge |  | Automatic flow restrictor (MLLD) | Automatic flow restrictor (MLLD) |  |  | Annual line testing | Annual line testing |  | UST Currently In Use: 4; UST Temp Close: 0; AST Currently In Use: 0; AST Temp Closed: 0 | 4 | 0 | 0 | 14089-081-013186 | RICHARD TERRY
26478 | Currently in Use |  | 1988-05-04 |  | Petroleum | Other, CONV | Other | Retail | Steel | Steel | Coated & cathodic protection (sti-P3) |  | Fiberglass reinforced plastic |  |  | Other, FLXS ISOLA | Catchment Basin, Single walled catchment basin | Automatic shutoff device At 95% full, Flow Rest 90% Full | Flow Rest 90% Full |  |  | Continuous Automatic Tank Gauge | [8 empty] | UST Currently In Use: 4; UST Temp Close: 0; AST Currently In Use: 0; AST Temp Closed: 0 | 4 | 0 | 0 | 14089-081-013186 | RICHARD TERRY
26479 | Retired | 1988-12-22 | 1968-01-01 |  | Petroleum | Unleaded gasoline | Unleaded gasoline |  | Steel | Steel |  | Painted or None | Steel |  | 1901-01-01 | [15 empty] | UST Currently In Use: 0; UST Temp Close: 0; AST Currently In Use: 0; AST Temp Closed: 0 | 0 | 0 | 0 | 14090-069-008424 | RICHARD THARP
26480 | Retired | 1988-12-22 | 1968-01-01 |  | Petroleum | Unleaded gasoline | Unleaded gasoline |  | Steel | Steel |  | Painted or None | Steel |  | 1901-01-01 | [15 empty] | UST Currently In Use: 0; UST Temp Close: 0; AST Currently In Use: 0; AST Temp Closed: 0 | 0 | 0 | 0 | 14090-069-008424 | RICHARD THARP
26481 | Retired | 1988-12-22 | 1968-01-01 |  | Petroleum | Unleaded gasoline | Unleaded gasoline |  | Steel | Steel |  | Painted or None | Steel |  | 1901-01-01 | [15 empty] | UST Currently In Use: 0; UST Temp Close: 0; AST Currently In Use: 0; AST Temp Closed: 0 | 0 | 0 | 0 | 14090-069-008424 | RICHARD THARP
26482 | Permanently Closed | 1995-01-01 | 1981-06-01 | 1998-10-10 | Petroleum | Unleaded gasoline | Unleaded gasoline | Retail | Fiberglass reinforced plastic | Fiberglass reinforced plastic |  |  | Fiberglass reinforced plastic |  | 1901-01-01 | None | Catchment Basin, Single walled catchment basin | [13 empty] | UST Currently In Use: 0; UST Temp Close: 0; AST Currently In Use: 0; AST Temp Closed: 0 | 0 | 0 | 6 | 20172-101-001780 | AIRPORT TRUCK STOP INC
26483 | Permanently Closed | 1995-01-01 | 1981-06-01 | 1998-10-10 | Petroleum | Unleaded gasoline | Unleaded gasoline | Retail | Fiberglass reinforced plastic | Fiberglass reinforced plastic |  |  | Fiberglass reinforced plastic |  | 1901-01-01 | None | Catchment Basin, Single walled catchment basin | [13 empty] | UST Currently In Use: 0; UST Temp Close: 0; AST Currently In Use: 0; AST Temp Closed: 0 | 0 | 0 | 6 | 20172-101-001780 | AIRPORT TRUCK STOP INC
26484 | Permanently Closed | 1995-01-01 | 1981-06-01 | 1998-10-10 | Petroleum | On road diesel | On road diesel | Retail | Fiberglass reinforced plastic | Fiberglass reinforced plastic |  |  | Fiberglass reinforced plastic |  | 1901-01-01 | None | Catchment Basin, Single walled catchment basin | [13 empty] | UST Currently In Use: 0; UST Temp Close: 0; AST Currently In Use: 0; AST Temp Closed: 0 | 0 | 0 | 6 | 20172-101-001780 | AIRPORT TRUCK STOP INC
26485 | Permanently Closed | 1990-08-01 | 1981-06-01 | 1990-08-01 | Petroleum | Other, X | Other |  | Steel | Steel |  |  |  |  | 1901-01-01 | [15 empty] | UST Currently In Use: 0; UST Temp Close: 0; AST Currently In Use: 0; AST Temp Closed: 0 | 0 | 0 | 6 | 20172-101-001780 | AIRPORT TRUCK STOP INC
26486 | Permanently Closed | 1990-08-01 | 1981-06-01 | 1990-08-01 | Petroleum | Other, X | Other |  | Steel | Steel |  |  |  |  | 1901-01-01 | [15 empty] | UST Currently In Use: 0; UST Temp Close: 0; AST Currently In Use: 0; AST Temp Closed: 0 | 0 | 0 | 6 | 20172-101-001780 | AIRPORT TRUCK STOP INC
26487 | Permanently Closed | 1990-08-01 | 1981-06-01 | 1990-08-01 | Petroleum | Other, X | Other |  | Steel | Steel |  |  |  |  | 1901-01-01 | [15 empty] | UST Currently In Use: 0; UST Temp Close: 0; AST Currently In Use: 0; AST Temp Closed: 0 | 0 | 0 | 6 | 20172-101-001780 | AIRPORT TRUCK STOP INC
26488 | Permanently Closed | 1988-05-01 | 1969-01-01 | 1988-05-01 | Petroleum | Unleaded gasoline | Unleaded gasoline |  | Steel | Steel |  | Painted or None | Steel |  | 1901-01-01 | [15 empty] | UST Currently In Use: 0; UST Temp Close: 0; AST Currently In Use: 0; AST Temp Closed: 0 | 0 | 0 | 1 | 14093-021-000322 | RICK BUSH OLDS-BUICK-PONTIAC INC
26492 | Currently in Use |  | 1978-01-01 |  | Petroleum | Unleaded gasoline | Unleaded gasoline | Retail | Single Wall, Steel | Steel | Field installed cathodic protection |  | Single Wall, Steel |  |  | Field installed cathodic protection | Catchment Basin, Single walled catchment basin | Automatic shutoff device At 95% full, Flow Rest 90% Full | Flow Rest 90% Full |  |  | Automatic Tank Gauge |  | Automatic flow restrictor (MLLD) | Automatic flow restrictor (MLLD) |  |  | Annual line testing | Annual line testing |  | UST Currently In Use: 2; UST Temp Close: 1; AST Currently In Use: 0; AST Temp Closed: 0 | 2 | 1 | 0 | 22158-089-010303 | RAHIM OSSOOLI
26493 | Currently in Use |  | 1978-01-01 |  | Petroleum | On road diesel | On road diesel | Retail | Single Wall, Steel | Steel | Field installed cathodic protection |  | Single Wall, Steel |  |  | Field installed cathodic protection | Catchment Basin, Single walled catchment basin | Flow Rest 90% Full | Flow Rest 90% Full |  |  | Automatic Tank Gauge |  | Automatic flow restrictor (MLLD) | Automatic flow restrictor (MLLD) |  |  | Annual line testing | Annual line testing |  | UST Currently In Use: 2; UST Temp Close: 1; AST Currently In Use: 0; AST Temp Closed: 0 | 2 | 1 | 0 | 22158-089-010303 | RAHIM OSSOOLI
26494 | Permanently Closed | 1997-01-13 | 1974-01-01 | 1997-01-14 | Petroleum | Unleaded gasoline | Unleaded gasoline |  | Steel | Steel |  |  | Steel |  | 1901-01-01 | [12 empty] | Annual line testing | Annual line testing |  | UST Currently In Use: 0; UST Temp Close: 0; AST Currently In Use: 0; AST Temp Closed: 0 | 0 | 0 | 2 | 14097-073-002103 | RIDOUTS BROWN SERVICE INC
26495 | Permanently Closed | 1981-02-01 | 1959-01-01 | 1990-10-25 | Petroleum | On road diesel | On road diesel | [5 empty] | Steel |  | 1901-01-01 | [15 empty] | UST Currently In Use: 0; UST Temp Close: 0; AST Currently In Use: 0; AST Temp Closed: 0 | 0 | 0 | 2 | 14097-073-002103 | RIDOUTS BROWN SERVICE INC
26496 | Permanently Closed | 1991-10-15 | 1972-01-01 | 1991-10-15 | Petroleum | Unleaded gasoline | Unleaded gasoline |  | Steel | Steel |  |  | Steel |  | 1901-01-01 | [15 empty] | UST Currently In Use: 0; UST Temp Close: 0; AST Currently In Use: 0; AST Temp Closed: 0 | 0 | 0 | 1 | 14097-073-002104 | RIDOUTS BROWN SERVICE INC
26497 | Permanently Closed | 1995-09-08 | 1988-01-01 | 1995-10-23 | Petroleum | Unleaded gasoline | Unleaded gasoline | Bulk facility | Steel | Steel | Coated & cathodic protection (sti-P3) |  | Steel |  | 1901-01-01 | Field installed cathodic protection | [11 empty] | Annual line testing | Annual line testing |  | UST Currently In Use: 0; UST Temp Close: 0; AST Currently In Use: 0; AST Temp Closed: 0 | 0 | 0 | 1 | 14097-101-013654 | RIDOUTS BROWN SERVICE INC
26498 | Permanently Closed | 1998-04-02 | 1982-01-01 | 1998-04-02 | Petroleum | Unleaded gasoline | Unleaded gasoline | Retail | Steel | Steel | Coated & cathodic protection (sti-P3) |  | Steel |  | 1901-01-01 | [15 empty] | UST Currently In Use: 0; UST Temp Close: 0; AST Currently In Use: 0; AST Temp Closed: 0 | 0 | 0 | 5 | 14098-081-000523 | RILEY F DANIEL
26499 | Permanently Closed | 1998-04-02 | 1982-01-01 | 1998-04-02 | Petroleum | Unleaded gasoline | Unleaded gasoline | Retail | Steel | Steel | Coated & cathodic protection (sti-P3) |  | Steel |  | 1901-01-01 | [15 empty] | UST Currently In Use: 0; UST Temp Close: 0; AST Currently In Use: 0; AST Temp Closed: 0 | 0 | 0 | 5 | 14098-081-000523 | RILEY F DANIEL
26500 | Permanently Closed | 1998-04-02 | 1982-01-01 | 1998-04-02 | Petroleum | On road diesel | On road diesel | Retail | Steel | Steel | Coated & cathodic protection (sti-P3) |  | Steel |  | 1901-01-01 | [15 empty] | UST Currently In Use: 0; UST Temp Close: 0; AST Currently In Use: 0; AST Temp Closed: 0 | 0 | 0 | 5 | 14098-081-000523 | RILEY F DANIEL
26501 | Permanently Closed | 1998-04-02 | 1983-01-01 | 1998-04-02 | Petroleum | Unleaded gasoline | Unleaded gasoline | Retail | Steel | Steel | Coated & cathodic protection (sti-P3) |  | Steel |  | 1901-01-01 | [15 empty] | UST Currently In Use: 0; UST Temp Close: 0; AST Currently In Use: 0; AST Temp Closed: 0 | 0 | 0 | 5 | 14098-081-000523 | RILEY F DANIEL
26502 | Permanently Closed | 1998-04-02 | 1983-01-01 | 1998-04-02 | Petroleum | Unleaded gasoline | Unleaded gasoline | Retail | Steel | Steel | Coated & cathodic protection (sti-P3) |  | Steel |  | 1901-01-01 | [15 empty] | UST Currently In Use: 0; UST Temp Close: 0; AST Currently In Use: 0; AST Temp Closed: 0 | 0 | 0 | 5 | 14098-081-000523 | RILEY F DANIEL
26503 | Permanently Closed | 1990-09-27 | 1959-01-01 | 1990-09-27 | Petroleum | Unleaded gasoline | Unleaded gasoline | [7 empty] | 1901-01-01 | [15 empty] | UST Currently In Use: 0; UST Temp Close: 0; AST Currently In Use: 0; AST Temp Closed: 0 | 0 | 0 | 2 | 14099-097-000424 | RILEY STUART SUPPLY
26504 | Permanently Closed | 1985-01-01 | 1973-01-01 | 1988-10-31 | Petroleum | On road diesel | On road diesel |  | Steel | Steel |  | Painted or None | Steel |  | 1901-01-01 | [15 empty] | UST Currently In Use: 0; UST Temp Close: 0; AST Currently In Use: 0; AST Temp Closed: 0 | 0 | 0 | 2 | 14100-001-007044 | ROY HODGES
26505 | Permanently Closed | 1985-01-01 | 1973-01-01 | 1988-10-31 | Petroleum | Unleaded gasoline | Unleaded gasoline |  | Steel | Steel |  | Painted or None | Steel |  | 1901-01-01 | [15 empty] | UST Currently In Use: 0; UST Temp Close: 0; AST Currently In Use: 0; AST Temp Closed: 0 | 0 | 0 | 2 | 14100-001-007044 | ROY HODGES
26506 | Permanently Closed | 1987-10-01 | 1975-01-01 | 1988-11-01 | Petroleum | Unleaded gasoline | Unleaded gasoline |  | Steel | Steel |  |  | Steel |  | 1901-01-01 | [15 empty] | UST Currently In Use: 0; UST Temp Close: 0; AST Currently In Use: 0; AST Temp Closed: 0 | 0 | 0 | 3 | 14101-095-008269 | RIVER BEND MARINA INC
26507 | Permanently Closed | 1987-10-01 | 1975-01-01 | 1988-11-01 | Petroleum | Unleaded gasoline | Unleaded gasoline |  | Steel | Steel |  |  | Steel |  | 1901-01-01 | [15 empty] | UST Currently In Use: 0; UST Temp Close: 0; AST Currently In Use: 0; AST Temp Closed: 0 | 0 | 0 | 3 | 14101-095-008269 | RIVER BEND MARINA INC
26508 | Permanently Closed | 1987-10-01 | 1975-01-01 | 1988-11-01 | Petroleum | Unleaded gasoline | Unleaded gasoline |  | Steel | Steel |  |  | Steel |  | 1901-01-01 | [15 empty] | UST Currently In Use: 0; UST Temp Close: 0; AST Currently In Use: 0; AST Temp Closed: 0 | 0 | 0 | 3 | 14101-095-008269 | RIVER BEND MARINA INC
26509 | Permanently Closed | 2009-12-01 | 1977-01-01 | 2021-10-06 | Petroleum | Unleaded gasoline | Unleaded gasoline | Retail | Steel | Steel | Field installed cathodic protection |  | Steel |  |  | Field installed cathodic protection | Catchment Basin, Single walled catchment basin | Automatic shutoff device At 95% full | Automatic shutoff device At 95% full |  |  | Statistical Inventory Reconciliation (SIR) | [8 empty] | UST Currently In Use: 0; UST Temp Close: 0; AST Currently In Use: 0; AST Temp Closed: 0 | 0 | 0 | 5 | 26010-003-001420 | RIVERPARK ENTERPRISES LLC
26510 | Permanently Closed | 2006-10-01 | 1977-01-01 | 2021-10-06 | Petroleum | Mid-grade gasoline | Mid-grade gasoline | Retail | Steel | Steel | Field installed cathodic protection |  | Steel |  |  | Field installed cathodic protection | Catchment Basin, Single walled catchment basin | Automatic shutoff device At 95% full | Automatic shutoff device At 95% full |  |  | Statistical Inventory Reconciliation (SIR) | [8 empty] | UST Currently In Use: 0; UST Temp Close: 0; AST Currently In Use: 0; AST Temp Closed: 0 | 0 | 0 | 5 | 26010-003-001420 | RIVERPARK ENTERPRISES LLC
26511 | Permanently Closed | 2009-12-01 | 1974-01-01 | 2021-10-06 | Petroleum | On road diesel | On road diesel | Retail | Steel | Steel | Field installed cathodic protection |  | Steel |  |  | Field installed cathodic protection | Catchment Basin, Single walled catchment basin | Automatic shutoff device At 95% full | Automatic shutoff device At 95% full |  |  | Statistical Inventory Reconciliation (SIR) | [8 empty] | UST Currently In Use: 0; UST Temp Close: 0; AST Currently In Use: 0; AST Temp Closed: 0 | 0 | 0 | 5 | 26010-003-001420 | RIVERPARK ENTERPRISES LLC
26512 | Permanently Closed | 2006-10-01 | 1974-01-01 | 2021-10-06 | Petroleum | Premium gasoline | Premium gasoline | Retail | Steel | Steel | Field installed cathodic protection |  | Steel |  |  | Field installed cathodic protection | Catchment Basin, Single walled catchment basin | Automatic shutoff device At 95% full | Automatic shutoff device At 95% full |  |  | Statistical Inventory Reconciliation (SIR) | [8 empty] | UST Currently In Use: 0; UST Temp Close: 0; AST Currently In Use: 0; AST Temp Closed: 0 | 0 | 0 | 5 | 26010-003-001420 | RIVERPARK ENTERPRISES LLC
26513 | Permanently Closed | 1988-12-01 | 1974-01-01 | 1988-12-01 | Petroleum | Unleaded gasoline | Unleaded gasoline |  | Steel | Steel |  |  | Steel |  | 1901-01-01 | [15 empty] | UST Currently In Use: 0; UST Temp Close: 0; AST Currently In Use: 0; AST Temp Closed: 0 | 0 | 0 | 5 | 26010-003-001420 | RIVERPARK ENTERPRISES LLC
26514 | Permanently Closed | 1997-11-26 | 1974-01-01 | 2001-09-13 | Petroleum | Unleaded gasoline | Unleaded gasoline |  | Steel | Steel |  | Painted or None | Steel |  | 1901-01-01 | [15 empty] | UST Currently In Use: 0; UST Temp Close: 0; AST Currently In Use: 0; AST Temp Closed: 0 | 0 | 0 | 3 | 14103-003-001017 | RIVER PARK MARINA
26515 | Permanently Closed | 2000-12-22 | 1974-01-01 | 2001-09-13 | Petroleum | Unleaded gasoline | Unleaded gasoline |  | Steel | Steel |  | Painted or None | Steel |  | 1901-01-01 | [15 empty] | UST Currently In Use: 0; UST Temp Close: 0; AST Currently In Use: 0; AST Temp Closed: 0 | 0 | 0 | 3 | 14103-003-001017 | RIVER PARK MARINA
26516 | Permanently Closed | 2000-12-22 | 1974-01-01 | 2001-09-13 | Petroleum | Unleaded gasoline | Unleaded gasoline |  | Steel | Steel |  | Painted or None | Steel |  | 1901-01-01 | [15 empty] | UST Currently In Use: 0; UST Temp Close: 0; AST Currently In Use: 0; AST Temp Closed: 0 | 0 | 0 | 3 | 14103-003-001017 | RIVER PARK MARINA
26517 | Permanently Closed | 2019-08-01 | 1977-01-01 | 2019-08-13 | Petroleum | Unleaded gasoline | Unleaded gasoline | Retail | Single Wall, Steel | Steel | Field installed cathodic protection |  | Single Wall, Steel |  |  | Field installed cathodic protection | Catchment Basin, Single walled catchment basin | Automatic shutoff device At 95% full | Automatic shutoff device At 95% full |  |  | Continuous Automatic Tank Gauge |  | Automatic flow restrictor (MLLD) | Automatic flow restrictor (MLLD) |  |  | Annual line testing | Annual line testing |  | UST Currently In Use: 3; UST Temp Close: 0; AST Currently In Use: 0; AST Temp Closed: 0 | 3 | 0 | 4 | 13526-073-001907 | MOORE OIL COMPANY, INC.
26518 | Permanently Closed | 2019-08-01 | 1977-01-01 | 2019-08-13 | Petroleum | Mid-grade gasoline | Mid-grade gasoline | Retail | Single Wall, Steel | Steel | Field installed cathodic protection |  | Single Wall, Steel |  |  | Field installed cathodic protection | Catchment Basin, Single walled catchment basin | Automatic shutoff device At 95% full | Automatic shutoff device At 95% full |  |  | Continuous Automatic Tank Gauge |  | Automatic flow restrictor (MLLD) | Automatic flow restrictor (MLLD) |  |  | Annual line testing | Annual line testing |  | UST Currently In Use: 3; UST Temp Close: 0; AST Currently In Use: 0; AST Temp Closed: 0 | 3 | 0 | 4 | 13526-073-001907 | MOORE OIL COMPANY, INC.
26519 | Permanently Closed | 2019-08-01 | 1977-01-01 | 2019-08-13 | Petroleum | Premium gasoline | Premium gasoline | Retail | Single Wall, Steel | Steel | Field installed cathodic protection |  | Single Wall, Steel |  |  | Field installed cathodic protection | Catchment Basin, Single walled catchment basin | Automatic shutoff device At 95% full | Automatic shutoff device At 95% full |  |  | Continuous Automatic Tank Gauge |  | Automatic flow restrictor (MLLD) | Automatic flow restrictor (MLLD) |  |  | Annual line testing | Annual line testing |  | UST Currently In Use: 3; UST Temp Close: 0; AST Currently In Use: 0; AST Temp Closed: 0 | 3 | 0 | 4 | 13526-073-001907 | MOORE OIL COMPANY, INC.
26520 | Permanently Closed | 2017-03-27 | 1977-01-01 | 2019-08-13 | Petroleum | On road diesel | On road diesel | Retail | Single Wall, Steel | Steel | Field installed cathodic protection |  | Single Wall, Steel |  |  | Field installed cathodic protection | Catchment Basin, Single walled catchment basin | Automatic shutoff device At 95% full | Automatic shutoff device At 95% full |  |  | Continuous Automatic Tank Gauge |  | Automatic flow restrictor (MLLD) | Automatic flow restrictor (MLLD) |  |  | Annual line testing | Annual line testing |  | UST Currently In Use: 3; UST Temp Close: 0; AST Currently In Use: 0; AST Temp Closed: 0 | 3 | 0 | 4 | 13526-073-001907 | MOORE OIL COMPANY, INC.
26521 | Permanently Closed | 2022-10-10 | 1978-01-01 | 2022-10-10 | Petroleum | Unleaded gasoline | Unleaded gasoline | Retail | Fiberglass reinforced plastic | Fiberglass reinforced plastic |  |  | Fiberglass reinforced plastic |  | 1901-01-01 |  | Catchment Basin, Single walled catchment basin | Automatic shutoff device At 95% full | Automatic shutoff device At 95% full |  |  | Continuous Automatic Tank Gauge |  | Automatic flow restrictor (MLLD) | Automatic flow restrictor (MLLD) | Interstitial Monitoring within Secondary Containment |  | Annual line testing, Continuous alarm system | Continuous alarm system |  | UST Currently In Use: 0; UST Temp Close: 0; AST Currently In Use: 0; AST Temp Closed: 0 | 0 | 0 | 4 | 13526-117-011848 | MOORE OIL COMPANY, INC.
26522 | Permanently Closed | 2022-10-10 | 1978-01-01 | 2022-10-10 | Petroleum | Mid-grade gasoline | Mid-grade gasoline | Retail | Fiberglass reinforced plastic | Fiberglass reinforced plastic |  |  | Fiberglass reinforced plastic |  | 1901-01-01 |  | Catchment Basin, Single walled catchment basin | Automatic shutoff device At 95% full | Automatic shutoff device At 95% full |  |  | Continuous Automatic Tank Gauge |  | Automatic flow restrictor (MLLD) | Automatic flow restrictor (MLLD) | Interstitial Monitoring within Secondary Containment |  | Annual line testing, Continuous alarm system | Continuous alarm system |  | UST Currently In Use: 0; UST Temp Close: 0; AST Currently In Use: 0; AST Temp Closed: 0 | 0 | 0 | 4 | 13526-117-011848 | MOORE OIL COMPANY, INC.
26523 | Permanently Closed | 2022-10-10 | 1978-01-01 | 2022-10-10 | Petroleum | On road diesel | On road diesel | Retail | Fiberglass reinforced plastic | Fiberglass reinforced plastic |  |  | Fiberglass reinforced plastic |  | 1901-01-01 |  | Catchment Basin, Single walled catchment basin | Flow Rest 90% Full | Flow Rest 90% Full |  |  | Continuous Automatic Tank Gauge |  | Automatic flow restrictor (MLLD) | Automatic flow restrictor (MLLD) | Interstitial Monitoring within Secondary Containment |  | Annual line testing, Continuous alarm system | Continuous alarm system |  | UST Currently In Use: 0; UST Temp Close: 0; AST Currently In Use: 0; AST Temp Closed: 0 | 0 | 0 | 4 | 13526-117-011848 | MOORE OIL COMPANY, INC.
26524 | Permanently Closed | 2022-10-10 | 1978-01-01 | 2022-10-10 | Petroleum | Premium gasoline | Premium gasoline |  | Fiberglass reinforced plastic | Fiberglass reinforced plastic |  |  | Fiberglass reinforced plastic |  | 1901-01-01 |  | Catchment Basin, Single walled catchment basin | Automatic shutoff device At 95% full | Automatic shutoff device At 95% full |  |  | Continuous Automatic Tank Gauge |  | Automatic flow restrictor (MLLD) | Automatic flow restrictor (MLLD) | Interstitial Monitoring within Secondary Containment |  | Annual line testing, Continuous alarm system | Continuous alarm system |  | UST Currently In Use: 0; UST Temp Close: 0; AST Currently In Use: 0; AST Temp Closed: 0 | 0 | 0 | 4 | 13526-117-011848 | MOORE OIL COMPANY, INC.
26525 | Permanently Closed | 1992-12-01 | 1901-01-01 | 1992-12-01 | Petroleum | Unleaded gasoline | Unleaded gasoline |  | Steel | Steel |  |  |  |  | 1901-01-01 | [15 empty] | UST Currently In Use: 0; UST Temp Close: 0; AST Currently In Use: 1; AST Temp Closed: 0 | 0 | 0 | 1 | 14105-017-009784 | RIVERSIDE COUNTRY CLUB
26526 | Permanently Closed | 1998-12-01 | 1974-01-01 | 1998-12-01 | Petroleum | Unleaded gasoline | Unleaded gasoline |  | Steel | Steel |  | Painted or None | Steel |  | 1901-01-01 | [6 empty] | Statistical Inventory Reconciliation (SIR) | [5 empty] | Annual line testing | Annual line testing |  | UST Currently In Use: 0; UST Temp Close: 0; AST Currently In Use: 3; AST Temp Closed: 1 | 0 | 0 | 5 | 25237-115-001105 | ALLIED MINERAL PRODUCTS INC.
26527 | Permanently Closed | 1998-12-01 | 1973-01-01 | 1998-12-01 | Petroleum | On road diesel | On road diesel |  | Steel | Steel |  | Painted or None | Steel |  | 1901-01-01 | [6 empty] | Statistical Inventory Reconciliation (SIR) | [5 empty] | Annual line testing | Annual line testing |  | UST Currently In Use: 0; UST Temp Close: 0; AST Currently In Use: 3; AST Temp Closed: 1 | 0 | 0 | 5 | 25237-115-001105 | ALLIED MINERAL PRODUCTS INC.
26528 | Permanently Closed | 1998-12-01 | 1976-01-01 | 1998-12-01 | Hazardous Substance |  |  |  | Steel | Steel |  | Painted or None | Steel |  | 1901-01-01 | [6 empty] | Statistical Inventory Reconciliation (SIR) | [8 empty] | UST Currently In Use: 0; UST Temp Close: 0; AST Currently In Use: 3; AST Temp Closed: 1 | 0 | 0 | 5 | 25237-115-001105 | ALLIED MINERAL PRODUCTS INC.
26529 | Permanently Closed | 1998-12-01 | 1980-01-01 | 1998-12-01 | Hazardous Substance | Other, PHOSPHORUS | Other |  | Fiberglass reinforced plastic | Fiberglass reinforced plastic |  |  | Other, PVC |  | 1901-01-01 | [6 empty] | Statistical Inventory Reconciliation (SIR) | [8 empty] | UST Currently In Use: 0; UST Temp Close: 0; AST Currently In Use: 3; AST Temp Closed: 1 | 0 | 0 | 5 | 25237-115-001105 | ALLIED MINERAL PRODUCTS INC.
26530 | Permanently Closed | 1993-02-26 | 1963-01-01 | 1998-12-01 | Petroleum | Other, OTHER | Other |  | Steel | Steel |  | Painted or None | Steel |  | 1901-01-01 | [6 empty] | Manual Tank Gauging (only tanks 1000 gal. or less and 48” or 64” in diameter) | [8 empty] | UST Currently In Use: 0; UST Temp Close: 0; AST Currently In Use: 3; AST Temp Closed: 1 | 0 | 0 | 5 | 25237-115-001105 | ALLIED MINERAL PRODUCTS INC.
26531 | Permanently Closed | 1901-01-01 | 1901-01-01 |  | Petroleum | Unleaded gasoline | Unleaded gasoline |  | Steel | Steel |  |  | Steel |  | 1901-01-01 | [15 empty] | UST Currently In Use: 0; UST Temp Close: 0; AST Currently In Use: 0; AST Temp Closed: 0 | 0 | 0 | 1 | 14107-101-000554 | TERRA INTERNATIONAL INC
26532 | Permanently Closed | 1986-04-01 | 1978-01-01 | 1986-04-01 | Petroleum | Unleaded gasoline | Unleaded gasoline |  | Steel | Steel |  | Painted or None | Steel |  | 1901-01-01 | [15 empty] | UST Currently In Use: 0; UST Temp Close: 0; AST Currently In Use: 0; AST Temp Closed: 0 | 0 | 0 | 2 | 14108-073-001657 | RIVES CONSTRUCTION CO
26533 | Permanently Closed | 1986-04-01 | 1979-01-01 | 1986-04-01 | Petroleum | Unleaded gasoline | Unleaded gasoline |  | Steel | Steel |  | Painted or None | Steel |  | 1901-01-01 | [15 empty] | UST Currently In Use: 0; UST Temp Close: 0; AST Currently In Use: 0; AST Temp Closed: 0 | 0 | 0 | 2 | 14108-073-001657 | RIVES CONSTRUCTION CO
26534 | Permanently Closed | 2013-02-22 | 1980-06-24 | 2013-02-22 | Petroleum | Unleaded gasoline | Unleaded gasoline | Industrial, Local Government | Steel | Steel | Field installed cathodic protection |  | Fiberglass reinforced plastic |  |  |  | Catchment Basin, Single walled catchment basin | Automatic shutoff device At 95% full | Automatic shutoff device At 95% full |  |  | Continuous Automatic Tank Gauge | [8 empty] | UST Currently In Use: 1; UST Temp Close: 0; AST Currently In Use: 0; AST Temp Closed: 0 | 1 | 0 | 3 | 14109-003-001646 | RIVIERA UTILITIES
26535 | Permanently Closed | 2013-02-22 | 1980-06-24 | 2013-02-22 | Petroleum | On road diesel | On road diesel | Industrial, Local Government | Steel | Steel | Field installed cathodic protection |  | Fiberglass reinforced plastic |  |  |  | Catchment Basin, Single walled catchment basin | Automatic shutoff device At 95% full | Automatic shutoff device At 95% full |  |  | Continuous Automatic Tank Gauge | [8 empty] | UST Currently In Use: 1; UST Temp Close: 0; AST Currently In Use: 0; AST Temp Closed: 0 | 1 | 0 | 3 | 14109-003-001646 | RIVIERA UTILITIES
26536 | Permanently Closed | 2013-02-22 | 1980-06-24 | 2013-02-22 | Petroleum | On road diesel | On road diesel | Industrial, Local Government | Steel | Steel | Field installed cathodic protection |  | Fiberglass reinforced plastic |  |  |  | Catchment Basin, Single walled catchment basin | Automatic shutoff device At 95% full | Automatic shutoff device At 95% full |  |  | Continuous Automatic Tank Gauge | [8 empty] | UST Currently In Use: 1; UST Temp Close: 0; AST Currently In Use: 0; AST Temp Closed: 0 | 1 | 0 | 3 | 14109-003-001646 | RIVIERA UTILITIES
26537 | Permanently Closed | 2013-03-27 | 1980-07-01 | 2013-03-27 | Petroleum | Unleaded gasoline | Unleaded gasoline | Industrial, Local Government | Steel | Steel | Coated & cathodic protection (sti-P3), Field installed cathodic protection |  | Flexible |  |  |  | Catchment Basin, Single walled catchment basin | Automatic shutoff device At 95% full | Automatic shutoff device At 95% full |  |  | Continuous Automatic Tank Gauge | [8 empty] | UST Currently In Use: 1; UST Temp Close: 0; AST Currently In Use: 0; AST Temp Closed: 0 | 1 | 0 | 3 | 14109-003-001647 | RIVIERA UTILITIES
26538 | Permanently Closed | 2013-03-27 | 1980-07-01 | 2013-03-27 | Petroleum | On road diesel | On road diesel | Industrial, Local Government | Steel | Steel | Coated & cathodic protection (sti-P3), Field installed cathodic protection |  | Flexible |  |  |  | Catchment Basin, Single walled catchment basin | Automatic shutoff device At 95% full | Automatic shutoff device At 95% full |  |  | Continuous Automatic Tank Gauge | [8 empty] | UST Currently In Use: 1; UST Temp Close: 0; AST Currently In Use: 0; AST Temp Closed: 0 | 1 | 0 | 3 | 14109-003-001647 | RIVIERA UTILITIES
26539 | Permanently Closed | 2013-03-27 | 1980-07-01 | 2013-03-27 | Petroleum | On road diesel | On road diesel | Industrial, Local Government | Steel | Steel | Coated & cathodic protection (sti-P3), Field installed cathodic protection |  | Flexible |  |  |  | Catchment Basin, Single walled catchment basin | Automatic shutoff device At 95% full | Automatic shutoff device At 95% full |  |  | Continuous Automatic Tank Gauge | [8 empty] | UST Currently In Use: 1; UST Temp Close: 0; AST Currently In Use: 0; AST Temp Closed: 0 | 1 | 0 | 3 | 14109-003-001647 | RIVIERA UTILITIES
26542 | Permanently Closed | 1993-09-21 | 1984-06-01 | 1994-07-28 | Petroleum | On road diesel | On road diesel |  | Steel | Steel |  |  |  |  | 1901-01-01 | [15 empty] | UST Currently In Use: 0; UST Temp Close: 0; AST Currently In Use: 0; AST Temp Closed: 0 | 0 | 0 | 1 | 14111-069-005993 | ROADWAY EXPRESS INC
26543 | Permanently Closed | 1991-01-16 | 1961-01-01 | 1992-04-10 | Petroleum | Unleaded gasoline | Unleaded gasoline |  | Steel | Steel |  |  |  |  | 1901-01-01 | [15 empty] | UST Currently In Use: 0; UST Temp Close: 0; AST Currently In Use: 1; AST Temp Closed: 0 | 0 | 0 | 6 | 24500-073-005991 | YRC INC DBA YRC FREIGHT
26544 | Permanently Closed | 1991-01-16 | 1961-01-01 | 1992-04-10 | Petroleum | Unleaded gasoline | Unleaded gasoline |  | Steel | Steel |  |  |  |  | 1901-01-01 | [15 empty] | UST Currently In Use: 0; UST Temp Close: 0; AST Currently In Use: 1; AST Temp Closed: 0 | 0 | 0 | 6 | 24500-073-005991 | YRC INC DBA YRC FREIGHT
26545 | Permanently Closed | 1992-04-10 | 1971-01-01 | 1992-04-10 | Petroleum | On road diesel | On road diesel |  | Steel | Steel |  |  |  |  | 1901-01-01 | [15 empty] | UST Currently In Use: 0; UST Temp Close: 0; AST Currently In Use: 1; AST Temp Closed: 0 | 0 | 0 | 6 | 24500-073-005991 | YRC INC DBA YRC FREIGHT
26546 | Permanently Closed | 1992-04-10 | 1968-01-01 | 1992-04-10 | Petroleum | On road diesel | On road diesel |  | Steel | Steel |  |  |  |  | 1901-01-01 | [15 empty] | UST Currently In Use: 0; UST Temp Close: 0; AST Currently In Use: 1; AST Temp Closed: 0 | 0 | 0 | 6 | 24500-073-005991 | YRC INC DBA YRC FREIGHT
26547 | Permanently Closed | 1993-04-01 | 1975-10-01 | 1994-05-18 | Petroleum | On road diesel | On road diesel | Bulk facility | Steel | Steel |  | Painted or None | Steel, BITUMASTIC |  | 1901-01-01 | [15 empty] | UST Currently In Use: 0; UST Temp Close: 0; AST Currently In Use: 0; AST Temp Closed: 0 | 0 | 0 | 1 | 14111-089-005995 | ROADWAY EXPRESS INC
26548 | Permanently Closed | 1992-04-11 | 1968-01-01 | 1992-04-11 | Petroleum | Unleaded gasoline | Unleaded gasoline |  | Steel | Steel |  |  |  |  | 1901-01-01 | [15 empty] | UST Currently In Use: 0; UST Temp Close: 0; AST Currently In Use: 0; AST Temp Closed: 0 | 0 | 0 | 2 | 14111-097-005996 | ROADWAY EXPRESS INC
26549 | Permanently Closed | 1992-04-11 | 1968-01-01 | 1992-04-11 | Petroleum | On road diesel | On road diesel |  | Steel | Steel |  |  |  |  | 1901-01-01 | [15 empty] | UST Currently In Use: 0; UST Temp Close: 0; AST Currently In Use: 0; AST Temp Closed: 0 | 0 | 0 | 2 | 14111-097-005996 | ROADWAY EXPRESS INC
26550 | Permanently Closed | 1993-11-01 | 1972-01-01 | 1994-07-30 | Petroleum | On road diesel | On road diesel |  | Steel | Steel |  |  |  |  | 1901-01-01 | [15 empty] | UST Currently In Use: 0; UST Temp Close: 0; AST Currently In Use: 0; AST Temp Closed: 0 | 0 | 0 | 1 | 14111-101-005997 | ROADWAY EXPRESS INC
26551 | Permanently Closed | 1993-11-01 | 1975-12-01 | 1994-05-17 | Petroleum | On road diesel | On road diesel |  | Steel | Steel |  |  |  |  | 1901-01-01 | None | [14 empty] | UST Currently In Use: 0; UST Temp Close: 0; AST Currently In Use: 0; AST Temp Closed: 0 | 0 | 0 | 1 | 14111-103-005992 | ROADWAY EXPRESS INC
26552 | Permanently Closed | 1993-11-01 | 1980-01-01 | 1994-08-02 | Petroleum | On road diesel | On road diesel | Retail | Steel | Steel |  | Painted or None | Steel |  | 1901-01-01 | [15 empty] | UST Currently In Use: 0; UST Temp Close: 0; AST Currently In Use: 0; AST Temp Closed: 0 | 0 | 0 | 3 | 14111-113-003680 | ROADWAY EXPRESS INC
26553 | Permanently Closed | 1993-11-01 | 1982-05-01 | 1994-08-02 | Petroleum | On road diesel | On road diesel | Retail | Steel | Steel |  | Painted or None | Steel |  | 1901-01-01 | [15 empty] | UST Currently In Use: 0; UST Temp Close: 0; AST Currently In Use: 0; AST Temp Closed: 0 | 0 | 0 | 3 | 14111-113-003680 | ROADWAY EXPRESS INC
26554 | Permanently Closed | 1993-11-01 | 1982-05-01 | 1994-08-02 | Petroleum | On road diesel | On road diesel | Retail | Steel | Steel |  | Painted or None | Steel |  | 1901-01-01 | [15 empty] | UST Currently In Use: 0; UST Temp Close: 0; AST Currently In Use: 0; AST Temp Closed: 0 | 0 | 0 | 3 | 14111-113-003680 | ROADWAY EXPRESS INC
26555 | Permanently Closed | 1992-02-10 | 1966-06-01 | 1992-02-10 | Petroleum | Unleaded gasoline | Unleaded gasoline |  | Steel | Steel |  | Painted or None | Steel |  | 1901-01-01 | [15 empty] | UST Currently In Use: 0; UST Temp Close: 0; AST Currently In Use: 0; AST Temp Closed: 0 | 0 | 0 | 8 | 14113-103-008809 | ROADWAY GAS
26556 | Permanently Closed | 2006-12-07 | 1971-06-01 | 2006-12-07 | Petroleum | Premium gasoline | Premium gasoline | Retail | Steel | Steel | Field installed cathodic protection, Interior lined (not allowed as a standalone method of corrosion protection) |  | Flexible |  | 1901-01-01 | Field installed cathodic protection | Catchment Basin, Single walled catchment basin | Automatic shutoff device At 95% full, Flow Rest 90% Full | Flow Rest 90% Full |  |  | Continuous Automatic Tank Gauge |  |  |  | Interstitial Monitoring within Secondary Containment |  | Continuous alarm system | Continuous alarm system |  | UST Currently In Use: 0; UST Temp Close: 0; AST Currently In Use: 0; AST Temp Closed: 0 | 0 | 0 | 8 | 14113-103-008809 | ROADWAY GAS
26557 | Permanently Closed | 1992-02-10 | 1966-01-01 | 1992-02-10 | Petroleum | On road diesel | On road diesel |  | Steel | Steel |  | Painted or None | Steel |  | 1901-01-01 | [15 empty] | UST Currently In Use: 0; UST Temp Close: 0; AST Currently In Use: 0; AST Temp Closed: 0 | 0 | 0 | 8 | 14113-103-008809 | ROADWAY GAS
26558 | Permanently Closed | 2006-12-07 | 1971-01-01 | 2006-12-07 | Petroleum | Unleaded gasoline | Unleaded gasoline | Retail | Steel | Steel | Field installed cathodic protection, Interior lined (not allowed as a standalone method of corrosion protection) |  | Flexible |  | 1901-01-01 | Field installed cathodic protection | Catchment Basin, Single walled catchment basin | Automatic shutoff device At 95% full, Flow Rest 90% Full | Flow Rest 90% Full |  |  | Continuous Automatic Tank Gauge |  |  |  | Interstitial Monitoring within Secondary Containment |  | Continuous alarm system | Continuous alarm system |  | UST Currently In Use: 0; UST Temp Close: 0; AST Currently In Use: 0; AST Temp Closed: 0 | 0 | 0 | 8 | 14113-103-008809 | ROADWAY GAS
26559 | Permanently Closed | 1988-12-19 | 1971-01-01 | 1988-12-19 | Petroleum | Unleaded gasoline | Unleaded gasoline |  | Steel | Steel |  | Painted or None | Steel |  | 1901-01-01 | [15 empty] | UST Currently In Use: 0; UST Temp Close: 0; AST Currently In Use: 0; AST Temp Closed: 0 | 0 | 0 | 8 | 14113-103-008809 | ROADWAY GAS
26560 | Permanently Closed | 1992-02-10 | 1971-01-01 | 1992-02-10 | Petroleum | Unleaded gasoline | Unleaded gasoline |  | Steel | Steel |  | Painted or None | Steel |  | 1901-01-01 | [15 empty] | UST Currently In Use: 0; UST Temp Close: 0; AST Currently In Use: 0; AST Temp Closed: 0 | 0 | 0 | 8 | 14113-103-008809 | ROADWAY GAS
26561 | Permanently Closed | 1988-12-19 | 1971-01-01 | 1988-12-19 | Petroleum | On road diesel | On road diesel |  | Steel | Steel |  | Painted or None | Steel |  | 1901-01-01 | [15 empty] | UST Currently In Use: 0; UST Temp Close: 0; AST Currently In Use: 0; AST Temp Closed: 0 | 0 | 0 | 8 | 14113-103-008809 | ROADWAY GAS
26562 | Permanently Closed | 1974-08-01 | 1971-01-01 | 1988-12-19 | Petroleum | Other, OTHER | Other |  | Steel | Steel |  | Painted or None | Steel |  | 1901-01-01 | [15 empty] | UST Currently In Use: 0; UST Temp Close: 0; AST Currently In Use: 0; AST Temp Closed: 0 | 0 | 0 | 8 | 14113-103-008809 | ROADWAY GAS
26563 | Permanently Closed | 1901-01-01 | 1979-01-01 | 1988-12-15 | Petroleum | Unleaded gasoline | Unleaded gasoline |  | Steel | Steel | Coated & cathodic protection (sti-P3) |  | Steel |  | 1901-01-01 | [15 empty] | UST Currently In Use: 0; UST Temp Close: 0; AST Currently In Use: 0; AST Temp Closed: 0 | 0 | 0 | 2 | 14114-097-001454 | ROB'T J BAGGETT INC
26564 | Permanently Closed | 1901-01-01 | 1979-01-01 | 1988-12-15 | Petroleum | On road diesel | On road diesel |  | Steel | Steel | Coated & cathodic protection (sti-P3) |  | Steel |  | 1901-01-01 | [15 empty] | UST Currently In Use: 0; UST Temp Close: 0; AST Currently In Use: 0; AST Temp Closed: 0 | 0 | 0 | 2 | 14114-097-001454 | ROB'T J BAGGETT INC
26565 | Permanently Closed | 1998-07-01 | 1969-01-01 | 1999-11-05 | Petroleum | Unleaded gasoline | Unleaded gasoline | Retail | Steel | Steel |  | Painted or None | Steel |  | 1901-01-01 | [15 empty] | UST Currently In Use: 0; UST Temp Close: 3; AST Currently In Use: 0; AST Temp Closed: 0 | 0 | 3 | 3 | 23219-003-003233 | PHILLIP BLACKBURN
26566 | Permanently Closed | 1998-08-01 | 1972-01-01 | 1999-11-05 | Petroleum | Unleaded gasoline | Unleaded gasoline | Retail | Steel | Steel |  | Painted or None | Steel |  | 1901-01-01 | [15 empty] | UST Currently In Use: 0; UST Temp Close: 3; AST Currently In Use: 0; AST Temp Closed: 0 | 0 | 3 | 3 | 23219-003-003233 | PHILLIP BLACKBURN
26567 | Permanently Closed | 1996-01-05 | 1972-01-01 | 1999-11-05 | Petroleum | On road diesel | On road diesel |  | Steel | Steel |  | Painted or None | Steel |  | 1901-01-01 | [15 empty] | UST Currently In Use: 0; UST Temp Close: 3; AST Currently In Use: 0; AST Temp Closed: 0 | 0 | 3 | 3 | 23219-003-003233 | PHILLIP BLACKBURN
26568 | Retired | 1988-12-22 | 1972-01-01 |  | Petroleum | On road diesel | On road diesel |  | Steel | Steel |  | Painted or None | Steel |  | 1901-01-01 | [15 empty] | UST Currently In Use: 0; UST Temp Close: 3; AST Currently In Use: 0; AST Temp Closed: 0 | 0 | 3 | 3 | 23219-003-003233 | PHILLIP BLACKBURN
26569 | Permanently Closed | 1998-04-01 | 1984-03-15 | 1998-05-21 | Petroleum | Unleaded gasoline | Unleaded gasoline | Retail | Steel | Steel |  | Painted or None | Steel |  | 1901-01-01 | [15 empty] | UST Currently In Use: 0; UST Temp Close: 0; AST Currently In Use: 0; AST Temp Closed: 0 | 0 | 0 | 3 | 19542-127-013252 | DAVID ALLRED
26570 | Permanently Closed | 1998-04-01 | 1984-03-15 | 1998-05-21 | Petroleum | Unleaded gasoline | Unleaded gasoline | Retail | Steel | Steel |  | Painted or None | Steel |  | 1901-01-01 | [15 empty] | UST Currently In Use: 0; UST Temp Close: 0; AST Currently In Use: 0; AST Temp Closed: 0 | 0 | 0 | 3 | 19542-127-013252 | DAVID ALLRED
26571 | Permanently Closed | 1998-04-01 | 1984-03-15 | 1998-05-21 | Petroleum | Unleaded gasoline | Unleaded gasoline | Retail | Steel | Steel |  | Painted or None | Steel |  | 1901-01-01 | [15 empty] | UST Currently In Use: 0; UST Temp Close: 0; AST Currently In Use: 0; AST Temp Closed: 0 | 0 | 0 | 3 | 19542-127-013252 | DAVID ALLRED
26572 | Permanently Closed | 1901-01-01 | 1901-01-01 | 2011-11-11 | Petroleum | Unleaded gasoline | Unleaded gasoline |  | Steel | Steel |  | Painted or None | Steel |  | 1901-01-01 | [15 empty] | UST Currently In Use: 0; UST Temp Close: 0; AST Currently In Use: 0; AST Temp Closed: 0 | 0 | 0 | 3 | 14117-073-006880 | ROBERT ARMSTRONG
26573 | Permanently Closed | 1901-01-01 | 1901-01-01 | 2011-11-11 | Petroleum | Unleaded gasoline | Unleaded gasoline |  | Steel | Steel |  | Painted or None | Steel |  | 1901-01-01 | [15 empty] | UST Currently In Use: 0; UST Temp Close: 0; AST Currently In Use: 0; AST Temp Closed: 0 | 0 | 0 | 3 | 14117-073-006880 | ROBERT ARMSTRONG
26574 | Permanently Closed | 1901-01-01 | 1901-01-01 | 2011-11-11 | Petroleum | Unleaded gasoline | Unleaded gasoline |  | Steel | Steel |  | Painted or None | Steel |  | 1901-01-01 | [15 empty] | UST Currently In Use: 0; UST Temp Close: 0; AST Currently In Use: 0; AST Temp Closed: 0 | 0 | 0 | 3 | 14117-073-006880 | ROBERT ARMSTRONG
26575 | Retired | 1988-08-08 | 1962-01-01 |  | Petroleum | Unleaded gasoline | Unleaded gasoline |  | Steel | Steel |  |  | Steel |  | 1901-01-01 | [15 empty] | UST Currently In Use: 0; UST Temp Close: 0; AST Currently In Use: 0; AST Temp Closed: 0 | 0 | 0 | 0 | 14118-073-000567 | ROBERT BALDWIN
26576 | Retired | 1988-08-08 | 1962-01-01 |  | Petroleum | Unleaded gasoline | Unleaded gasoline |  | Steel | Steel |  |  | Steel |  | 1901-01-01 | [15 empty] | UST Currently In Use: 0; UST Temp Close: 0; AST Currently In Use: 0; AST Temp Closed: 0 | 0 | 0 | 0 | 14118-073-000567 | ROBERT BALDWIN
26577 | Retired | 1988-08-08 | 1962-01-01 |  | Petroleum | Unleaded gasoline | Unleaded gasoline |  | Steel | Steel |  |  | Steel |  | 1901-01-01 | [15 empty] | UST Currently In Use: 0; UST Temp Close: 0; AST Currently In Use: 0; AST Temp Closed: 0 | 0 | 0 | 0 | 14118-073-000567 | ROBERT BALDWIN
26578 | Permanently Closed | 1988-01-01 | 1985-01-01 | 1988-01-01 | Petroleum | Kerosene | Kerosene |  | Fiberglass reinforced plastic | Fiberglass reinforced plastic |  |  | Fiberglass reinforced plastic |  | 1901-01-01 | [15 empty] | UST Currently In Use: 0; UST Temp Close: 0; AST Currently In Use: 0; AST Temp Closed: 0 | 0 | 0 | 1 | 14119-101-009205 | BRASCO PACKAGING,INC
26579 | Permanently Closed | 1901-01-01 | 1958-01-01 | 1988-12-01 | Petroleum | Unleaded gasoline | Unleaded gasoline |  | Steel | Steel |  | Painted or None | Steel |  | 1901-01-01 | [15 empty] | UST Currently In Use: 0; UST Temp Close: 0; AST Currently In Use: 0; AST Temp Closed: 0 | 0 | 0 | 3 | 14121-015-001053 | BRICE THOMAS RADIATER & AIR COND SER
26580 | Permanently Closed | 1901-01-01 | 1958-01-01 | 1988-12-01 | Petroleum | Unleaded gasoline | Unleaded gasoline |  | Steel | Steel |  | Painted or None | Steel |  | 1901-01-01 | [15 empty] | UST Currently In Use: 0; UST Temp Close: 0; AST Currently In Use: 0; AST Temp Closed: 0 | 0 | 0 | 3 | 14121-015-001053 | BRICE THOMAS RADIATER & AIR COND SER
26581 | Permanently Closed | 1986-01-01 | 1960-01-01 | 1988-12-01 | Petroleum | Other, OTHER | Other |  | Steel | Steel |  | Painted or None | Steel |  | 1901-01-01 | [15 empty] | UST Currently In Use: 0; UST Temp Close: 0; AST Currently In Use: 0; AST Temp Closed: 0 | 0 | 0 | 3 | 14121-015-001053 | BRICE THOMAS RADIATER & AIR COND SER
26582 | Retired | 1988-08-08 | 1957-01-01 |  | Petroleum | Unleaded gasoline | Unleaded gasoline | [7 empty] | 1901-01-01 | [15 empty] | UST Currently In Use: 0; UST Temp Close: 0; AST Currently In Use: 0; AST Temp Closed: 0 | 0 | 0 | 0 | 14122-127-000715 | ROBERT DALE WALDEN
26583 | Retired | 1988-08-08 | 1957-01-01 |  | Petroleum | Unleaded gasoline | Unleaded gasoline | [7 empty] | 1901-01-01 | [15 empty] | UST Currently In Use: 0; UST Temp Close: 0; AST Currently In Use: 0; AST Temp Closed: 0 | 0 | 0 | 0 | 14122-127-000715 | ROBERT DALE WALDEN
26584 | Retired | 1988-08-08 | 1957-01-01 |  | Petroleum | Unleaded gasoline | Unleaded gasoline | [7 empty] | 1901-01-01 | [15 empty] | UST Currently In Use: 0; UST Temp Close: 0; AST Currently In Use: 0; AST Temp Closed: 0 | 0 | 0 | 0 | 14122-127-000715 | ROBERT DALE WALDEN
26585 | Permanently Closed | 1901-01-01 | 1969-01-01 | 1990-09-30 | Petroleum | Unleaded gasoline | Unleaded gasoline |  | Steel | Steel |  | Painted or None | Steel |  | 1901-01-01 | [15 empty] | UST Currently In Use: 0; UST Temp Close: 2; AST Currently In Use: 1; AST Temp Closed: 0 | 0 | 2 | 2 | 21725-045-002503 | MARSHALL COLLINS
26586 | Permanently Closed | 1901-01-01 | 1969-01-01 | 1990-09-30 | Petroleum | Unleaded gasoline | Unleaded gasoline |  | Steel | Steel |  | Painted or None | Steel |  | 1901-01-01 | [15 empty] | UST Currently In Use: 0; UST Temp Close: 2; AST Currently In Use: 1; AST Temp Closed: 0 | 0 | 2 | 2 | 21725-045-002503 | MARSHALL COLLINS
26587 | Temporary Closed | 2001-08-29 | 1990-08-21 |  | Petroleum | Unleaded gasoline | Unleaded gasoline |  | Steel | Steel | Coated & cathodic protection (sti-P3) |  | Fiberglass reinforced plastic |  | 1901-01-01 | [6 empty] | Statistical Inventory Reconciliation (SIR) | [8 empty] | UST Currently In Use: 0; UST Temp Close: 2; AST Currently In Use: 1; AST Temp Closed: 0 | 0 | 2 | 2 | 21725-045-002503 | MARSHALL COLLINS
26588 | Temporary Closed | 2001-08-29 | 1990-08-21 |  | Petroleum | Unleaded gasoline | Unleaded gasoline |  | Steel | Steel | Coated & cathodic protection (sti-P3) |  | Fiberglass reinforced plastic |  | 1901-01-01 | [6 empty] | Statistical Inventory Reconciliation (SIR) | [8 empty] | UST Currently In Use: 0; UST Temp Close: 2; AST Currently In Use: 1; AST Temp Closed: 0 | 0 | 2 | 2 | 21725-045-002503 | MARSHALL COLLINS
26589 | Permanently Closed | 1993-11-04 | 1982-01-01 | 1993-12-07 | Petroleum | Unleaded gasoline | Unleaded gasoline |  | Steel | Steel | Coated & cathodic protection (sti-P3) |  | Fiberglass reinforced plastic |  | 1901-01-01 | [15 empty] | UST Currently In Use: 0; UST Temp Close: 0; AST Currently In Use: 0; AST Temp Closed: 0 | 0 | 0 | 4 | 14980-101-004993 | MUTUAL SAVINGS LIFE INS CO
26590 | Permanently Closed | 1993-11-04 | 1982-01-01 | 1993-12-28 | Petroleum | Unleaded gasoline | Unleaded gasoline |  | Steel | Steel | Coated & cathodic protection (sti-P3) |  | Fiberglass reinforced plastic |  | 1901-01-01 | [15 empty] | UST Currently In Use: 0; UST Temp Close: 0; AST Currently In Use: 0; AST Temp Closed: 0 | 0 | 0 | 4 | 14980-101-004993 | MUTUAL SAVINGS LIFE INS CO
26591 | Permanently Closed | 1993-11-04 | 1982-01-01 | 1993-12-07 | Petroleum | Unleaded gasoline | Unleaded gasoline |  | Steel | Steel | Coated & cathodic protection (sti-P3) |  | Fiberglass reinforced plastic |  | 1901-01-01 | [15 empty] | UST Currently In Use: 0; UST Temp Close: 0; AST Currently In Use: 0; AST Temp Closed: 0 | 0 | 0 | 4 | 14980-101-004993 | MUTUAL SAVINGS LIFE INS CO
26592 | Permanently Closed | 1987-11-01 | 1948-01-01 | 1987-11-19 | Petroleum | Unleaded gasoline | Unleaded gasoline |  | Steel | Steel |  | Painted or None | Steel |  | 1901-01-01 | [15 empty] | UST Currently In Use: 0; UST Temp Close: 0; AST Currently In Use: 0; AST Temp Closed: 0 | 0 | 0 | 4 | 14980-101-004993 | MUTUAL SAVINGS LIFE INS CO
26593 | Retired | 1985-10-01 | 1976-01-01 |  | Petroleum | Unleaded gasoline | Unleaded gasoline |  | Steel | Steel |  | Painted or None | Steel |  | 1901-01-01 | [15 empty] | UST Currently In Use: 0; UST Temp Close: 0; AST Currently In Use: 0; AST Temp Closed: 0 | 0 | 0 | 0 | 14125-065-010720 | ROBERT EPPES
26594 | Retired | 1985-10-01 | 1976-01-01 |  | Petroleum | Unleaded gasoline | Unleaded gasoline |  | Steel | Steel |  | Painted or None | Steel |  | 1901-01-01 | [15 empty] | UST Currently In Use: 0; UST Temp Close: 0; AST Currently In Use: 0; AST Temp Closed: 0 | 0 | 0 | 0 | 14125-065-010720 | ROBERT EPPES
26595 | Retired | 1987-01-01 | 1974-01-01 |  | Petroleum | Unleaded gasoline | Unleaded gasoline | Retail | Steel | Steel |  | Painted or None | Steel |  | 1901-01-01 | [15 empty] | UST Currently In Use: 0; UST Temp Close: 0; AST Currently In Use: 0; AST Temp Closed: 0 | 0 | 0 | 0 | 14126-113-000670 | ROBERT EVERHEART
26596 | Retired | 1987-01-01 | 1974-01-01 |  | Petroleum | Unleaded gasoline | Unleaded gasoline | Retail | Steel | Steel |  | Painted or None | Steel |  | 1901-01-01 | [15 empty] | UST Currently In Use: 0; UST Temp Close: 0; AST Currently In Use: 0; AST Temp Closed: 0 | 0 | 0 | 0 | 14126-113-000670 | ROBERT EVERHEART
26597 | Permanently Closed | 1981-03-01 | 1966-01-01 | 1990-09-15 | Petroleum | Unleaded gasoline | Unleaded gasoline |  | Steel | Steel |  |  | Steel |  | 1901-01-01 | [15 empty] | UST Currently In Use: 0; UST Temp Close: 0; AST Currently In Use: 0; AST Temp Closed: 0 | 0 | 0 | 1 | 14127-005-000264 | ROBERT F BEATY JR
26598 | Currently in Use |  | 1980-07-08 |  | Petroleum | Unleaded gasoline | Unleaded gasoline | Retail | Steel | Steel | Field installed cathodic protection |  | Fiberglass reinforced plastic |  |  | Other, FLXS ISOLA | Catchment Basin, Single walled catchment basin | Automatic shutoff device At 95% full | Automatic shutoff device At 95% full |  |  | Continuous Automatic Tank Gauge |  | Automatic shutoff device (AELLD) | Automatic shutoff device (AELLD) | [5 empty] | UST Currently In Use: 3; UST Temp Close: 0; AST Currently In Use: 0; AST Temp Closed: 0 | 3 | 0 | 0 | 20812-081-012848 | CLEVELAND BROTHERS, INC.
26599 | Currently in Use |  | 1980-07-08 |  | Petroleum | Premium gasoline | Premium gasoline | Retail | Steel | Steel | Field installed cathodic protection |  | Fiberglass reinforced plastic |  |  | Other, FLXS ISOLA | Catchment Basin, Single walled catchment basin | Automatic shutoff device At 95% full | Automatic shutoff device At 95% full |  |  | Continuous Automatic Tank Gauge |  | Automatic shutoff device (AELLD) | Automatic shutoff device (AELLD) | [5 empty] | UST Currently In Use: 3; UST Temp Close: 0; AST Currently In Use: 0; AST Temp Closed: 0 | 3 | 0 | 0 | 20812-081-012848 | CLEVELAND BROTHERS, INC.
26600 | Currently in Use |  | 1973-01-01 |  | Petroleum | On road diesel | On road diesel | Retail | Steel | Steel | Field installed cathodic protection |  | Fiberglass reinforced plastic |  |  | Other, FLXS ISOLA | Catchment Basin, Single walled catchment basin | Automatic shutoff device At 95% full | Automatic shutoff device At 95% full |  |  | Continuous Automatic Tank Gauge |  | Automatic shutoff device (AELLD) | Automatic shutoff device (AELLD) | [5 empty] | UST Currently In Use: 3; UST Temp Close: 0; AST Currently In Use: 0; AST Temp Closed: 0 | 3 | 0 | 0 | 20812-081-012848 | CLEVELAND BROTHERS, INC.
26601 | Permanently Closed | 1989-10-16 | 1981-01-01 | 1989-10-16 | Petroleum | On road diesel | On road diesel |  | Steel | Steel |  | Painted or None | Steel |  | 1901-01-01 | [15 empty] | UST Currently In Use: 0; UST Temp Close: 0; AST Currently In Use: 0; AST Temp Closed: 0 | 0 | 0 | 1 | 14130-053-003349 | ROBERT GLICK
26602 | Currently in Use |  | 1983-08-01 |  | Petroleum | Unleaded gasoline | Unleaded gasoline | Retail | Single Wall, Steel | Steel | Field installed cathodic protection |  | Double Wall, Flexible |  |  |  | Catchment Basin, Single walled catchment basin | Flow Rest 90% Full | Flow Rest 90% Full |  |  | Automatic Tank Gauge | Single walled submersible pump containment sump | Automatic flow restrictor (MLLD), Containment Sump | Containment Sump |  |  | Annual line testing | Annual line testing |  | UST Currently In Use: 4; UST Temp Close: 0; AST Currently In Use: 0; AST Temp Closed: 0 | 4 | 0 | 1 | 20760-081-007938 | LAKE MARTIN, INC
26604 | Currently in Use |  | 1983-08-01 |  | Petroleum | Premium gasoline | Premium gasoline | Retail | Single Wall, Steel | Steel | Field installed cathodic protection |  | Flexible, Single Wall |  |  |  | Catchment Basin, Single walled catchment basin | Flow Rest 90% Full | Flow Rest 90% Full |  |  | Automatic Tank Gauge | Single walled submersible pump containment sump | Automatic flow restrictor (MLLD), Containment Sump | Containment Sump |  |  | Annual line testing | Annual line testing |  | UST Currently In Use: 4; UST Temp Close: 0; AST Currently In Use: 0; AST Temp Closed: 0 | 4 | 0 | 1 | 20760-081-007938 | LAKE MARTIN, INC
26605 | Currently in Use |  | 1983-08-01 |  | Petroleum | On road diesel | On road diesel | Retail | Single Wall, Steel | Steel | Field installed cathodic protection |  | Flexible, Single Wall |  |  |  | Catchment Basin, Single walled catchment basin | Flow Rest 90% Full | Flow Rest 90% Full |  |  | Automatic Tank Gauge | Single walled submersible pump containment sump | Automatic flow restrictor (MLLD), Containment Sump | Containment Sump |  |  | Annual line testing | Annual line testing |  | UST Currently In Use: 4; UST Temp Close: 0; AST Currently In Use: 0; AST Temp Closed: 0 | 4 | 0 | 1 | 20760-081-007938 | LAKE MARTIN, INC
26606 | Permanently Closed | 2007-02-14 | 1983-01-01 | 2007-02-14 | Petroleum | On road diesel | On road diesel | Retail | Steel | Steel | Field installed cathodic protection |  | Flexible |  |  |  | Catchment Basin, Single walled catchment basin | Flow Rest 90% Full | Flow Rest 90% Full |  |  | Continuous Automatic Tank Gauge | [8 empty] | UST Currently In Use: 4; UST Temp Close: 0; AST Currently In Use: 0; AST Temp Closed: 0 | 4 | 0 | 1 | 20760-081-007938 | LAKE MARTIN, INC
26607 | Permanently Closed | 1901-01-01 | 1969-01-01 | 1990-09-01 | Petroleum | Unleaded gasoline | Unleaded gasoline |  | Steel | Steel |  | Painted or None | Steel |  | 1901-01-01 | [15 empty] | UST Currently In Use: 0; UST Temp Close: 2; AST Currently In Use: 0; AST Temp Closed: 0 | 0 | 2 | 3 | 24803-027-002692 | ALVIN & BETH JACKSON
26608 | Permanently Closed | 1901-01-01 | 1974-01-01 | 1990-09-01 | Petroleum | Unleaded gasoline | Unleaded gasoline |  | Steel | Steel |  | Painted or None | Steel |  | 1901-01-01 | [15 empty] | UST Currently In Use: 0; UST Temp Close: 2; AST Currently In Use: 0; AST Temp Closed: 0 | 0 | 2 | 3 | 24803-027-002692 | ALVIN & BETH JACKSON
26609 | Permanently Closed | 1901-01-01 | 1959-01-01 | 1990-09-01 | Petroleum | Unleaded gasoline | Unleaded gasoline |  | Steel | Steel |  | Painted or None | Steel |  | 1901-01-01 | [15 empty] | UST Currently In Use: 0; UST Temp Close: 2; AST Currently In Use: 0; AST Temp Closed: 0 | 0 | 2 | 3 | 24803-027-002692 | ALVIN & BETH JACKSON
26610 | Temporary Closed | 2008-09-01 | 1990-09-07 |  | Petroleum | Unleaded gasoline | Unleaded gasoline | Retail | Steel | Steel | Coated & cathodic protection (sti-P3) |  | Steel |  |  | Galvanic Cathodic | Catchment Basin, Single walled catchment basin | Automatic shutoff device At 95% full | Automatic shutoff device At 95% full |  |  | Statistical Inventory Reconciliation (SIR) | [8 empty] | UST Currently In Use: 0; UST Temp Close: 2; AST Currently In Use: 0; AST Temp Closed: 0 | 0 | 2 | 3 | 24803-027-002692 | ALVIN & BETH JACKSON
26611 | Temporary Closed | 2008-09-01 | 1990-09-07 |  | Petroleum | Premium gasoline | Premium gasoline | Retail | Steel | Steel | Coated & cathodic protection (sti-P3) |  | Steel |  |  | Galvanic Cathodic | Catchment Basin, Single walled catchment basin | Automatic shutoff device At 95% full | Automatic shutoff device At 95% full |  |  | Statistical Inventory Reconciliation (SIR) | [8 empty] | UST Currently In Use: 0; UST Temp Close: 2; AST Currently In Use: 0; AST Temp Closed: 0 | 0 | 2 | 3 | 24803-027-002692 | ALVIN & BETH JACKSON
26612 | Permanently Closed | 1991-12-09 | 1965-01-01 | 1991-12-09 | Petroleum | Unleaded gasoline | Unleaded gasoline |  | Steel | Steel |  | Painted or None | Steel |  | 1901-01-01 | [15 empty] | UST Currently In Use: 0; UST Temp Close: 0; AST Currently In Use: 0; AST Temp Closed: 0 | 0 | 0 | 3 | 14133-031-009991 | ROBERT KILCREASE JR
26613 | Permanently Closed | 1901-01-01 | 1965-01-01 | 1989-12-18 | Petroleum | Unleaded gasoline | Unleaded gasoline |  | Steel | Steel |  | Painted or None | Steel |  | 1901-01-01 | [15 empty] | UST Currently In Use: 0; UST Temp Close: 0; AST Currently In Use: 0; AST Temp Closed: 0 | 0 | 0 | 3 | 14133-031-009991 | ROBERT KILCREASE JR
26614 | Permanently Closed | 1977-01-01 | 1965-01-01 | 1989-12-18 | Petroleum | Unleaded gasoline | Unleaded gasoline |  | Steel | Steel |  | Painted or None | Steel |  | 1901-01-01 | [15 empty] | UST Currently In Use: 0; UST Temp Close: 0; AST Currently In Use: 0; AST Temp Closed: 0 | 0 | 0 | 3 | 14133-031-009991 | ROBERT KILCREASE JR
26615 | Permanently Closed | 1998-12-18 | 1979-01-01 | 1998-12-18 | Petroleum | On road diesel | On road diesel |  | Steel | Steel |  | Painted or None | Steel |  | 1901-01-01 | [15 empty] | UST Currently In Use: 0; UST Temp Close: 1; AST Currently In Use: 0; AST Temp Closed: 0 | 0 | 1 | 4 | 14134-115-002746 | ROBERT L DOROUGH
26616 | Permanently Closed | 1998-12-18 | 1980-01-01 | 1998-12-18 | Petroleum | Unleaded gasoline | Unleaded gasoline |  | Steel | Steel |  | Painted or None | Steel |  | 1901-01-01 | [15 empty] | UST Currently In Use: 0; UST Temp Close: 1; AST Currently In Use: 0; AST Temp Closed: 0 | 0 | 1 | 4 | 14134-115-002746 | ROBERT L DOROUGH
26617 | Permanently Closed | 1998-12-18 | 1980-01-01 | 1998-12-18 | Petroleum | Unleaded gasoline | Unleaded gasoline |  | Steel | Steel |  | Painted or None | Steel |  | 1901-01-01 | [15 empty] | UST Currently In Use: 0; UST Temp Close: 1; AST Currently In Use: 0; AST Temp Closed: 0 | 0 | 1 | 4 | 14134-115-002746 | ROBERT L DOROUGH
26618 | Permanently Closed | 1998-12-18 | 1980-01-01 | 1998-12-18 | Petroleum | Unleaded gasoline | Unleaded gasoline |  | Steel | Steel |  | Painted or None | Steel |  | 1901-01-01 | [15 empty] | UST Currently In Use: 0; UST Temp Close: 1; AST Currently In Use: 0; AST Temp Closed: 0 | 0 | 1 | 4 | 14134-115-002746 | ROBERT L DOROUGH
26619 | Permanently Closed | 1991-12-01 | 1980-01-01 | 1998-07-17 | Petroleum | Unleaded gasoline | Unleaded gasoline |  | Steel | Steel |  | Painted or None | Steel |  | 1901-01-01 | [15 empty] | UST Currently In Use: 0; UST Temp Close: 0; AST Currently In Use: 0; AST Temp Closed: 0 | 0 | 0 | 3 | 14134-115-012630 | ROBERT L DOROUGH
26620 | Permanently Closed | 1991-12-01 | 1980-01-01 | 1998-07-17 | Petroleum | Unleaded gasoline | Unleaded gasoline |  | Steel | Steel |  | Painted or None | Steel |  | 1901-01-01 | [15 empty] | UST Currently In Use: 0; UST Temp Close: 0; AST Currently In Use: 0; AST Temp Closed: 0 | 0 | 0 | 3 | 14134-115-012630 | ROBERT L DOROUGH
26621 | Permanently Closed | 1991-12-31 | 1980-01-01 | 1998-07-17 | Petroleum | Unleaded gasoline | Unleaded gasoline |  | Steel | Steel |  | Painted or None | Steel |  | 1901-01-01 | [15 empty] | UST Currently In Use: 0; UST Temp Close: 0; AST Currently In Use: 0; AST Temp Closed: 0 | 0 | 0 | 3 | 14134-115-012630 | ROBERT L DOROUGH
26622 | Permanently Closed | 1988-06-01 | 1961-01-01 |  | Petroleum | Unleaded gasoline | Unleaded gasoline |  | Steel | Steel |  | Painted or None | Steel |  | 1901-01-01 | [15 empty] | UST Currently In Use: 4; UST Temp Close: 0; AST Currently In Use: 0; AST Temp Closed: 0 | 4 | 0 | 7 | 14136-117-010113 | ROBERT L KIRKLAND
26623 | Permanently Closed | 1988-06-01 | 1961-01-01 |  | Petroleum | Unleaded gasoline | Unleaded gasoline |  | Steel | Steel |  | Painted or None | Steel |  | 1901-01-01 | [15 empty] | UST Currently In Use: 4; UST Temp Close: 0; AST Currently In Use: 0; AST Temp Closed: 0 | 4 | 0 | 7 | 14136-117-010113 | ROBERT L KIRKLAND
26624 | Permanently Closed | 1988-06-01 | 1961-01-01 |  | Petroleum | Unleaded gasoline | Unleaded gasoline |  | Steel | Steel |  | Painted or None | Steel |  | 1901-01-01 | [15 empty] | UST Currently In Use: 4; UST Temp Close: 0; AST Currently In Use: 0; AST Temp Closed: 0 | 4 | 0 | 7 | 14136-117-010113 | ROBERT L KIRKLAND
26625 | Permanently Closed | 1988-06-01 | 1961-01-01 |  | Petroleum | Unleaded gasoline | Unleaded gasoline |  | Steel | Steel |  | Painted or None | Steel |  | 1901-01-01 | [15 empty] | UST Currently In Use: 4; UST Temp Close: 0; AST Currently In Use: 0; AST Temp Closed: 0 | 4 | 0 | 7 | 14136-117-010113 | ROBERT L KIRKLAND
26626 | Permanently Closed | 1994-01-01 | 1969-11-01 | 1994-11-17 | Petroleum | On road diesel | On road diesel |  | Steel | Steel |  | Painted or None | Steel |  | 1901-01-01 | [6 empty] | Statistical Inventory Reconciliation (SIR) | [8 empty] | UST Currently In Use: 4; UST Temp Close: 0; AST Currently In Use: 0; AST Temp Closed: 0 | 4 | 0 | 7 | 14136-117-010113 | ROBERT L KIRKLAND
26627 | Permanently Closed | 1991-09-23 | 1969-11-01 | 1991-09-23 | Petroleum | Kerosene | Kerosene |  | Steel | Steel |  | Painted or None | Steel |  | 1901-01-01 | [15 empty] | UST Currently In Use: 4; UST Temp Close: 0; AST Currently In Use: 0; AST Temp Closed: 0 | 4 | 0 | 7 | 14136-117-010113 | ROBERT L KIRKLAND
26628 | Permanently Closed | 1995-05-01 | 1969-11-01 | 1995-05-26 | Petroleum | Used oil | Used oil |  | Steel | Steel |  | Painted or None | Steel |  | 1901-01-01 | [6 empty] | Statistical Inventory Reconciliation (SIR) | [8 empty] | UST Currently In Use: 4; UST Temp Close: 0; AST Currently In Use: 0; AST Temp Closed: 0 | 4 | 0 | 7 | 14136-117-010113 | ROBERT L KIRKLAND
26629 | Permanently Closed | 1995-05-20 | 1973-01-01 |  | Petroleum | Unleaded gasoline | Unleaded gasoline | Retail | Steel | Steel |  | Painted or None | Steel |  | 1901-01-01 | [15 empty] | UST Currently In Use: 0; UST Temp Close: 0; AST Currently In Use: 0; AST Temp Closed: 0 | 0 | 0 | 3 | 14137-061-013288 | GAIL S NICHOLS
26630 | Permanently Closed | 1995-05-20 | 1973-01-01 |  | Petroleum | Unleaded gasoline | Unleaded gasoline | Retail | Steel | Steel |  | Painted or None | Steel |  | 1901-01-01 | [15 empty] | UST Currently In Use: 0; UST Temp Close: 0; AST Currently In Use: 0; AST Temp Closed: 0 | 0 | 0 | 3 | 14137-061-013288 | GAIL S NICHOLS
26631 | Permanently Closed | 1995-05-20 | 1973-01-01 |  | Petroleum | Unleaded gasoline | Unleaded gasoline | Retail | Steel | Steel |  | Painted or None | Steel |  | 1901-01-01 | [15 empty] | UST Currently In Use: 0; UST Temp Close: 0; AST Currently In Use: 0; AST Temp Closed: 0 | 0 | 0 | 3 | 14137-061-013288 | GAIL S NICHOLS
26632 | Permanently Closed | 1989-04-21 | 1976-01-01 | 1989-04-21 | Petroleum | On road diesel | On road diesel |  | Steel | Steel |  | Painted or None | Steel |  | 1901-01-01 | [15 empty] | UST Currently In Use: 0; UST Temp Close: 0; AST Currently In Use: 0; AST Temp Closed: 0 | 0 | 0 | 4 | 14138-073-005920 | ROBERT L RAGSDALE SR
26633 | Permanently Closed | 1989-04-21 | 1976-01-01 | 1989-04-21 | Petroleum | On road diesel | On road diesel |  | Steel | Steel |  | Painted or None | Steel |  | 1901-01-01 | [15 empty] | UST Currently In Use: 0; UST Temp Close: 0; AST Currently In Use: 0; AST Temp Closed: 0 | 0 | 0 | 4 | 14138-073-005920 | ROBERT L RAGSDALE SR
26634 | Permanently Closed | 1981-05-01 | 1972-01-01 | 1989-04-21 | Petroleum | Unleaded gasoline | Unleaded gasoline |  | Steel | Steel |  | Painted or None | Steel |  | 1901-01-01 | [15 empty] | UST Currently In Use: 0; UST Temp Close: 0; AST Currently In Use: 0; AST Temp Closed: 0 | 0 | 0 | 4 | 14138-073-005920 | ROBERT L RAGSDALE SR
26635 | Permanently Closed | 1977-05-01 | 1972-01-01 | 1989-04-21 | Petroleum | Unleaded gasoline | Unleaded gasoline |  | Steel | Steel |  | Painted or None | Steel |  | 1901-01-01 | [15 empty] | UST Currently In Use: 0; UST Temp Close: 0; AST Currently In Use: 0; AST Temp Closed: 0 | 0 | 0 | 4 | 14138-073-005920 | ROBERT L RAGSDALE SR
26636 | Permanently Closed | 1996-03-11 | 1967-01-01 | 1998-12-04 | Petroleum | Unleaded gasoline | Unleaded gasoline | Retail | Steel | Steel |  |  | Steel |  | 1901-01-01 | [12 empty] | Annual line testing | Annual line testing |  | UST Currently In Use: 0; UST Temp Close: 1; AST Currently In Use: 0; AST Temp Closed: 0 | 0 | 1 | 3 | 14139-073-002462 | ROBERT L SHAW JR C\O PIERCE BROTHERS
26637 | Permanently Closed | 1996-03-11 | 1967-01-01 | 1998-12-04 | Petroleum | Unleaded gasoline | Unleaded gasoline | Retail | Steel | Steel |  |  | Steel |  | 1901-01-01 | [15 empty] | UST Currently In Use: 0; UST Temp Close: 1; AST Currently In Use: 0; AST Temp Closed: 0 | 0 | 1 | 3 | 14139-073-002462 | ROBERT L SHAW JR C\O PIERCE BROTHERS
26638 | Permanently Closed | 1996-03-11 | 1967-01-01 | 1998-12-04 | Petroleum | Unleaded gasoline | Unleaded gasoline | Retail | Steel | Steel |  |  | Steel |  | 1901-01-01 | [15 empty] | UST Currently In Use: 0; UST Temp Close: 1; AST Currently In Use: 0; AST Temp Closed: 0 | 0 | 1 | 3 | 14139-073-002462 | ROBERT L SHAW JR C\O PIERCE BROTHERS
26639 | Permanently Closed | 1988-12-01 | 1901-01-01 |  | Petroleum | Unleaded gasoline | Unleaded gasoline | [7 empty] | 1901-01-01 | [15 empty] | UST Currently In Use: 0; UST Temp Close: 0; AST Currently In Use: 0; AST Temp Closed: 0 | 0 | 0 | 1 | 14140-003-008103 | ROBERT M AEBLI
26640 | Retired | 1988-08-08 | 1964-01-01 |  | Petroleum | On road diesel | On road diesel |  | Steel | Steel |  |  |  |  | 1901-01-01 | [15 empty] | UST Currently In Use: 0; UST Temp Close: 0; AST Currently In Use: 0; AST Temp Closed: 0 | 0 | 0 | 0 | 14141-125-003631 | ROBERT M CORK
26641 | Retired | 1988-08-08 | 1964-01-01 |  | Petroleum | Unleaded gasoline | Unleaded gasoline |  | Steel | Steel |  |  |  |  | 1901-01-01 | [15 empty] | UST Currently In Use: 0; UST Temp Close: 0; AST Currently In Use: 0; AST Temp Closed: 0 | 0 | 0 | 0 | 14141-125-003631 | ROBERT M CORK
26642 | Retired | 1988-08-08 | 1971-01-01 |  | Petroleum | Unleaded gasoline | Unleaded gasoline |  | Steel | Steel |  |  |  |  | 1901-01-01 | [15 empty] | UST Currently In Use: 0; UST Temp Close: 0; AST Currently In Use: 0; AST Temp Closed: 0 | 0 | 0 | 0 | 14141-125-003631 | ROBERT M CORK
26643 | Permanently Closed | 1988-12-01 | 1976-01-01 | 1988-12-01 | Petroleum | On road diesel | On road diesel |  | Steel | Steel |  | Painted or None | Steel |  | 1901-01-01 | [15 empty] | UST Currently In Use: 0; UST Temp Close: 0; AST Currently In Use: 0; AST Temp Closed: 0 | 0 | 0 | 1 | 14142-035-005912 | ROBERT N WARD
26644 | Permanently Closed | 1993-01-01 | 1971-01-01 | 1996-11-01 | Petroleum | Unleaded gasoline | Unleaded gasoline | Retail | Steel | Steel |  | Painted or None | Steel |  | 1901-01-01 | [15 empty] | UST Currently In Use: 0; UST Temp Close: 0; AST Currently In Use: 0; AST Temp Closed: 0 | 0 | 0 | 5 | 14011-073-011726 | RALPH O LAWRENCE
26645 | Permanently Closed | 1993-01-01 | 1971-01-01 | 1996-11-01 | Petroleum | Unleaded gasoline | Unleaded gasoline | Retail | Steel | Steel |  | Painted or None | Steel |  | 1901-01-01 | [15 empty] | UST Currently In Use: 0; UST Temp Close: 0; AST Currently In Use: 0; AST Temp Closed: 0 | 0 | 0 | 5 | 14011-073-011726 | RALPH O LAWRENCE
26646 | Permanently Closed | 1993-01-01 | 1975-01-01 | 1996-11-01 | Petroleum | Unleaded gasoline | Unleaded gasoline | Retail | Steel | Steel |  | Painted or None | Steel |  | 1901-01-01 | [15 empty] | UST Currently In Use: 0; UST Temp Close: 0; AST Currently In Use: 0; AST Temp Closed: 0 | 0 | 0 | 5 | 14011-073-011726 | RALPH O LAWRENCE
26647 | Permanently Closed | 1993-01-01 | 1975-01-01 | 1996-11-01 | Petroleum | Unleaded gasoline | Unleaded gasoline | Retail | Steel | Steel |  | Painted or None | Steel |  | 1901-01-01 | [15 empty] | UST Currently In Use: 0; UST Temp Close: 0; AST Currently In Use: 0; AST Temp Closed: 0 | 0 | 0 | 5 | 14011-073-011726 | RALPH O LAWRENCE
26648 | Permanently Closed | 1993-01-01 | 1975-01-01 | 1996-11-01 | Petroleum | On road diesel | On road diesel | Retail | Steel | Steel |  | Painted or None | Steel |  | 1901-01-01 | [15 empty] | UST Currently In Use: 0; UST Temp Close: 0; AST Currently In Use: 0; AST Temp Closed: 0 | 0 | 0 | 5 | 14011-073-011726 | RALPH O LAWRENCE
26649 | Permanently Closed | 2002-12-31 | 1975-01-01 | 2004-10-29 | Petroleum | Unleaded gasoline | Unleaded gasoline | Retail | Steel | Steel | Field installed cathodic protection |  | Steel |  | 1901-01-01 | Field installed cathodic protection | Catchment Basin, Single walled catchment basin | Automatic shutoff device At 95% full, Flow Rest 90% Full | Flow Rest 90% Full |  |  | Statistical Inventory Reconciliation (SIR) | [8 empty] | UST Currently In Use: 0; UST Temp Close: 0; AST Currently In Use: 0; AST Temp Closed: 0 | 0 | 0 | 5 | 21907-093-010920 | WAYNE WEEKS
26650 | Permanently Closed | 2002-12-31 | 1975-01-01 | 2004-10-29 | Petroleum | Mid-grade gasoline | Mid-grade gasoline | Retail | Steel | Steel | Field installed cathodic protection |  | Steel |  | 1901-01-01 | Field installed cathodic protection | Catchment Basin, Single walled catchment basin | Automatic shutoff device At 95% full, Flow Rest 90% Full | Flow Rest 90% Full |  |  | Statistical Inventory Reconciliation (SIR) | [8 empty] | UST Currently In Use: 0; UST Temp Close: 0; AST Currently In Use: 0; AST Temp Closed: 0 | 0 | 0 | 5 | 21907-093-010920 | WAYNE WEEKS
26651 | Permanently Closed | 2002-12-31 | 1975-01-01 | 2004-10-29 | Petroleum | Premium gasoline | Premium gasoline | Retail | Steel | Steel | Field installed cathodic protection |  | Steel |  | 1901-01-01 | Field installed cathodic protection | Catchment Basin, Single walled catchment basin | Automatic shutoff device At 95% full, Flow Rest 90% Full | Flow Rest 90% Full |  |  | Statistical Inventory Reconciliation (SIR) | [8 empty] | UST Currently In Use: 0; UST Temp Close: 0; AST Currently In Use: 0; AST Temp Closed: 0 | 0 | 0 | 5 | 21907-093-010920 | WAYNE WEEKS
26652 | Permanently Closed | 1996-11-26 | 1981-01-01 | 1996-11-26 | Petroleum | On road diesel | On road diesel | Retail | Steel | Steel |  | Painted or None | Steel |  | 1901-01-01 | [6 empty] | Statistical Inventory Reconciliation (SIR) | [8 empty] | UST Currently In Use: 0; UST Temp Close: 0; AST Currently In Use: 0; AST Temp Closed: 0 | 0 | 0 | 5 | 21907-093-010920 | WAYNE WEEKS
26653 | Retired | 1988-05-29 | 1973-01-01 |  | Petroleum | On road diesel | On road diesel |  | Steel | Steel | Coated & cathodic protection (sti-P3) |  | Steel |  | 1901-01-01 | Field installed cathodic protection | [14 empty] | UST Currently In Use: 0; UST Temp Close: 0; AST Currently In Use: 0; AST Temp Closed: 0 | 0 | 0 | 0 | 14146-073-005513 | ROBERT STULTS
26654 | Retired | 1980-01-01 | 1973-01-01 |  | Petroleum | Other, X | Other |  | Steel | Steel | Coated & cathodic protection (sti-P3) |  | Steel |  | 1901-01-01 | Field installed cathodic protection | [14 empty] | UST Currently In Use: 0; UST Temp Close: 0; AST Currently In Use: 0; AST Temp Closed: 0 | 0 | 0 | 0 | 14146-073-005513 | ROBERT STULTS
26655 | Retired | 1980-01-01 | 1973-01-01 |  | Petroleum | Other, X | Other |  | Steel | Steel | Coated & cathodic protection (sti-P3) |  | Steel |  | 1901-01-01 | Field installed cathodic protection | [14 empty] | UST Currently In Use: 0; UST Temp Close: 0; AST Currently In Use: 0; AST Temp Closed: 0 | 0 | 0 | 0 | 14146-073-005513 | ROBERT STULTS
26656 | Permanently Closed | 1901-01-01 | 1978-01-01 | 1988-01-23 | Petroleum | On road diesel | On road diesel |  | Steel | Steel |  |  |  |  | 1901-01-01 | [15 empty] | UST Currently In Use: 0; UST Temp Close: 0; AST Currently In Use: 0; AST Temp Closed: 0 | 0 | 0 | 1 | 14148-089-002072 | ROBERT W HOPPER JR
26657 | Permanently Closed | 1992-06-25 | 1976-01-01 | 1992-06-25 | Petroleum | On road diesel | On road diesel |  | Steel | Steel |  | Painted or None | Steel |  | 1901-01-01 | [15 empty] | UST Currently In Use: 0; UST Temp Close: 0; AST Currently In Use: 0; AST Temp Closed: 0 | 0 | 0 | 4 | 14149-113-001899 | ROBERT W JONES
26658 | Permanently Closed | 1992-06-25 | 1976-01-01 | 1992-06-25 | Petroleum | Unleaded gasoline | Unleaded gasoline |  | Steel | Steel |  | Painted or None | Steel |  | 1901-01-01 | [15 empty] | UST Currently In Use: 0; UST Temp Close: 0; AST Currently In Use: 0; AST Temp Closed: 0 | 0 | 0 | 4 | 14149-113-001899 | ROBERT W JONES
26659 | Permanently Closed | 1992-06-25 | 1976-01-01 | 1992-06-25 | Petroleum | Unleaded gasoline | Unleaded gasoline |  | Steel | Steel |  | Painted or None | Steel |  | 1901-01-01 | [15 empty] | UST Currently In Use: 0; UST Temp Close: 0; AST Currently In Use: 0; AST Temp Closed: 0 | 0 | 0 | 4 | 14149-113-001899 | ROBERT W JONES
26660 | Permanently Closed | 1992-06-25 | 1976-01-01 | 1992-06-25 | Petroleum | Unleaded gasoline | Unleaded gasoline |  | Steel | Steel |  | Painted or None | Steel |  | 1901-01-01 | [15 empty] | UST Currently In Use: 0; UST Temp Close: 0; AST Currently In Use: 0; AST Temp Closed: 0 | 0 | 0 | 4 | 14149-113-001899 | ROBERT W JONES
26661 | Temporary Closed | 2015-07-20 | 1964-01-01 |  | Petroleum | On road diesel | On road diesel | Retail | Steel | Steel | Field installed cathodic protection |  | Fiberglass reinforced plastic |  |  |  | Catchment Basin, Single walled catchment basin | Automatic shutoff device At 95% full | Automatic shutoff device At 95% full |  |  | Statistical Inventory Reconciliation (SIR) |  | Automatic flow restrictor (MLLD) | Automatic flow restrictor (MLLD) |  |  | Annual line testing, Statistical inventory reconciliation (SIR) | Statistical inventory reconciliation (SIR) |  | UST Currently In Use: 0; UST Temp Close: 4; AST Currently In Use: 0; AST Temp Closed: 0 | 0 | 4 | 0 | 23149-003-001389 | PICK & SAVE FOOD MART
26662 | Temporary Closed | 2015-07-20 | 1964-01-01 |  | Petroleum | Mid-grade gasoline | Mid-grade gasoline | Retail | Steel | Steel | Field installed cathodic protection |  | Fiberglass reinforced plastic |  |  |  | Catchment Basin, Single walled catchment basin | Automatic shutoff device At 95% full | Automatic shutoff device At 95% full |  |  | Statistical Inventory Reconciliation (SIR) |  | Automatic flow restrictor (MLLD) | Automatic flow restrictor (MLLD) |  |  | Annual line testing, Statistical inventory reconciliation (SIR) | Statistical inventory reconciliation (SIR) |  | UST Currently In Use: 0; UST Temp Close: 4; AST Currently In Use: 0; AST Temp Closed: 0 | 0 | 4 | 0 | 23149-003-001389 | PICK & SAVE FOOD MART
26663 | Temporary Closed | 2015-07-20 | 1964-01-01 |  | Petroleum | Premium gasoline | Premium gasoline | Retail | Steel | Steel | Field installed cathodic protection |  | Fiberglass reinforced plastic |  |  |  | Catchment Basin, Single walled catchment basin | Automatic shutoff device At 95% full | Automatic shutoff device At 95% full |  |  | Statistical Inventory Reconciliation (SIR) |  | Automatic flow restrictor (MLLD) | Automatic flow restrictor (MLLD) |  |  | Annual line testing, Statistical inventory reconciliation (SIR) | Statistical inventory reconciliation (SIR) |  | UST Currently In Use: 0; UST Temp Close: 4; AST Currently In Use: 0; AST Temp Closed: 0 | 0 | 4 | 0 | 23149-003-001389 | PICK & SAVE FOOD MART
26664 | Permanently Closed | 1989-07-01 | 1978-01-01 | 1989-07-01 | Petroleum | Other, EMPTY | Other |  | Steel | Steel | Interior lined (not allowed as a standalone method of corrosion protection) | Painted or None | Fiberglass reinforced plastic |  | 1901-01-01 | [15 empty] | UST Currently In Use: 0; UST Temp Close: 0; AST Currently In Use: 0; AST Temp Closed: 0 | 0 | 0 | 4 | 14151-031-009890 | ROBERT W PARKER SR
26665 | Permanently Closed | 1989-07-01 | 1978-01-01 | 1989-07-01 | Petroleum | Other, EMPTY | Other |  | Steel | Steel | Interior lined (not allowed as a standalone method of corrosion protection) | Painted or None | Fiberglass reinforced plastic |  | 1901-01-01 | [15 empty] | UST Currently In Use: 0; UST Temp Close: 0; AST Currently In Use: 0; AST Temp Closed: 0 | 0 | 0 | 4 | 14151-031-009890 | ROBERT W PARKER SR
26666 | Permanently Closed | 1989-07-01 | 1978-01-01 | 1989-07-01 | Petroleum | Other, EMPTY | Other |  | Steel | Steel | Interior lined (not allowed as a standalone method of corrosion protection) | Painted or None | Fiberglass reinforced plastic |  | 1901-01-01 | [15 empty] | UST Currently In Use: 0; UST Temp Close: 0; AST Currently In Use: 0; AST Temp Closed: 0 | 0 | 0 | 4 | 14151-031-009890 | ROBERT W PARKER SR
26667 | Permanently Closed | 1989-07-01 | 1978-01-01 | 1989-07-01 | Petroleum | Other, EMPTY | Other |  | Steel | Steel | Interior lined (not allowed as a standalone method of corrosion protection) | Painted or None | Fiberglass reinforced plastic |  | 1901-01-01 | [15 empty] | UST Currently In Use: 0; UST Temp Close: 0; AST Currently In Use: 0; AST Temp Closed: 0 | 0 | 0 | 4 | 14151-031-009890 | ROBERT W PARKER SR
26668 | Cannot Locate or abandoned |  | 1977-01-01 |  | Petroleum | Unleaded gasoline | Unleaded gasoline |  | Steel | Steel |  | Painted or None | Steel |  | 1901-01-01 | [15 empty] | UST Currently In Use: 0; UST Temp Close: 0; AST Currently In Use: 0; AST Temp Closed: 0 | 0 | 0 | 0 | 14152-099-009379 | ROBIN D LANG
26669 | Cannot Locate or abandoned |  | 1977-01-01 |  | Petroleum | Unleaded gasoline | Unleaded gasoline |  | Steel | Steel |  | Painted or None | Steel |  | 1901-01-01 | [15 empty] | UST Currently In Use: 0; UST Temp Close: 0; AST Currently In Use: 0; AST Temp Closed: 0 | 0 | 0 | 0 | 14152-099-009379 | ROBIN D LANG
26670 | Permanently Closed | 1985-06-01 | 1970-01-01 | 1987-03-21 | Petroleum | Other, MNRLSPIRIT | Other |  | Steel | Steel |  | Painted or None | Steel |  | 1901-01-01 | [15 empty] | UST Currently In Use: 0; UST Temp Close: 0; AST Currently In Use: 0; AST Temp Closed: 0 | 0 | 0 | 1 | 14153-097-000072 | ROBINSON BROS LIN-MERC INC
26671 | Permanently Closed | 1992-09-01 | 1976-01-01 | 1992-09-01 | Petroleum | Unleaded gasoline | Unleaded gasoline |  | Steel | Steel |  | Painted or None | Steel |  | 1901-01-01 | [15 empty] | UST Currently In Use: 0; UST Temp Close: 0; AST Currently In Use: 0; AST Temp Closed: 0 | 0 | 0 | 2 | 14154-097-007782 | ROBINSON CONTRACTING CO INC
26672 | Permanently Closed | 1992-09-01 | 1978-01-01 | 1992-09-01 | Petroleum | On road diesel | On road diesel |  | Steel | Steel |  | Painted or None | Steel |  | 1901-01-01 | [15 empty] | UST Currently In Use: 0; UST Temp Close: 0; AST Currently In Use: 0; AST Temp Closed: 0 | 0 | 0 | 2 | 14154-097-007782 | ROBINSON CONTRACTING CO INC
26673 | Permanently Closed | 1901-01-01 | 1970-01-01 | 1988-11-07 | Petroleum | On road diesel | On road diesel |  | Steel | Steel |  |  | Steel |  | 1901-01-01 | [15 empty] | UST Currently In Use: 0; UST Temp Close: 0; AST Currently In Use: 1; AST Temp Closed: 0 | 0 | 0 | 4 | 14155-123-002553 | ROBINSON FOUNDRY INC
26674 | Permanently Closed | 1993-11-04 | 1979-01-01 | 1993-11-04 | Hazardous Substance |  |  |  | Steel | Steel |  |  |  |  | 1901-01-01 | [15 empty] | UST Currently In Use: 0; UST Temp Close: 0; AST Currently In Use: 1; AST Temp Closed: 0 | 0 | 0 | 4 | 14155-123-002553 | ROBINSON FOUNDRY INC
26675 | Permanently Closed | 1901-01-01 | 1969-01-01 | 1988-11-07 | Petroleum | Unleaded gasoline | Unleaded gasoline |  | Steel | Steel |  |  | Steel |  | 1901-01-01 | [15 empty] | UST Currently In Use: 0; UST Temp Close: 0; AST Currently In Use: 1; AST Temp Closed: 0 | 0 | 0 | 4 | 14155-123-002553 | ROBINSON FOUNDRY INC
26676 | Permanently Closed | 1901-01-01 | 1978-01-01 | 1988-11-07 | Petroleum | Unleaded gasoline | Unleaded gasoline |  | Steel | Steel |  |  | Steel |  | 1901-01-01 | [15 empty] | UST Currently In Use: 0; UST Temp Close: 0; AST Currently In Use: 1; AST Temp Closed: 0 | 0 | 0 | 4 | 14155-123-002553 | ROBINSON FOUNDRY INC
26677 | Retired | 1988-12-22 | 1978-01-01 |  | Petroleum | Unleaded gasoline | Unleaded gasoline |  | Steel | Steel |  | Painted or None | Steel |  | 1901-01-01 | [15 empty] | UST Currently In Use: 4; UST Temp Close: 0; AST Currently In Use: 0; AST Temp Closed: 0 | 4 | 0 | 0 | 14156-075-010082 | RAYBON ROGERS
26678 | Currently in Use |  | 1978-01-01 |  | Petroleum | Unleaded gasoline | Unleaded gasoline | Retail | Steel | Steel | Field installed cathodic protection |  | Steel |  |  | Field installed cathodic protection | Catchment Basin, Single walled catchment basin | Flow Rest 90% Full | Flow Rest 90% Full |  |  | Statistical Inventory Reconciliation (SIR) | [8 empty] | UST Currently In Use: 4; UST Temp Close: 0; AST Currently In Use: 0; AST Temp Closed: 0 | 4 | 0 | 0 | 14156-075-010082 | RAYBON ROGERS
26679 | Currently in Use |  | 1978-01-01 |  | Petroleum | Other, NON-ETHANO | Other | Retail | Steel | Steel | Field installed cathodic protection |  | Steel |  |  | Field installed cathodic protection | Catchment Basin, Single walled catchment basin | Flow Rest 90% Full | Flow Rest 90% Full |  |  | Statistical Inventory Reconciliation (SIR) | [8 empty] | UST Currently In Use: 4; UST Temp Close: 0; AST Currently In Use: 0; AST Temp Closed: 0 | 4 | 0 | 0 | 14156-075-010082 | RAYBON ROGERS
26680 | Currently in Use |  | 1977-01-01 |  | Petroleum | Unleaded gasoline | Unleaded gasoline | Retail | Steel | Steel | Field installed cathodic protection |  | Steel |  |  | Field installed cathodic protection | Catchment Basin, Single walled catchment basin | Flow Rest 90% Full | Flow Rest 90% Full |  |  | Statistical Inventory Reconciliation (SIR) | [8 empty] | UST Currently In Use: 4; UST Temp Close: 0; AST Currently In Use: 0; AST Temp Closed: 0 | 4 | 0 | 0 | 14156-075-010082 | RAYBON ROGERS
26681 | Currently in Use |  | 1977-01-01 |  | Petroleum | On road diesel | On road diesel | Farm/Residential tank Less Than 1100 gal (Not Regulated) | Steel | Steel | Field installed cathodic protection |  | Steel |  |  | Field installed cathodic protection | Catchment Basin, Single walled catchment basin | Flow Rest 90% Full | Flow Rest 90% Full |  |  | Statistical Inventory Reconciliation (SIR) | [8 empty] | UST Currently In Use: 4; UST Temp Close: 0; AST Currently In Use: 0; AST Temp Closed: 0 | 4 | 0 | 0 | 14156-075-010082 | RAYBON ROGERS
26682 | Permanently Closed | 2009-10-05 | 1987-10-01 | 2011-10-05 | Petroleum | Unleaded gasoline | Unleaded gasoline | Retail | Single Wall, Steel | Steel | Coated & cathodic protection (sti-P3), Field installed cathodic protection |  | Single Wall, Steel |  |  | Field installed cathodic protection | Catchment Basin, Single walled catchment basin | Automatic shutoff device At 95% full | Automatic shutoff device At 95% full |  |  | Statistical Inventory Reconciliation (SIR) | [5 empty] | Statistical inventory reconciliation (SIR) | Statistical inventory reconciliation (SIR) |  | UST Currently In Use: 0; UST Temp Close: 0; AST Currently In Use: 0; AST Temp Closed: 0 | 0 | 0 | 5 | 22385-009-012871 | DIANE PATE
26683 | Permanently Closed | 2009-10-05 | 1987-10-01 | 2011-10-05 | Petroleum | Mid-grade gasoline | Mid-grade gasoline | Retail | Single Wall, Steel | Steel | Coated & cathodic protection (sti-P3), Field installed cathodic protection |  | Single Wall, Steel |  |  | Field installed cathodic protection | Catchment Basin, Single walled catchment basin | Automatic shutoff device At 95% full | Automatic shutoff device At 95% full |  |  | Statistical Inventory Reconciliation (SIR) | [5 empty] | Statistical inventory reconciliation (SIR) | Statistical inventory reconciliation (SIR) |  | UST Currently In Use: 0; UST Temp Close: 0; AST Currently In Use: 0; AST Temp Closed: 0 | 0 | 0 | 5 | 22385-009-012871 | DIANE PATE
26684 | Permanently Closed | 2009-10-05 | 1987-10-01 | 2011-10-05 | Petroleum | Premium gasoline | Premium gasoline | Retail | Single Wall, Steel | Steel | Coated & cathodic protection (sti-P3), Field installed cathodic protection |  | Single Wall, Steel |  |  | Field installed cathodic protection | Catchment Basin, Single walled catchment basin | Automatic shutoff device At 95% full | Automatic shutoff device At 95% full |  |  | Statistical Inventory Reconciliation (SIR) | [5 empty] | Statistical inventory reconciliation (SIR) | Statistical inventory reconciliation (SIR) |  | UST Currently In Use: 0; UST Temp Close: 0; AST Currently In Use: 0; AST Temp Closed: 0 | 0 | 0 | 5 | 22385-009-012871 | DIANE PATE
26685 | Permanently Closed | 2009-10-05 | 1987-10-01 | 2011-10-05 | Petroleum | On road diesel | On road diesel | Retail | Single Wall, Steel | Steel | Coated & cathodic protection (sti-P3), Field installed cathodic protection |  | Single Wall, Steel |  |  | Field installed cathodic protection | Catchment Basin, Single walled catchment basin | Automatic shutoff device At 95% full | Automatic shutoff device At 95% full |  |  | Statistical Inventory Reconciliation (SIR) | [5 empty] | Statistical inventory reconciliation (SIR) | Statistical inventory reconciliation (SIR) |  | UST Currently In Use: 0; UST Temp Close: 0; AST Currently In Use: 0; AST Temp Closed: 0 | 0 | 0 | 5 | 22385-009-012871 | DIANE PATE
26686 | Permanently Closed | 2009-10-05 | 1987-10-01 | 2011-10-05 | Petroleum | Kerosene | Kerosene | Retail | Single Wall, Steel | Steel | Coated & cathodic protection (sti-P3), Field installed cathodic protection |  | Single Wall, Steel |  |  | Field installed cathodic protection | Catchment Basin, Single walled catchment basin | Automatic shutoff device At 95% full | Automatic shutoff device At 95% full |  |  | Statistical Inventory Reconciliation (SIR) | [8 empty] | UST Currently In Use: 0; UST Temp Close: 0; AST Currently In Use: 0; AST Temp Closed: 0 | 0 | 0 | 5 | 22385-009-012871 | DIANE PATE
26687 | Permanently Closed | 2002-06-17 | 1985-01-05 | 2002-01-10 | Petroleum | Unleaded gasoline | Unleaded gasoline | Retail | Steel | Steel | Field installed cathodic protection, Interior lined (not allowed as a standalone method of corrosion protection) |  | Steel |  | 1901-01-01 | Field installed cathodic protection | Catchment Basin, Single walled catchment basin | Automatic shutoff device At 95% full | Automatic shutoff device At 95% full | [8 empty] | Annual line testing | Annual line testing |  | UST Currently In Use: 0; UST Temp Close: 0; AST Currently In Use: 1; AST Temp Closed: 0 | 0 | 0 | 4 | 17612-009-012874 | ROBERTSON ENTERPRISES, INC.
26688 | Permanently Closed | 2002-06-17 | 1985-01-05 | 2002-01-10 | Petroleum | Unleaded gasoline | Unleaded gasoline | Retail | Steel | Steel | Field installed cathodic protection |  | Steel |  | 1901-01-01 | Field installed cathodic protection | Catchment Basin, Single walled catchment basin | Automatic shutoff device At 95% full | Automatic shutoff device At 95% full | [8 empty] | Annual line testing | Annual line testing |  | UST Currently In Use: 0; UST Temp Close: 0; AST Currently In Use: 1; AST Temp Closed: 0 | 0 | 0 | 4 | 17612-009-012874 | ROBERTSON ENTERPRISES, INC.
26689 | Permanently Closed | 2002-06-17 | 1985-01-05 | 2002-01-10 | Petroleum | Premium gasoline | Premium gasoline | Retail | Steel | Steel | Field installed cathodic protection |  | Steel |  | 1901-01-01 | Field installed cathodic protection | Catchment Basin, Single walled catchment basin | Automatic shutoff device At 95% full | Automatic shutoff device At 95% full | [8 empty] | Annual line testing | Annual line testing |  | UST Currently In Use: 0; UST Temp Close: 0; AST Currently In Use: 1; AST Temp Closed: 0 | 0 | 0 | 4 | 17612-009-012874 | ROBERTSON ENTERPRISES, INC.
26690 | Permanently Closed | 2002-06-17 | 1985-01-05 | 2002-01-10 | Petroleum | On road diesel | On road diesel | Retail | Steel | Steel | Field installed cathodic protection |  | Steel |  | 1901-01-01 | Field installed cathodic protection | Catchment Basin, Single walled catchment basin | Automatic shutoff device At 95% full | Automatic shutoff device At 95% full | [11 empty] | UST Currently In Use: 0; UST Temp Close: 0; AST Currently In Use: 1; AST Temp Closed: 0 | 0 | 0 | 4 | 17612-009-012874 | ROBERTSON ENTERPRISES, INC.
26691 | Permanently Closed | 1989-11-03 | 1977-01-01 | 1989-11-30 | Petroleum | Unleaded gasoline | Unleaded gasoline |  | Steel | Steel |  |  |  |  | 1901-01-01 | [15 empty] | UST Currently In Use: 0; UST Temp Close: 0; AST Currently In Use: 0; AST Temp Closed: 0 | 0 | 0 | 1 | 14159-073-001826 | ROCHE BIOMEDICAL LABORATORIES INC
26692 | Permanently Closed | 1989-10-26 | 1986-01-01 | 1989-10-26 | Petroleum | Unleaded gasoline | Unleaded gasoline |  | Steel | Steel | Coated & cathodic protection (sti-P3) |  | Steel |  | 1901-01-01 | Field installed cathodic protection | [14 empty] | UST Currently In Use: 0; UST Temp Close: 0; AST Currently In Use: 1; AST Temp Closed: 0 | 0 | 0 | 1 | 25269-073-014531 | DUKE ENERGY
26693 | Permanently Closed | 1989-01-01 | 1978-01-01 | 1989-01-01 | Petroleum | Unleaded gasoline | Unleaded gasoline |  | Steel | Steel |  |  | Steel |  | 1901-01-01 | [15 empty] | UST Currently In Use: 0; UST Temp Close: 0; AST Currently In Use: 0; AST Temp Closed: 0 | 0 | 0 | 3 | 14160-043-010405 | LINDA WADDELL
26694 | Permanently Closed | 1989-01-01 | 1978-01-01 | 1989-01-01 | Petroleum | Unleaded gasoline | Unleaded gasoline |  | Steel | Steel |  |  | Steel |  | 1901-01-01 | [15 empty] | UST Currently In Use: 0; UST Temp Close: 0; AST Currently In Use: 0; AST Temp Closed: 0 | 0 | 0 | 3 | 14160-043-010405 | LINDA WADDELL
26695 | Permanently Closed | 1989-01-01 | 1978-01-01 | 1989-01-01 | Petroleum | Unleaded gasoline | Unleaded gasoline |  | Steel | Steel |  |  | Steel |  | 1901-01-01 | [15 empty] | UST Currently In Use: 0; UST Temp Close: 0; AST Currently In Use: 0; AST Temp Closed: 0 | 0 | 0 | 3 | 14160-043-010405 | LINDA WADDELL
26696 | Permanently Closed | 1901-01-01 | 1961-01-01 | 1989-07-25 | Petroleum | On road diesel | On road diesel |  | Steel | Steel |  | Painted or None | Steel |  | 1901-01-01 | [15 empty] | UST Currently In Use: 0; UST Temp Close: 0; AST Currently In Use: 0; AST Temp Closed: 0 | 0 | 0 | 1 | 14161-073-004700 | ROCK WOOL MFG CO
26697 | Temporary Closed | 2006-12-31 | 1987-01-01 |  | Petroleum | Other, OFFROAD | Other | Retail | Single Wall, Steel | Steel | Field installed cathodic protection |  | Single Wall, Steel |  |  | Field installed cathodic protection | Catchment Basin, Single walled catchment basin | Automatic shutoff device At 95% full | Automatic shutoff device At 95% full |  |  | Statistical Inventory Reconciliation (SIR) |  | Automatic flow restrictor (MLLD) | Automatic flow restrictor (MLLD) |  |  | Statistical inventory reconciliation (SIR) | Statistical inventory reconciliation (SIR) |  | UST Currently In Use: 0; UST Temp Close: 4; AST Currently In Use: 0; AST Temp Closed: 0 | 0 | 4 | 0 | 23866-037-001785 | PJANI LLC
26698 | Temporary Closed | 2006-12-31 | 1987-01-01 |  | Petroleum | Unleaded gasoline | Unleaded gasoline | Retail | Single Wall, Steel | Steel | Field installed cathodic protection |  | Single Wall, Steel |  |  | Field installed cathodic protection | Catchment Basin, Single walled catchment basin | Automatic shutoff device At 95% full | Automatic shutoff device At 95% full |  |  | Statistical Inventory Reconciliation (SIR) |  | Automatic flow restrictor (MLLD) | Automatic flow restrictor (MLLD) |  |  | Statistical inventory reconciliation (SIR) | Statistical inventory reconciliation (SIR) |  | UST Currently In Use: 0; UST Temp Close: 4; AST Currently In Use: 0; AST Temp Closed: 0 | 0 | 4 | 0 | 23866-037-001785 | PJANI LLC
26699 | Temporary Closed | 2006-12-31 | 1987-01-01 |  | Petroleum | Other, OFFROAD | Other | Retail | Single Wall, Steel | Steel | Field installed cathodic protection |  | Single Wall, Steel |  |  | Field installed cathodic protection | Catchment Basin, Single walled catchment basin | Automatic shutoff device At 95% full | Automatic shutoff device At 95% full |  |  | Statistical Inventory Reconciliation (SIR) |  | Automatic flow restrictor (MLLD) | Automatic flow restrictor (MLLD) |  |  | Statistical inventory reconciliation (SIR) | Statistical inventory reconciliation (SIR) |  | UST Currently In Use: 0; UST Temp Close: 4; AST Currently In Use: 0; AST Temp Closed: 0 | 0 | 4 | 0 | 23866-037-001785 | PJANI LLC
26700 | Temporary Closed | 2005-08-01 | 1987-01-01 |  | Petroleum | Premium gasoline | Premium gasoline | Retail | Single Wall, Steel | Steel | Field installed cathodic protection |  | Single Wall, Steel |  |  | Field installed cathodic protection | Catchment Basin, Single walled catchment basin | Automatic shutoff device At 95% full | Automatic shutoff device At 95% full |  |  | Statistical Inventory Reconciliation (SIR) | [8 empty] | UST Currently In Use: 0; UST Temp Close: 4; AST Currently In Use: 0; AST Temp Closed: 0 | 0 | 4 | 0 | 23866-037-001785 | PJANI LLC
26701 | Permanently Closed | 1986-03-01 | 1979-01-01 | 1986-03-01 | Petroleum | Used oil | Used oil |  | Steel | Steel |  | Painted or None |  |  | 1901-01-01 | [15 empty] | UST Currently In Use: 0; UST Temp Close: 0; AST Currently In Use: 0; AST Temp Closed: 0 | 0 | 0 | 1 | 14163-013-002121 | ROCKY CREEK LOGGING CO INC
26702 | Permanently Closed | 1998-12-14 | 1979-01-01 | 1999-12-07 | Petroleum | Unleaded gasoline | Unleaded gasoline | Retail | Steel | Steel |  | Painted or None | Steel |  | 1901-01-01 | [15 empty] | UST Currently In Use: 0; UST Temp Close: 0; AST Currently In Use: 0; AST Temp Closed: 0 | 0 | 0 | 3 | 14164-115-010439 | RODDIE L PRATER
26703 | Permanently Closed | 1998-12-14 | 1978-01-01 | 1999-12-07 | Petroleum | Unleaded gasoline | Unleaded gasoline | Retail | Steel | Steel |  | Painted or None | Steel |  | 1901-01-01 | [15 empty] | UST Currently In Use: 0; UST Temp Close: 0; AST Currently In Use: 0; AST Temp Closed: 0 | 0 | 0 | 3 | 14164-115-010439 | RODDIE L PRATER
26704 | Permanently Closed | 1998-12-14 | 1974-01-01 | 1999-12-07 | Petroleum | Unleaded gasoline | Unleaded gasoline | Retail | Steel | Steel |  |  | Steel |  | 1901-01-01 | [15 empty] | UST Currently In Use: 0; UST Temp Close: 0; AST Currently In Use: 0; AST Temp Closed: 0 | 0 | 0 | 3 | 14164-115-010439 | RODDIE L PRATER
26705 | Permanently Closed | 1990-06-27 | 1974-01-01 | 1990-06-27 | Petroleum | Unleaded gasoline | Unleaded gasoline |  | Steel | Steel |  | Painted or None | Steel |  | 1901-01-01 | [15 empty] | UST Currently In Use: 0; UST Temp Close: 0; AST Currently In Use: 0; AST Temp Closed: 0 | 0 | 0 | 4 | 14165-017-000662 | ROGER S STONE
26706 | Permanently Closed | 1990-02-28 | 1974-01-01 | 1990-02-28 | Petroleum | Unleaded gasoline | Unleaded gasoline |  | Steel | Steel |  | Painted or None | Steel |  | 1901-01-01 | [15 empty] | UST Currently In Use: 0; UST Temp Close: 0; AST Currently In Use: 0; AST Temp Closed: 0 | 0 | 0 | 4 | 14165-017-000662 | ROGER S STONE
26707 | Permanently Closed | 1990-02-28 | 1956-01-01 | 1990-02-28 | Petroleum | Unleaded gasoline | Unleaded gasoline |  | Steel | Steel |  | Painted or None | Steel |  | 1901-01-01 | [15 empty] | UST Currently In Use: 0; UST Temp Close: 0; AST Currently In Use: 0; AST Temp Closed: 0 | 0 | 0 | 4 | 14165-017-000662 | ROGER S STONE
26708 | Permanently Closed | 1990-02-28 | 1974-01-01 | 1990-02-28 | Petroleum | Unleaded gasoline | Unleaded gasoline |  | Steel | Steel |  | Painted or None | Steel |  | 1901-01-01 | [15 empty] | UST Currently In Use: 0; UST Temp Close: 0; AST Currently In Use: 0; AST Temp Closed: 0 | 0 | 0 | 4 | 14165-017-000662 | ROGER S STONE
26709 | Retired | 1976-01-01 | 1956-01-01 |  | Petroleum | Unleaded gasoline | Unleaded gasoline |  | Steel | Steel |  | Painted or None | Steel |  | 1901-01-01 | [15 empty] | UST Currently In Use: 0; UST Temp Close: 0; AST Currently In Use: 0; AST Temp Closed: 0 | 0 | 0 | 4 | 14165-017-000662 | ROGER S STONE
26710 | Permanently Closed | 1994-10-01 | 1983-01-01 | 1994-10-11 | Petroleum | Unleaded gasoline | Unleaded gasoline |  | Steel | Steel |  | Painted or None | Steel |  | 1901-01-01 | [15 empty] | UST Currently In Use: 2; UST Temp Close: 0; AST Currently In Use: 0; AST Temp Closed: 0 | 2 | 0 | 4 | 14166-073-003990 | RODERICK TOWNES
26711 | Permanently Closed | 1994-10-01 | 1983-01-01 | 1994-10-11 | Petroleum | Unleaded gasoline | Unleaded gasoline |  | Steel | Steel |  | Painted or None | Steel |  | 1901-01-01 | [15 empty] | UST Currently In Use: 2; UST Temp Close: 0; AST Currently In Use: 0; AST Temp Closed: 0 | 2 | 0 | 4 | 14166-073-003990 | RODERICK TOWNES
26712 | Permanently Closed | 1994-10-01 | 1983-01-01 | 1994-10-11 | Petroleum | Unleaded gasoline | Unleaded gasoline |  | Steel | Steel |  | Painted or None | Steel |  | 1901-01-01 | [15 empty] | UST Currently In Use: 2; UST Temp Close: 0; AST Currently In Use: 0; AST Temp Closed: 0 | 2 | 0 | 4 | 14166-073-003990 | RODERICK TOWNES
26713 | Permanently Closed | 1994-10-01 | 1983-01-01 | 1994-10-11 | Petroleum | Unleaded gasoline | Unleaded gasoline |  | Steel | Steel |  | Painted or None | Steel |  | 1901-01-01 | [15 empty] | UST Currently In Use: 2; UST Temp Close: 0; AST Currently In Use: 0; AST Temp Closed: 0 | 2 | 0 | 4 | 14166-073-003990 | RODERICK TOWNES
26714 | Permanently Closed | 2001-10-01 | 1901-01-01 | 2003-06-19 | Petroleum | Unleaded gasoline | Unleaded gasoline | Retail | Steel | Steel | Field installed cathodic protection |  | Steel |  | 1901-01-01 | Field installed cathodic protection | Catchment Basin, Single walled catchment basin | Automatic shutoff device At 95% full | Automatic shutoff device At 95% full |  |  | Statistical Inventory Reconciliation (SIR) | [8 empty] | UST Currently In Use: 0; UST Temp Close: 0; AST Currently In Use: 0; AST Temp Closed: 0 | 0 | 0 | 4 | 14168-081-009064 | WALTER OGLETREE
26715 | Permanently Closed | 1998-12-22 | 1901-01-01 | 2003-06-19 | Petroleum | Mid-grade gasoline | Mid-grade gasoline | Retail | Steel | Steel | Field installed cathodic protection |  | Steel |  | 1901-01-01 | Field installed cathodic protection | Catchment Basin, Single walled catchment basin | Automatic shutoff device At 95% full | Automatic shutoff device At 95% full |  |  | Statistical Inventory Reconciliation (SIR) | [8 empty] | UST Currently In Use: 0; UST Temp Close: 0; AST Currently In Use: 0; AST Temp Closed: 0 | 0 | 0 | 4 | 14168-081-009064 | WALTER OGLETREE
26716 | Permanently Closed | 2001-01-01 | 1901-01-01 | 2003-06-23 | Petroleum | Premium gasoline | Premium gasoline | Retail | Steel | Steel | Field installed cathodic protection |  | Steel |  | 1901-01-01 | Field installed cathodic protection | Catchment Basin, Single walled catchment basin | Automatic shutoff device At 95% full | Automatic shutoff device At 95% full |  |  | Statistical Inventory Reconciliation (SIR) | [8 empty] | UST Currently In Use: 0; UST Temp Close: 0; AST Currently In Use: 0; AST Temp Closed: 0 | 0 | 0 | 4 | 14168-081-009064 | WALTER OGLETREE
26717 | Permanently Closed | 2001-01-01 | 1901-01-01 | 2003-06-19 | Petroleum | Unleaded gasoline | Unleaded gasoline | Retail | Steel | Steel | Field installed cathodic protection |  | Steel |  | 1901-01-01 | Field installed cathodic protection | [14 empty] | UST Currently In Use: 0; UST Temp Close: 0; AST Currently In Use: 0; AST Temp Closed: 0 | 0 | 0 | 4 | 14168-081-009064 | WALTER OGLETREE
26718 | Permanently Closed | 1901-01-01 | 1965-01-01 | 1988-01-01 | Petroleum | Used oil | Used oil |  | Steel | Steel |  | Painted or None | Steel |  | 1901-01-01 | [15 empty] | UST Currently In Use: 0; UST Temp Close: 0; AST Currently In Use: 0; AST Temp Closed: 0 | 0 | 0 | 1 | 14169-073-012538 | ROEBUCK C-P
26719 | Permanently Closed | 1990-12-04 | 1964-01-01 | 1990-12-04 | Petroleum | Unleaded gasoline | Unleaded gasoline | [7 empty] | 1901-01-01 | [15 empty] | UST Currently In Use: 0; UST Temp Close: 0; AST Currently In Use: 0; AST Temp Closed: 0 | 0 | 0 | 1 | 14170-097-000519 | ROEDER HYDRAULICS INC
26720 | Permanently Closed | 1992-02-03 | 1964-01-01 | 1992-02-03 | Petroleum | Unleaded gasoline | Unleaded gasoline |  | Steel | Steel |  | Painted or None | Steel |  | 1901-01-01 | [15 empty] | UST Currently In Use: 0; UST Temp Close: 0; AST Currently In Use: 0; AST Temp Closed: 0 | 0 | 0 | 3 | 14171-111-008707 | ROGER BAILEY
26721 | Permanently Closed | 1992-02-03 | 1964-01-01 | 1992-02-03 | Petroleum | Unleaded gasoline | Unleaded gasoline |  | Steel | Steel |  | Painted or None | Steel |  | 1901-01-01 | [15 empty] | UST Currently In Use: 0; UST Temp Close: 0; AST Currently In Use: 0; AST Temp Closed: 0 | 0 | 0 | 3 | 14171-111-008707 | ROGER BAILEY
26722 | Permanently Closed | 1992-02-03 | 1964-01-01 | 1992-02-03 | Petroleum | Unleaded gasoline | Unleaded gasoline |  | Steel | Steel |  | Painted or None | Steel |  | 1901-01-01 | [15 empty] | UST Currently In Use: 0; UST Temp Close: 0; AST Currently In Use: 0; AST Temp Closed: 0 | 0 | 0 | 3 | 14171-111-008707 | ROGER BAILEY
26723 | Permanently Closed | 1901-01-01 | 1953-01-01 | 1990-06-01 | Petroleum | Unleaded gasoline | Unleaded gasoline |  | Steel | Steel |  | Painted or None | Steel |  | 1901-01-01 | [15 empty] | UST Currently In Use: 0; UST Temp Close: 0; AST Currently In Use: 0; AST Temp Closed: 0 | 0 | 0 | 3 | 20231-011-011426 | MARGARET A HINSON
26724 | Permanently Closed | 1901-01-01 | 1953-01-01 | 1990-06-01 | Petroleum | Unleaded gasoline | Unleaded gasoline |  | Steel | Steel |  | Painted or None | Steel |  | 1901-01-01 | [15 empty] | UST Currently In Use: 0; UST Temp Close: 0; AST Currently In Use: 0; AST Temp Closed: 0 | 0 | 0 | 3 | 20231-011-011426 | MARGARET A HINSON
26725 | Permanently Closed | 2011-01-01 | 1953-01-01 | 2011-01-01 | Petroleum | Unleaded gasoline | Unleaded gasoline |  | Steel | Steel |  | Painted or None | Steel |  | 1901-01-01 | [15 empty] | UST Currently In Use: 0; UST Temp Close: 0; AST Currently In Use: 0; AST Temp Closed: 0 | 0 | 0 | 3 | 20231-011-011426 | MARGARET A HINSON
26726 | Cannot Locate or abandoned | 1997-01-01 | 1984-01-01 |  | Petroleum | Unleaded gasoline | Unleaded gasoline | Retail | Steel | Steel | Coated & cathodic protection (sti-P3) |  | Steel |  | 1901-01-01 | [15 empty] | UST Currently In Use: 0; UST Temp Close: 0; AST Currently In Use: 0; AST Temp Closed: 0 | 0 | 0 | 3 | 20231-011-011426 | MARGARET A HINSON
26727 | Cannot Locate or abandoned | 1997-01-01 | 1984-01-01 |  | Petroleum | Unleaded gasoline | Unleaded gasoline | Retail | Steel | Steel | Coated & cathodic protection (sti-P3) |  | Steel |  | 1901-01-01 | [15 empty] | UST Currently In Use: 0; UST Temp Close: 0; AST Currently In Use: 0; AST Temp Closed: 0 | 0 | 0 | 3 | 20231-011-011426 | MARGARET A HINSON
26728 | Cannot Locate or abandoned | 2000-07-14 | 1968-01-01 |  | Petroleum | Unleaded gasoline | Unleaded gasoline |  | Steel | Steel |  | Painted or None | Steel |  | 1901-01-01 | [15 empty] | UST Currently In Use: 0; UST Temp Close: 0; AST Currently In Use: 0; AST Temp Closed: 0 | 0 | 0 | 0 | 14173-113-013286 | EXPRESS AUTO SALES INC
26729 | Cannot Locate or abandoned | 2000-07-14 | 1968-01-01 |  | Petroleum | Unleaded gasoline | Unleaded gasoline |  | Steel | Steel |  | Painted or None | Steel |  | 1901-01-01 | [15 empty] | UST Currently In Use: 0; UST Temp Close: 0; AST Currently In Use: 0; AST Temp Closed: 0 | 0 | 0 | 0 | 14173-113-013286 | EXPRESS AUTO SALES INC
26730 | Permanently Closed | 1992-12-22 | 1973-01-01 | 2009-09-02 | Petroleum | Unleaded gasoline | Unleaded gasoline |  | Steel | Steel |  | Painted or None | Steel |  | 1901-01-01 | [15 empty] | UST Currently In Use: 0; UST Temp Close: 0; AST Currently In Use: 0; AST Temp Closed: 0 | 0 | 0 | 1 | 14175-123-011730 | ROGER HAND
26731 | Retired | 1988-12-22 | 1963-01-01 |  | Petroleum | Unleaded gasoline | Unleaded gasoline |  | Steel | Steel |  | Painted or None | Steel |  | 1901-01-01 | [15 empty] | UST Currently In Use: 0; UST Temp Close: 0; AST Currently In Use: 0; AST Temp Closed: 0 | 0 | 0 | 1 | 14175-123-011730 | ROGER HAND
26732 | Retired | 1988-12-22 | 1963-01-01 |  | Petroleum | Unleaded gasoline | Unleaded gasoline |  | Steel | Steel |  | Painted or None | Steel |  | 1901-01-01 | [15 empty] | UST Currently In Use: 0; UST Temp Close: 0; AST Currently In Use: 0; AST Temp Closed: 0 | 0 | 0 | 1 | 14175-123-011730 | ROGER HAND
26733 | Permanently Closed | 1984-09-01 | 1968-01-01 | 1996-07-12 | Petroleum | Unleaded gasoline | Unleaded gasoline |  | Steel | Steel |  | Painted or None | Steel |  | 1901-01-01 | [15 empty] | UST Currently In Use: 0; UST Temp Close: 0; AST Currently In Use: 0; AST Temp Closed: 0 | 0 | 0 | 3 | 14176-053-006413 | ROGER JORDAN
26734 | Permanently Closed | 1984-09-01 | 1965-01-01 | 1996-07-12 | Petroleum | Unleaded gasoline | Unleaded gasoline |  | Steel | Steel |  | Painted or None | Steel |  | 1901-01-01 | [15 empty] | UST Currently In Use: 0; UST Temp Close: 0; AST Currently In Use: 0; AST Temp Closed: 0 | 0 | 0 | 3 | 14176-053-006413 | ROGER JORDAN
26735 | Permanently Closed | 1980-06-01 | 1963-01-01 | 1996-07-12 | Petroleum | Other, OTHER | Other |  | Steel | Steel |  | Painted or None | Steel |  | 1901-01-01 | [15 empty] | UST Currently In Use: 0; UST Temp Close: 0; AST Currently In Use: 0; AST Temp Closed: 0 | 0 | 0 | 3 | 14176-053-006413 | ROGER JORDAN
26736 | Permanently Closed | 1987-09-01 | 1979-01-01 | 1987-09-01 | Petroleum | Unleaded gasoline | Unleaded gasoline |  | Steel | Steel |  | Painted or None | Steel |  | 1901-01-01 | [15 empty] | UST Currently In Use: 0; UST Temp Close: 0; AST Currently In Use: 0; AST Temp Closed: 0 | 0 | 0 | 3 | 14177-089-000688 | ROGER UNDERWOOD
26737 | Permanently Closed | 1987-09-01 | 1968-01-01 | 1987-09-01 | Petroleum | Unleaded gasoline | Unleaded gasoline |  | Steel | Steel |  | Painted or None | Steel |  | 1901-01-01 | [15 empty] | UST Currently In Use: 0; UST Temp Close: 0; AST Currently In Use: 0; AST Temp Closed: 0 | 0 | 0 | 3 | 14177-089-000688 | ROGER UNDERWOOD
26738 | Permanently Closed | 1984-12-01 | 1968-01-01 | 1987-09-01 | Petroleum | Other, OTHER | Other |  | Steel | Steel |  | Painted or None | Steel |  | 1901-01-01 | [15 empty] | UST Currently In Use: 0; UST Temp Close: 0; AST Currently In Use: 0; AST Temp Closed: 0 | 0 | 0 | 3 | 14177-089-000688 | ROGER UNDERWOOD
26739 | Permanently Closed | 1989-08-10 | 1969-01-01 | 1989-08-10 | Petroleum | Other, OTHER | Other |  | Steel | Steel |  | Painted or None | Steel |  | 1901-01-01 | [15 empty] | UST Currently In Use: 0; UST Temp Close: 0; AST Currently In Use: 0; AST Temp Closed: 0 | 0 | 0 | 5 | 14178-015-011065 | ROGERS CHEVRON
26740 | Permanently Closed | 1989-08-10 | 1964-01-01 | 1989-08-10 | Petroleum | Unleaded gasoline | Unleaded gasoline |  | Steel | Steel |  | Painted or None | Steel |  | 1901-01-01 | [15 empty] | UST Currently In Use: 0; UST Temp Close: 0; AST Currently In Use: 0; AST Temp Closed: 0 | 0 | 0 | 5 | 14178-015-011065 | ROGERS CHEVRON
26741 | Permanently Closed | 1989-08-10 | 1964-01-01 | 1989-08-10 | Petroleum | Unleaded gasoline | Unleaded gasoline |  | Steel | Steel |  | Painted or None | Steel |  | 1901-01-01 | [15 empty] | UST Currently In Use: 0; UST Temp Close: 0; AST Currently In Use: 0; AST Temp Closed: 0 | 0 | 0 | 5 | 14178-015-011065 | ROGERS CHEVRON
26742 | Permanently Closed | 1989-08-10 | 1964-01-01 | 1989-08-10 | Petroleum | Unleaded gasoline | Unleaded gasoline |  | Steel | Steel |  | Painted or None | Steel |  | 1901-01-01 | [15 empty] | UST Currently In Use: 0; UST Temp Close: 0; AST Currently In Use: 0; AST Temp Closed: 0 | 0 | 0 | 5 | 14178-015-011065 | ROGERS CHEVRON
26743 | Permanently Closed | 1989-08-10 | 1901-01-01 | 1989-08-10 | Petroleum | Used oil | Used oil |  | Steel | Steel |  | Painted or None | Steel |  | 1901-01-01 | [15 empty] | UST Currently In Use: 0; UST Temp Close: 0; AST Currently In Use: 0; AST Temp Closed: 0 | 0 | 0 | 5 | 14178-015-011065 | ROGERS CHEVRON
26744 | Permanently Closed | 1991-04-23 | 1978-01-01 | 1991-08-06 | Petroleum | Unleaded gasoline | Unleaded gasoline |  | Steel | Steel |  | Painted or None | Steel |  | 1901-01-01 | [15 empty] | UST Currently In Use: 0; UST Temp Close: 0; AST Currently In Use: 3; AST Temp Closed: 0 | 0 | 0 | 2 | 25354-073-008210 | PHILLIP SCOTT TIDWELL
26745 | Permanently Closed | 1991-04-23 | 1978-01-01 | 1991-08-06 | Petroleum | Unleaded gasoline | Unleaded gasoline |  | Steel | Steel |  | Painted or None | Steel |  | 1901-01-01 | [15 empty] | UST Currently In Use: 0; UST Temp Close: 0; AST Currently In Use: 3; AST Temp Closed: 0 | 0 | 0 | 2 | 25354-073-008210 | PHILLIP SCOTT TIDWELL
26746 | Permanently Closed | 1996-01-01 | 1962-01-01 | 1996-10-22 | Petroleum | On road diesel | On road diesel |  | Steel | Steel |  | Painted or None | Steel |  | 1901-01-01 | [15 empty] | UST Currently In Use: 0; UST Temp Close: 0; AST Currently In Use: 0; AST Temp Closed: 0 | 0 | 0 | 3 | 14180-033-008209 | ROGERS GROUP INC
26747 | Permanently Closed | 1996-01-01 | 1967-01-01 | 1996-10-22 | Petroleum | Unleaded gasoline | Unleaded gasoline |  | Steel | Steel |  | Painted or None | Steel |  | 1901-01-01 | [15 empty] | UST Currently In Use: 0; UST Temp Close: 0; AST Currently In Use: 0; AST Temp Closed: 0 | 0 | 0 | 3 | 14180-033-008209 | ROGERS GROUP INC
26748 | Permanently Closed | 1996-01-01 | 1967-01-01 | 1996-10-22 | Petroleum | Unleaded gasoline | Unleaded gasoline |  | Steel | Steel |  | Painted or None | Steel |  | 1901-01-01 | [15 empty] | UST Currently In Use: 0; UST Temp Close: 0; AST Currently In Use: 0; AST Temp Closed: 0 | 0 | 0 | 3 | 14180-033-008209 | ROGERS GROUP INC
26749 | Permanently Closed | 1983-08-01 | 1901-01-01 | 1988-11-14 | Petroleum | Unleaded gasoline | Unleaded gasoline |  | Steel | Steel |  | Painted or None | Steel |  | 1901-01-01 | [15 empty] | UST Currently In Use: 0; UST Temp Close: 0; AST Currently In Use: 0; AST Temp Closed: 0 | 0 | 0 | 1 | 14182-013-005449 | ROGERS OIL CO INC
26750 | Permanently Closed | 1985-04-01 | 1901-01-01 | 1985-04-01 | Petroleum | Unleaded gasoline | Unleaded gasoline |  | Steel | Steel |  | Painted or None | Steel |  | 1901-01-01 | [15 empty] | UST Currently In Use: 0; UST Temp Close: 0; AST Currently In Use: 0; AST Temp Closed: 0 | 0 | 0 | 1 | 14182-013-005450 | ROGERS OIL CO INC
26751 | Permanently Closed | 1998-03-17 | 1978-01-01 | 1998-03-17 | Petroleum | On road diesel | On road diesel |  | Steel | Steel |  | Painted or None | Steel |  | 1901-01-01 | [15 empty] | UST Currently In Use: 0; UST Temp Close: 0; AST Currently In Use: 0; AST Temp Closed: 0 | 0 | 0 | 2 | 14182-013-005452 | ROGERS OIL CO INC
26752 | Permanently Closed | 1998-03-17 | 1978-01-01 | 1998-03-17 | Petroleum | On road diesel | On road diesel |  | Steel | Steel |  | Painted or None | Steel |  | 1901-01-01 | [15 empty] | UST Currently In Use: 0; UST Temp Close: 0; AST Currently In Use: 0; AST Temp Closed: 0 | 0 | 0 | 2 | 14182-013-005452 | ROGERS OIL CO INC
26753 | Permanently Closed | 2000-02-16 | 1978-01-01 | 2000-02-16 | Petroleum | On road diesel | On road diesel |  | Steel | Steel |  | Painted or None | Steel |  | 1901-01-01 | [15 empty] | UST Currently In Use: 0; UST Temp Close: 0; AST Currently In Use: 0; AST Temp Closed: 0 | 0 | 0 | 2 | 14182-013-005453 | ROGERS OIL CO INC
26754 | Permanently Closed | 2000-02-16 | 1978-01-01 | 2000-02-16 | Petroleum | Unleaded gasoline | Unleaded gasoline |  | Steel | Steel |  | Painted or None | Steel |  | 1901-01-01 | [15 empty] | UST Currently In Use: 0; UST Temp Close: 0; AST Currently In Use: 0; AST Temp Closed: 0 | 0 | 0 | 2 | 14182-013-005453 | ROGERS OIL CO INC
26755 | Permanently Closed | 1901-01-01 | 1901-01-01 | 1988-01-01 | Petroleum | Unleaded gasoline | Unleaded gasoline |  | Steel | Steel |  | Painted or None | Steel |  | 1901-01-01 | [15 empty] | UST Currently In Use: 0; UST Temp Close: 0; AST Currently In Use: 0; AST Temp Closed: 0 | 0 | 0 | 2 | 14182-013-005454 | ROGERS OIL CO INC
26756 | Permanently Closed | 1983-06-01 | 1901-01-01 | 1988-01-01 | Petroleum | Unleaded gasoline | Unleaded gasoline |  | Steel | Steel |  | Painted or None | Steel |  | 1901-01-01 | [15 empty] | UST Currently In Use: 0; UST Temp Close: 0; AST Currently In Use: 0; AST Temp Closed: 0 | 0 | 0 | 2 | 14182-013-005454 | ROGERS OIL CO INC
26757 | Permanently Closed | 1992-03-30 | 1983-01-01 | 1992-03-30 | Petroleum | Unleaded gasoline | Unleaded gasoline |  | Steel | Steel |  | Painted or None | Steel |  | 1901-01-01 | [15 empty] | UST Currently In Use: 0; UST Temp Close: 0; AST Currently In Use: 0; AST Temp Closed: 0 | 0 | 0 | 1 | 14182-013-005455 | ROGERS OIL CO INC
26758 | Permanently Closed | 1998-03-17 | 1981-01-01 | 1998-03-17 | Petroleum | Unleaded gasoline | Unleaded gasoline |  | Steel | Steel |  | Painted or None | Steel |  | 1901-01-01 | [15 empty] | UST Currently In Use: 0; UST Temp Close: 0; AST Currently In Use: 0; AST Temp Closed: 0 | 0 | 0 | 1 | 14182-013-005456 | ROGERS OIL CO INC
26759 | Permanently Closed | 1989-09-30 | 1976-01-01 | 1989-10-31 | Petroleum | Unleaded gasoline | Unleaded gasoline |  | Steel | Steel |  | Painted or None | Steel |  | 1901-01-01 | [15 empty] | UST Currently In Use: 0; UST Temp Close: 0; AST Currently In Use: 0; AST Temp Closed: 0 | 0 | 0 | 3 | 14182-013-005457 | ROGERS OIL CO INC
26760 | Permanently Closed | 1989-09-30 | 1980-01-01 | 1989-10-31 | Petroleum | Unleaded gasoline | Unleaded gasoline |  | Steel | Steel |  | Painted or None | Steel |  | 1901-01-01 | [15 empty] | UST Currently In Use: 0; UST Temp Close: 0; AST Currently In Use: 0; AST Temp Closed: 0 | 0 | 0 | 3 | 14182-013-005457 | ROGERS OIL CO INC
26761 | Permanently Closed | 1989-09-30 | 1981-01-01 | 1989-10-31 | Petroleum | On road diesel | On road diesel |  | Steel | Steel |  | Painted or None | Steel |  | 1901-01-01 | [15 empty] | UST Currently In Use: 0; UST Temp Close: 0; AST Currently In Use: 0; AST Temp Closed: 0 | 0 | 0 | 3 | 14182-013-005457 | ROGERS OIL CO INC
26762 | Permanently Closed | 1985-05-01 | 1901-01-01 | 1985-05-01 | Petroleum | Unleaded gasoline | Unleaded gasoline |  | Steel | Steel |  | Painted or None | Steel |  | 1901-01-01 | [15 empty] | UST Currently In Use: 0; UST Temp Close: 0; AST Currently In Use: 0; AST Temp Closed: 0 | 0 | 0 | 1 | 14182-013-005459 | ROGERS OIL CO INC
26763 | Permanently Closed | 1901-01-01 | 1901-01-01 | 1990-08-21 | Petroleum | Unleaded gasoline | Unleaded gasoline |  | Steel | Steel |  | Painted or None | Steel |  | 1901-01-01 | [15 empty] | UST Currently In Use: 0; UST Temp Close: 0; AST Currently In Use: 0; AST Temp Closed: 0 | 0 | 0 | 4 | 14182-013-005463 | ROGERS OIL CO INC
26764 | Permanently Closed | 1901-01-01 | 1901-01-01 | 1990-08-21 | Petroleum | Unleaded gasoline | Unleaded gasoline |  | Steel | Steel |  | Painted or None | Steel |  | 1901-01-01 | [15 empty] | UST Currently In Use: 0; UST Temp Close: 0; AST Currently In Use: 0; AST Temp Closed: 0 | 0 | 0 | 4 | 14182-013-005463 | ROGERS OIL CO INC
26765 | Permanently Closed | 1901-01-01 | 1901-01-01 | 1990-08-21 | Petroleum | On road diesel | On road diesel |  | Steel | Steel |  | Painted or None | Steel |  | 1901-01-01 | [15 empty] | UST Currently In Use: 0; UST Temp Close: 0; AST Currently In Use: 0; AST Temp Closed: 0 | 0 | 0 | 4 | 14182-013-005463 | ROGERS OIL CO INC
26766 | Permanently Closed | 1901-01-01 | 1901-01-01 | 1990-08-21 | Petroleum | On road diesel | On road diesel |  | Steel | Steel |  | Painted or None | Steel |  | 1901-01-01 | [15 empty] | UST Currently In Use: 0; UST Temp Close: 0; AST Currently In Use: 0; AST Temp Closed: 0 | 0 | 0 | 4 | 14182-013-005463 | ROGERS OIL CO INC
26767 |  | 2000-05-08 | 1983-01-01 |  | Petroleum | On road diesel | On road diesel |  | Steel | Steel | Coated & cathodic protection (sti-P3), STIP-3 |  | Fiberglass reinforced plastic |  | 1901-01-01 |  | Catchment Basin, Single walled catchment basin | Flow Rest 90% Full | Flow Rest 90% Full |  |  | Statistical Inventory Reconciliation (SIR) |  | Other, BIG FLOW | Other |  |  | Statistical inventory reconciliation (SIR) | Statistical inventory reconciliation (SIR) |  | UST Currently In Use: 0; UST Temp Close: 0; AST Currently In Use: 0; AST Temp Closed: 0 | 0 | 0 | 0 | 14182-013-005465 | ROGERS OIL CO INC
26768 |  | 2000-05-08 | 1983-01-01 |  | Petroleum | Unleaded gasoline | Unleaded gasoline |  | Steel | Steel | Coated & cathodic protection (sti-P3), STIP-3 |  | Fiberglass reinforced plastic |  | 1901-01-01 |  | Catchment Basin, Single walled catchment basin | Flow Rest 90% Full | Flow Rest 90% Full |  |  | Statistical Inventory Reconciliation (SIR) |  | Other, BIG FLOW | Other |  |  | Statistical inventory reconciliation (SIR) | Statistical inventory reconciliation (SIR) |  | UST Currently In Use: 0; UST Temp Close: 0; AST Currently In Use: 0; AST Temp Closed: 0 | 0 | 0 | 0 | 14182-013-005465 | ROGERS OIL CO INC
26769 |  | 2000-05-08 | 1983-01-01 |  | Petroleum | Unleaded gasoline | Unleaded gasoline |  | Steel | Steel | Coated & cathodic protection (sti-P3), STIP-3 |  | Fiberglass reinforced plastic |  | 1901-01-01 |  | Catchment Basin, Single walled catchment basin | Flow Rest 90% Full | Flow Rest 90% Full |  |  | Statistical Inventory Reconciliation (SIR) |  | Other, BIG FLOW | Other |  |  | Statistical inventory reconciliation (SIR) | Statistical inventory reconciliation (SIR) |  | UST Currently In Use: 0; UST Temp Close: 0; AST Currently In Use: 0; AST Temp Closed: 0 | 0 | 0 | 0 | 14182-013-005465 | ROGERS OIL CO INC
26770 | Cannot Locate or abandoned | 2000-05-08 | 1974-01-01 |  | Petroleum | Unleaded gasoline | Unleaded gasoline |  | Steel | Steel | Other, STIP-3 |  |  |  | 1901-01-01 | [6 empty] | Statistical Inventory Reconciliation (SIR) | [8 empty] | UST Currently In Use: 0; UST Temp Close: 0; AST Currently In Use: 0; AST Temp Closed: 0 | 0 | 0 | 0 | 14182-013-005465 | ROGERS OIL CO INC
26771 |  | 2000-05-08 | 1983-01-01 |  | Petroleum | Kerosene | Kerosene |  | Steel | Steel | Coated & cathodic protection (sti-P3) |  | Fiberglass reinforced plastic |  | 1901-01-01 |  | Catchment Basin, Single walled catchment basin | Flow Rest 90% Full | Flow Rest 90% Full |  |  | Statistical Inventory Reconciliation (SIR) | [5 empty] | Statistical inventory reconciliation (SIR) | Statistical inventory reconciliation (SIR) |  | UST Currently In Use: 0; UST Temp Close: 0; AST Currently In Use: 0; AST Temp Closed: 0 | 0 | 0 | 0 | 14182-013-005465 | ROGERS OIL CO INC
26772 | Permanently Closed | 1901-01-01 | 1901-01-01 | 1988-11-28 | Petroleum | Unleaded gasoline | Unleaded gasoline |  | Steel | Steel |  | Painted or None | Steel |  | 1901-01-01 | [15 empty] | UST Currently In Use: 0; UST Temp Close: 0; AST Currently In Use: 0; AST Temp Closed: 0 | 0 | 0 | 3 | 14182-013-005466 | ROGERS OIL CO INC
26773 | Permanently Closed | 1901-01-01 | 1901-01-01 | 1988-11-28 | Petroleum | Unleaded gasoline | Unleaded gasoline |  | Steel | Steel |  | Painted or None | Steel |  | 1901-01-01 | [15 empty] | UST Currently In Use: 0; UST Temp Close: 0; AST Currently In Use: 0; AST Temp Closed: 0 | 0 | 0 | 3 | 14182-013-005466 | ROGERS OIL CO INC
26774 | Permanently Closed | 1901-01-01 | 1901-01-01 | 1988-11-28 | Petroleum | Unleaded gasoline | Unleaded gasoline |  | Steel | Steel |  | Painted or None | Steel |  | 1901-01-01 | [15 empty] | UST Currently In Use: 0; UST Temp Close: 0; AST Currently In Use: 0; AST Temp Closed: 0 | 0 | 0 | 3 | 14182-013-005466 | ROGERS OIL CO INC
26775 | Permanently Closed | 2003-12-31 | 1969-01-01 | 2004-02-18 | Petroleum | Mid-grade gasoline | Mid-grade gasoline |  | Steel | Steel | Coated & cathodic protection (sti-P3), Interior lined (not allowed as a standalone method of corrosion protection) |  | Steel |  | 1901-01-01 | Field installed cathodic protection | Catchment Basin, Single walled catchment basin | Automatic shutoff device At 95% full | Automatic shutoff device At 95% full |  |  | Statistical Inventory Reconciliation (SIR) | [5 empty] | Statistical inventory reconciliation (SIR) | Statistical inventory reconciliation (SIR) |  | UST Currently In Use: 0; UST Temp Close: 0; AST Currently In Use: 0; AST Temp Closed: 0 | 0 | 0 | 4 | 13434-013-005467 | MIDDLETON OIL COMPANY, INC.
26776 | Permanently Closed | 2003-12-31 | 1969-01-01 | 2004-02-18 | Petroleum | Unleaded gasoline | Unleaded gasoline |  | Steel | Steel | Coated & cathodic protection (sti-P3), Interior lined (not allowed as a standalone method of corrosion protection) |  | Steel |  | 1901-01-01 | Field installed cathodic protection | Catchment Basin, Single walled catchment basin | Audible high level alarm At 90% full, Automatic shutoff device At 95% full | Automatic shutoff device At 95% full |  |  | Statistical Inventory Reconciliation (SIR) | [5 empty] | Statistical inventory reconciliation (SIR) | Statistical inventory reconciliation (SIR) |  | UST Currently In Use: 0; UST Temp Close: 0; AST Currently In Use: 0; AST Temp Closed: 0 | 0 | 0 | 4 | 13434-013-005467 | MIDDLETON OIL COMPANY, INC.
26777 | Permanently Closed | 2003-12-31 | 1969-01-01 | 2004-02-18 | Petroleum | Unleaded gasoline | Unleaded gasoline |  | Steel | Steel | Coated & cathodic protection (sti-P3), Interior lined (not allowed as a standalone method of corrosion protection) |  | Steel |  | 1901-01-01 | Field installed cathodic protection | Catchment Basin, Single walled catchment basin | Automatic shutoff device At 95% full | Automatic shutoff device At 95% full |  |  | Statistical Inventory Reconciliation (SIR) | [5 empty] | Statistical inventory reconciliation (SIR) | Statistical inventory reconciliation (SIR) |  | UST Currently In Use: 0; UST Temp Close: 0; AST Currently In Use: 0; AST Temp Closed: 0 | 0 | 0 | 4 | 13434-013-005467 | MIDDLETON OIL COMPANY, INC.
26778 | Permanently Closed | 1999-05-26 | 1969-01-01 | 1999-05-26 | Petroleum | Used oil | Used oil |  | Steel | Steel | Coated & cathodic protection (sti-P3) |  | Steel |  | 1901-01-01 |  | Other, EXEMPT | Other, EXEMPT | Other | [11 empty] | UST Currently In Use: 0; UST Temp Close: 0; AST Currently In Use: 0; AST Temp Closed: 0 | 0 | 0 | 4 | 13434-013-005467 | MIDDLETON OIL COMPANY, INC.
26779 | Permanently Closed | 1901-01-01 | 1901-01-01 | 1988-11-16 | Petroleum | Unleaded gasoline | Unleaded gasoline |  | Steel | Steel |  | Painted or None | Steel |  | 1901-01-01 | [15 empty] | UST Currently In Use: 0; UST Temp Close: 0; AST Currently In Use: 0; AST Temp Closed: 0 | 0 | 0 | 2 | 14182-013-005468 | ROGERS OIL CO INC
26780 | Permanently Closed | 1901-01-01 | 1901-01-01 | 1988-11-16 | Petroleum | Unleaded gasoline | Unleaded gasoline |  | Steel | Steel |  | Painted or None | Steel |  | 1901-01-01 | [15 empty] | UST Currently In Use: 0; UST Temp Close: 0; AST Currently In Use: 0; AST Temp Closed: 0 | 0 | 0 | 2 | 14182-013-005468 | ROGERS OIL CO INC
26781 | Permanently Closed | 1985-08-01 | 1980-01-01 | 1985-08-01 | Petroleum | Unleaded gasoline | Unleaded gasoline |  | Steel | Steel |  | Painted or None | Steel |  | 1901-01-01 | [15 empty] | UST Currently In Use: 0; UST Temp Close: 0; AST Currently In Use: 0; AST Temp Closed: 0 | 0 | 0 | 2 | 14182-013-005469 | ROGERS OIL CO INC
26782 | Permanently Closed | 1985-08-01 | 1980-01-01 | 1985-08-01 | Petroleum | Unleaded gasoline | Unleaded gasoline |  | Steel | Steel |  | Painted or None | Steel |  | 1901-01-01 | [15 empty] | UST Currently In Use: 0; UST Temp Close: 0; AST Currently In Use: 0; AST Temp Closed: 0 | 0 | 0 | 2 | 14182-013-005469 | ROGERS OIL CO INC
26783 | Permanently Closed | 1990-03-03 | 1901-01-01 | 1990-03-09 | Petroleum | Unleaded gasoline | Unleaded gasoline |  | Steel | Steel |  | Painted or None | Steel |  | 1901-01-01 | [15 empty] | UST Currently In Use: 0; UST Temp Close: 0; AST Currently In Use: 0; AST Temp Closed: 0 | 0 | 0 | 3 | 14182-013-005470 | ROGERS OIL CO INC
26784 | Permanently Closed | 1990-03-03 | 1901-01-01 | 1990-03-09 | Petroleum | Unleaded gasoline | Unleaded gasoline |  | Steel | Steel |  | Painted or None | Steel |  | 1901-01-01 | [15 empty] | UST Currently In Use: 0; UST Temp Close: 0; AST Currently In Use: 0; AST Temp Closed: 0 | 0 | 0 | 3 | 14182-013-005470 | ROGERS OIL CO INC
26785 | Permanently Closed | 1990-03-03 | 1901-01-01 | 1990-03-09 | Petroleum | Unleaded gasoline | Unleaded gasoline |  | Steel | Steel |  | Painted or None | Steel |  | 1901-01-01 | [15 empty] | UST Currently In Use: 0; UST Temp Close: 0; AST Currently In Use: 0; AST Temp Closed: 0 | 0 | 0 | 3 | 14182-013-005470 | ROGERS OIL CO INC
26786 | Permanently Closed | 1989-10-31 | 1901-01-01 | 1989-11-18 | Petroleum | Unleaded gasoline | Unleaded gasoline |  | Steel | Steel |  | Painted or None | Steel |  | 1901-01-01 | [15 empty] | UST Currently In Use: 0; UST Temp Close: 0; AST Currently In Use: 0; AST Temp Closed: 0 | 0 | 0 | 3 | 14182-013-005471 | ROGERS OIL CO INC
26787 | Permanently Closed | 1989-10-31 | 1901-01-01 | 1989-11-18 | Petroleum | Unleaded gasoline | Unleaded gasoline |  | Steel | Steel |  | Painted or None | Steel |  | 1901-01-01 | [15 empty] | UST Currently In Use: 0; UST Temp Close: 0; AST Currently In Use: 0; AST Temp Closed: 0 | 0 | 0 | 3 | 14182-013-005471 | ROGERS OIL CO INC
26788 | Permanently Closed | 1989-10-31 | 1901-01-01 | 1989-11-18 | Petroleum | Unleaded gasoline | Unleaded gasoline |  | Steel | Steel |  | Painted or None | Steel |  | 1901-01-01 | [15 empty] | UST Currently In Use: 0; UST Temp Close: 0; AST Currently In Use: 0; AST Temp Closed: 0 | 0 | 0 | 3 | 14182-013-005471 | ROGERS OIL CO INC
26789 | Permanently Closed | 1994-08-15 | 1979-01-01 | 1994-08-15 | Petroleum | Unleaded gasoline | Unleaded gasoline |  | Steel | Steel |  | Painted or None | Steel |  | 1901-01-01 | [15 empty] | UST Currently In Use: 0; UST Temp Close: 0; AST Currently In Use: 0; AST Temp Closed: 0 | 0 | 0 | 3 | 14182-013-005472 | ROGERS OIL CO INC
26790 | Permanently Closed | 1994-08-15 | 1977-01-01 | 1994-08-15 | Petroleum | Unleaded gasoline | Unleaded gasoline |  | Steel | Steel |  | Painted or None | Steel |  | 1901-01-01 | [15 empty] | UST Currently In Use: 0; UST Temp Close: 0; AST Currently In Use: 0; AST Temp Closed: 0 | 0 | 0 | 3 | 14182-013-005472 | ROGERS OIL CO INC
26791 | Permanently Closed | 1994-08-15 | 1977-01-01 | 1994-08-15 | Petroleum | Unleaded gasoline | Unleaded gasoline |  | Steel | Steel |  | Painted or None | Steel |  | 1901-01-01 | [15 empty] | UST Currently In Use: 0; UST Temp Close: 0; AST Currently In Use: 0; AST Temp Closed: 0 | 0 | 0 | 3 | 14182-013-005472 | ROGERS OIL CO INC
26792 | Permanently Closed | 1995-06-16 | 1974-01-01 | 1995-06-16 | Petroleum | Unleaded gasoline | Unleaded gasoline |  | Steel | Steel |  | Painted or None | Steel |  | 1901-01-01 | [15 empty] | UST Currently In Use: 0; UST Temp Close: 0; AST Currently In Use: 0; AST Temp Closed: 0 | 0 | 0 | 2 | 14182-013-005476 | ROGERS OIL CO INC
26793 | Permanently Closed | 1995-06-16 | 1974-01-01 | 1995-06-16 | Petroleum | Unleaded gasoline | Unleaded gasoline |  | Steel | Steel |  | Painted or None | Steel |  | 1901-01-01 | [15 empty] | UST Currently In Use: 0; UST Temp Close: 0; AST Currently In Use: 0; AST Temp Closed: 0 | 0 | 0 | 2 | 14182-013-005476 | ROGERS OIL CO INC
26794 | Permanently Closed | 1981-06-01 | 1964-01-01 | 1985-03-01 | Petroleum | Unleaded gasoline | Unleaded gasoline |  | Steel | Steel |  | Painted or None | Steel |  | 1901-01-01 | [15 empty] | UST Currently In Use: 0; UST Temp Close: 0; AST Currently In Use: 0; AST Temp Closed: 0 | 0 | 0 | 2 | 14182-013-009481 | ROGERS OIL CO INC
26795 | Permanently Closed | 1981-06-01 | 1964-01-01 | 1985-03-01 | Petroleum | Unleaded gasoline | Unleaded gasoline |  | Steel | Steel |  | Painted or None | Steel |  | 1901-01-01 | [15 empty] | UST Currently In Use: 0; UST Temp Close: 0; AST Currently In Use: 0; AST Temp Closed: 0 | 0 | 0 | 2 | 14182-013-009481 | ROGERS OIL CO INC
26796 | Currently in Use |  | 1989-01-01 |  | Petroleum | Unleaded gasoline | Unleaded gasoline | Retail | Fiberglass reinforced plastic | Fiberglass reinforced plastic |  |  | Fiberglass reinforced plastic |  |  |  | Catchment Basin, Single walled catchment basin | Automatic shutoff device At 95% full, Flow Rest 90% Full | Flow Rest 90% Full |  |  | Continuous Automatic Tank Gauge |  | Automatic shutoff device (AELLD), Containment Sump | Containment Sump | [5 empty] | UST Currently In Use: 3; UST Temp Close: 0; AST Currently In Use: 0; AST Temp Closed: 0 | 3 | 0 | 0 | 13434-013-014990 | MIDDLETON OIL COMPANY, INC.
26798 | Currently in Use |  | 1989-01-01 |  | Petroleum | Premium gasoline | Premium gasoline | Retail | Fiberglass reinforced plastic | Fiberglass reinforced plastic |  |  | Fiberglass reinforced plastic |  |  |  | Catchment Basin, Single walled catchment basin | Automatic shutoff device At 95% full, Flow Rest 90% Full | Flow Rest 90% Full |  |  | Continuous Automatic Tank Gauge |  | Automatic shutoff device (AELLD), Containment Sump | Containment Sump | [5 empty] | UST Currently In Use: 3; UST Temp Close: 0; AST Currently In Use: 0; AST Temp Closed: 0 | 3 | 0 | 0 | 13434-013-014990 | MIDDLETON OIL COMPANY, INC.
26799 | Permanently Closed | 1983-10-01 | 1901-01-01 | 1988-11-30 | Petroleum | Unleaded gasoline | Unleaded gasoline |  | Steel | Steel |  | Painted or None | Steel |  | 1901-01-01 | [15 empty] | UST Currently In Use: 0; UST Temp Close: 0; AST Currently In Use: 0; AST Temp Closed: 0 | 0 | 0 | 3 | 14182-041-005448 | ROGERS OIL CO INC
26800 | Permanently Closed | 1983-10-01 | 1901-01-01 | 1988-11-30 | Petroleum | Unleaded gasoline | Unleaded gasoline |  | Steel | Steel |  | Painted or None | Steel |  | 1901-01-01 | [15 empty] | UST Currently In Use: 0; UST Temp Close: 0; AST Currently In Use: 0; AST Temp Closed: 0 | 0 | 0 | 3 | 14182-041-005448 | ROGERS OIL CO INC
26801 | Permanently Closed | 1983-10-01 | 1901-01-01 | 1988-11-30 | Petroleum | Unleaded gasoline | Unleaded gasoline |  | Steel | Steel |  | Painted or None | Steel |  | 1901-01-01 | [15 empty] | UST Currently In Use: 0; UST Temp Close: 0; AST Currently In Use: 0; AST Temp Closed: 0 | 0 | 0 | 3 | 14182-041-005448 | ROGERS OIL CO INC
26802 | Permanently Closed | 1985-04-01 | 1978-01-01 | 1985-04-01 | Petroleum | Unleaded gasoline | Unleaded gasoline |  | Steel | Steel |  | Painted or None | Steel |  | 1901-01-01 | [15 empty] | UST Currently In Use: 0; UST Temp Close: 0; AST Currently In Use: 0; AST Temp Closed: 0 | 0 | 0 | 4 | 14182-041-005458 | ROGERS OIL CO INC
26803 | Permanently Closed | 1985-04-01 | 1901-01-01 | 1985-04-01 | Petroleum | Unleaded gasoline | Unleaded gasoline |  | Steel | Steel |  | Painted or None | Steel |  | 1901-01-01 | [15 empty] | UST Currently In Use: 0; UST Temp Close: 0; AST Currently In Use: 0; AST Temp Closed: 0 | 0 | 0 | 4 | 14182-041-005458 | ROGERS OIL CO INC
26804 | Permanently Closed | 1985-04-01 | 1901-01-01 | 1985-04-01 | Petroleum | Unleaded gasoline | Unleaded gasoline |  | Steel | Steel |  | Painted or None | Steel |  | 1901-01-01 | [15 empty] | UST Currently In Use: 0; UST Temp Close: 0; AST Currently In Use: 0; AST Temp Closed: 0 | 0 | 0 | 4 | 14182-041-005458 | ROGERS OIL CO INC
26805 | Permanently Closed | 1985-04-01 | 1979-01-01 | 1985-04-01 | Petroleum | On road diesel | On road diesel |  | Steel | Steel |  | Painted or None | Steel |  | 1901-01-01 | [15 empty] | UST Currently In Use: 0; UST Temp Close: 0; AST Currently In Use: 0; AST Temp Closed: 0 | 0 | 0 | 4 | 14182-041-005458 | ROGERS OIL CO INC
26806 | Permanently Closed | 1989-11-02 | 1981-01-01 | 1989-11-30 | Petroleum | Unleaded gasoline | Unleaded gasoline |  | Steel | Steel |  | Painted or None | Steel |  | 1901-01-01 | [15 empty] | UST Currently In Use: 0; UST Temp Close: 0; AST Currently In Use: 0; AST Temp Closed: 0 | 0 | 0 | 2 | 14182-041-005475 | ROGERS OIL CO INC
26807 | Permanently Closed | 1989-11-02 | 1981-01-01 | 1989-11-30 | Petroleum | Unleaded gasoline | Unleaded gasoline |  | Steel | Steel |  | Painted or None | Steel |  | 1901-01-01 | [15 empty] | UST Currently In Use: 0; UST Temp Close: 0; AST Currently In Use: 0; AST Temp Closed: 0 | 0 | 0 | 2 | 14182-041-005475 | ROGERS OIL CO INC
26808 | Permanently Closed | 1984-09-01 | 1979-01-01 | 1985-06-01 | Petroleum | Unleaded gasoline | Unleaded gasoline |  | Steel | Steel |  | Painted or None | Steel |  | 1901-01-01 | [15 empty] | UST Currently In Use: 0; UST Temp Close: 0; AST Currently In Use: 0; AST Temp Closed: 0 | 0 | 0 | 1 | 14182-047-005451 | ROGERS OIL CO INC
26809 | Permanently Closed | 1999-11-03 | 1980-01-01 | 1999-11-03 | Petroleum | Unleaded gasoline | Unleaded gasoline |  | Steel | Steel |  | Painted or None | Steel |  | 1901-01-01 | [15 empty] | UST Currently In Use: 0; UST Temp Close: 0; AST Currently In Use: 0; AST Temp Closed: 0 | 0 | 0 | 3 | 14182-047-009479 | ROGERS OIL CO INC
26810 | Permanently Closed | 1999-11-03 | 1980-01-01 | 1999-11-03 | Petroleum | On road diesel | On road diesel |  | Steel | Steel |  | Painted or None | Steel |  | 1901-01-01 | [15 empty] | UST Currently In Use: 0; UST Temp Close: 0; AST Currently In Use: 0; AST Temp Closed: 0 | 0 | 0 | 3 | 14182-047-009479 | ROGERS OIL CO INC
26811 | Permanently Closed | 1999-11-03 | 1980-01-01 | 1999-11-03 | Petroleum | Unleaded gasoline | Unleaded gasoline |  | Steel | Steel |  | Painted or None | Steel |  | 1901-01-01 | [15 empty] | UST Currently In Use: 0; UST Temp Close: 0; AST Currently In Use: 0; AST Temp Closed: 0 | 0 | 0 | 3 | 14182-047-009479 | ROGERS OIL CO INC
26812 | Temporary Closed | 2020-10-15 | 1901-01-01 |  | Petroleum | Unleaded gasoline | Unleaded gasoline | Retail | Steel | Steel | Field installed cathodic protection, Interior lined (not allowed as a standalone method of corrosion protection) |  | Fiberglass reinforced plastic |  |  |  | Catchment Basin, Single walled catchment basin | Automatic shutoff device At 95% full | Automatic shutoff device At 95% full |  |  | Statistical Inventory Reconciliation (SIR) | [8 empty] | UST Currently In Use: 0; UST Temp Close: 2; AST Currently In Use: 0; AST Temp Closed: 0 | 0 | 2 | 2 | 21301-131-005461 | Cathy Chapman Steen
26813 | Temporary Closed | 2020-10-15 | 1901-01-01 |  | Petroleum | Premium gasoline | Premium gasoline | Retail | Steel | Steel | Field installed cathodic protection, Interior lined (not allowed as a standalone method of corrosion protection) |  | Fiberglass reinforced plastic |  |  |  | Catchment Basin, Single walled catchment basin | Automatic shutoff device At 95% full | Automatic shutoff device At 95% full |  |  | Statistical Inventory Reconciliation (SIR) | [8 empty] | UST Currently In Use: 0; UST Temp Close: 2; AST Currently In Use: 0; AST Temp Closed: 0 | 0 | 2 | 2 | 21301-131-005461 | Cathy Chapman Steen
26814 | Permanently Closed | 1999-11-08 | 1980-01-01 | 1999-11-08 | Petroleum | On road diesel | On road diesel |  | Steel | Steel |  | Painted or None | Steel |  | 1901-01-01 | [15 empty] | UST Currently In Use: 0; UST Temp Close: 2; AST Currently In Use: 0; AST Temp Closed: 0 | 0 | 2 | 2 | 21301-131-005461 | Cathy Chapman Steen
26815 | Permanently Closed | 1999-11-08 | 1980-01-01 | 1999-11-08 | Petroleum | On road diesel | On road diesel |  | Steel | Steel |  | Painted or None | Steel |  | 1901-01-01 | [15 empty] | UST Currently In Use: 0; UST Temp Close: 2; AST Currently In Use: 0; AST Temp Closed: 0 | 0 | 2 | 2 | 21301-131-005461 | Cathy Chapman Steen
26816 | Permanently Closed | 1999-01-01 | 1974-01-01 | 1999-05-27 | Petroleum | Unleaded gasoline | Unleaded gasoline | Retail | Steel | Steel |  | Painted or None | Steel |  | 1901-01-01 | [15 empty] | UST Currently In Use: 0; UST Temp Close: 0; AST Currently In Use: 0; AST Temp Closed: 0 | 0 | 0 | 3 | 14182-099-005473 | ROGERS OIL CO INC
26817 | Permanently Closed | 1999-01-01 | 1901-01-01 | 1999-05-27 | Petroleum | Unleaded gasoline | Unleaded gasoline | Retail | Steel | Steel |  | Painted or None | Steel |  | 1901-01-01 | [15 empty] | UST Currently In Use: 0; UST Temp Close: 0; AST Currently In Use: 0; AST Temp Closed: 0 | 0 | 0 | 3 | 14182-099-005473 | ROGERS OIL CO INC
26818 | Permanently Closed | 1988-01-01 | 1975-01-01 | 1988-01-01 | Petroleum | On road diesel | On road diesel | Retail | Steel | Steel |  | Painted or None | Steel |  | 1901-01-01 | [15 empty] | UST Currently In Use: 0; UST Temp Close: 0; AST Currently In Use: 0; AST Temp Closed: 0 | 0 | 0 | 3 | 14182-099-005473 | ROGERS OIL CO INC
26819 | Permanently Closed | 1993-03-11 | 1979-01-01 | 1993-03-11 | Petroleum | Unleaded gasoline | Unleaded gasoline |  | Steel | Steel |  | Painted or None | Steel |  | 1901-01-01 | [15 empty] | UST Currently In Use: 0; UST Temp Close: 0; AST Currently In Use: 0; AST Temp Closed: 0 | 0 | 0 | 4 | 14182-131-005474 | ROGERS OIL CO INC
26820 | Permanently Closed | 1993-03-11 | 1979-01-01 | 1993-03-11 | Petroleum | Unleaded gasoline | Unleaded gasoline |  | Steel | Steel |  | Painted or None | Steel |  | 1901-01-01 | [15 empty] | UST Currently In Use: 0; UST Temp Close: 0; AST Currently In Use: 0; AST Temp Closed: 0 | 0 | 0 | 4 | 14182-131-005474 | ROGERS OIL CO INC
26821 | Permanently Closed | 1993-03-11 | 1979-01-01 | 1993-03-11 | Petroleum | Unleaded gasoline | Unleaded gasoline |  | Steel | Steel |  | Painted or None | Steel |  | 1901-01-01 | [15 empty] | UST Currently In Use: 0; UST Temp Close: 0; AST Currently In Use: 0; AST Temp Closed: 0 | 0 | 0 | 4 | 14182-131-005474 | ROGERS OIL CO INC
26822 | Permanently Closed | 1993-03-11 | 1979-01-01 | 1993-03-11 | Petroleum | On road diesel | On road diesel |  | Steel | Steel |  | Painted or None | Steel |  | 1901-01-01 | [15 empty] | UST Currently In Use: 0; UST Temp Close: 0; AST Currently In Use: 0; AST Temp Closed: 0 | 0 | 0 | 4 | 14182-131-005474 | ROGERS OIL CO INC
26825 | Permanently Closed | 1901-01-01 | 1972-01-01 | 1988-01-01 | Petroleum | Unleaded gasoline | Unleaded gasoline |  | Steel | Steel |  | Painted or None | Steel |  | 1901-01-01 | [15 empty] | UST Currently In Use: 0; UST Temp Close: 0; AST Currently In Use: 0; AST Temp Closed: 0 | 0 | 0 | 2 | 14182-133-005480 | ROGERS OIL CO INC
26826 | Permanently Closed | 1901-01-01 | 1972-01-01 | 1988-01-01 | Petroleum | Unleaded gasoline | Unleaded gasoline |  | Steel | Steel |  | Painted or None | Steel |  | 1901-01-01 | [15 empty] | UST Currently In Use: 0; UST Temp Close: 0; AST Currently In Use: 0; AST Temp Closed: 0 | 0 | 0 | 2 | 14182-133-005480 | ROGERS OIL CO INC
26827 | Permanently Closed | 1998-12-18 | 1970-01-01 | 1998-12-18 | Petroleum | On road diesel | On road diesel |  | Steel | Steel |  | Painted or None | Steel |  | 1901-01-01 | Field installed cathodic protection | [11 empty] | Annual line testing | Annual line testing |  | UST Currently In Use: 0; UST Temp Close: 0; AST Currently In Use: 0; AST Temp Closed: 0 | 0 | 0 | 2 | 14184-125-007052 | ROLAND PUGH CONSTRUCTION INC
26828 | Permanently Closed | 1998-12-18 | 1970-01-01 | 1998-12-18 | Petroleum | Unleaded gasoline | Unleaded gasoline |  | Steel | Steel |  | Painted or None | Steel |  | 1901-01-01 | Field installed cathodic protection | [11 empty] | Annual line testing | Annual line testing |  | UST Currently In Use: 0; UST Temp Close: 0; AST Currently In Use: 0; AST Temp Closed: 0 | 0 | 0 | 2 | 14184-125-007052 | ROLAND PUGH CONSTRUCTION INC
26829 | Permanently Closed | 1991-08-07 | 1978-01-01 | 1991-08-07 | Petroleum | On road diesel | On road diesel |  | Steel | Steel |  | Painted or None | Steel |  | 1901-01-01 | [15 empty] | UST Currently In Use: 0; UST Temp Close: 0; AST Currently In Use: 0; AST Temp Closed: 0 | 0 | 0 | 3 | 14185-093-002593 | ROLLINS FARM SERVICE
26830 | Permanently Closed | 1991-08-07 | 1976-01-01 | 1991-08-07 | Petroleum | On road diesel | On road diesel |  | Steel | Steel |  | Painted or None | Steel |  | 1901-01-01 | [15 empty] | UST Currently In Use: 0; UST Temp Close: 0; AST Currently In Use: 0; AST Temp Closed: 0 | 0 | 0 | 3 | 14185-093-002593 | ROLLINS FARM SERVICE
26831 | Permanently Closed | 1991-08-07 | 1976-01-01 | 1991-08-07 | Petroleum | Unleaded gasoline | Unleaded gasoline |  | Steel | Steel |  | Painted or None | Steel |  | 1901-01-01 | [15 empty] | UST Currently In Use: 0; UST Temp Close: 0; AST Currently In Use: 0; AST Temp Closed: 0 | 0 | 0 | 3 | 14185-093-002593 | ROLLINS FARM SERVICE
26832 | Permanently Closed | 1991-01-31 | 1976-01-01 | 1991-01-31 | Petroleum | Unleaded gasoline | Unleaded gasoline |  | Steel | Steel |  | Painted or None | Steel |  | 1901-01-01 | [15 empty] | UST Currently In Use: 0; UST Temp Close: 0; AST Currently In Use: 0; AST Temp Closed: 0 | 0 | 0 | 1 | 14186-015-002314 | ROLLINS INC
26833 | Permanently Closed | 1990-12-26 | 1963-01-01 | 1990-12-26 | Petroleum | Unleaded gasoline | Unleaded gasoline |  | Steel | Steel |  | Painted or None | Steel |  | 1901-01-01 | [15 empty] | UST Currently In Use: 0; UST Temp Close: 0; AST Currently In Use: 0; AST Temp Closed: 1 | 0 | 0 | 3 | 14187-051-010730 | BETTY GLASSCOCK
26834 | Permanently Closed | 1990-12-26 | 1978-01-01 | 1990-12-26 | Petroleum | Unleaded gasoline | Unleaded gasoline |  | Steel | Steel |  | Painted or None | Steel |  | 1901-01-01 | [15 empty] | UST Currently In Use: 0; UST Temp Close: 0; AST Currently In Use: 0; AST Temp Closed: 1 | 0 | 0 | 3 | 14187-051-010730 | BETTY GLASSCOCK
26835 | Permanently Closed | 1980-01-01 | 1948-01-01 | 1988-03-01 | Petroleum | Other, OTHER | Other |  | Steel | Steel |  | Painted or None | Steel |  | 1901-01-01 | [15 empty] | UST Currently In Use: 0; UST Temp Close: 0; AST Currently In Use: 0; AST Temp Closed: 1 | 0 | 0 | 3 | 14187-051-010730 | BETTY GLASSCOCK
26836 | Permanently Closed | 1988-12-25 | 1983-01-01 | 1993-07-22 | Petroleum | On road diesel | On road diesel |  | Steel | Steel |  |  | Steel |  | 1901-01-01 | [15 empty] | UST Currently In Use: 0; UST Temp Close: 0; AST Currently In Use: 0; AST Temp Closed: 0 | 0 | 0 | 4 | 14188-063-012071 | RON SUMMERVILLE DBA INTERSTATE GAS
26837 | Permanently Closed | 1988-12-25 | 1983-01-01 | 1993-07-22 | Petroleum | Unleaded gasoline | Unleaded gasoline |  | Steel | Steel |  |  | Steel |  | 1901-01-01 | [15 empty] | UST Currently In Use: 0; UST Temp Close: 0; AST Currently In Use: 0; AST Temp Closed: 0 | 0 | 0 | 4 | 14188-063-012071 | RON SUMMERVILLE DBA INTERSTATE GAS
26838 | Permanently Closed | 1988-12-25 | 1983-01-01 | 1993-07-22 | Petroleum | Unleaded gasoline | Unleaded gasoline |  | Steel | Steel |  |  | Steel |  | 1901-01-01 | [15 empty] | UST Currently In Use: 0; UST Temp Close: 0; AST Currently In Use: 0; AST Temp Closed: 0 | 0 | 0 | 4 | 14188-063-012071 | RON SUMMERVILLE DBA INTERSTATE GAS
26839 | Permanently Closed | 1988-12-25 | 1983-01-01 | 1993-07-22 | Petroleum | Unleaded gasoline | Unleaded gasoline |  | Steel | Steel |  |  | Steel |  | 1901-01-01 | [15 empty] | UST Currently In Use: 0; UST Temp Close: 0; AST Currently In Use: 0; AST Temp Closed: 0 | 0 | 0 | 4 | 14188-063-012071 | RON SUMMERVILLE DBA INTERSTATE GAS
26840 | Permanently Closed | 1990-12-10 | 1973-01-01 | 1990-12-10 | Petroleum | Unleaded gasoline | Unleaded gasoline |  | Steel | Steel |  | Painted or None | Steel |  | 1901-01-01 | [15 empty] | UST Currently In Use: 0; UST Temp Close: 0; AST Currently In Use: 0; AST Temp Closed: 0 | 0 | 0 | 2 | 14189-113-011262 | RON'S QUIK MART
26841 | Permanently Closed | 1990-12-10 | 1973-01-01 | 1990-12-10 | Petroleum | Unleaded gasoline | Unleaded gasoline |  | Steel | Steel |  | Painted or None | Steel |  | 1901-01-01 | [15 empty] | UST Currently In Use: 0; UST Temp Close: 0; AST Currently In Use: 0; AST Temp Closed: 0 | 0 | 0 | 2 | 14189-113-011262 | RON'S QUIK MART
26842 | Permanently Closed | 1998-12-07 | 1979-07-06 | 1998-12-07 | Petroleum | Unleaded gasoline | Unleaded gasoline | Retail | Steel | Steel |  | Painted or None | Steel |  | 1901-01-01 | None | [14 empty] | UST Currently In Use: 0; UST Temp Close: 0; AST Currently In Use: 0; AST Temp Closed: 0 | 0 | 0 | 2 | 20474-119-007207 | TOMMY HARWELL
26843 | Permanently Closed | 1998-12-07 | 1979-07-06 | 1998-12-07 | Petroleum | Unleaded gasoline | Unleaded gasoline | Retail | Steel | Steel |  | Painted or None | Steel |  | 1901-01-01 | [15 empty] | UST Currently In Use: 0; UST Temp Close: 0; AST Currently In Use: 0; AST Temp Closed: 0 | 0 | 0 | 2 | 20474-119-007207 | TOMMY HARWELL
26844 | Currently in Use |  | 1981-01-01 |  | Petroleum | Unleaded gasoline | Unleaded gasoline | Retail | Steel | Steel | Field installed cathodic protection |  | Flexible |  |  |  | Catchment Basin, Single walled catchment basin | Automatic shutoff device At 95% full, Flow Rest 90% Full | Flow Rest 90% Full |  |  | Continuous Automatic Tank Gauge |  | Automatic flow restrictor (MLLD) | Automatic flow restrictor (MLLD) |  |  | Annual line testing | Annual line testing |  | UST Currently In Use: 4; UST Temp Close: 0; AST Currently In Use: 0; AST Temp Closed: 0 | 4 | 0 | 0 | 24931-065-000243 | KAID BROTHERS
26845 | Currently in Use |  | 1981-01-01 |  | Petroleum | On road diesel | On road diesel | Retail | Steel | Steel | Field installed cathodic protection |  | Flexible |  |  |  | Catchment Basin, Single walled catchment basin | Automatic shutoff device At 95% full, Flow Rest 90% Full | Flow Rest 90% Full |  |  | Continuous Automatic Tank Gauge |  | Automatic flow restrictor (MLLD) | Automatic flow restrictor (MLLD) |  |  | Annual line testing | Annual line testing |  | UST Currently In Use: 4; UST Temp Close: 0; AST Currently In Use: 0; AST Temp Closed: 0 | 4 | 0 | 0 | 24931-065-000243 | KAID BROTHERS
26846 | Currently in Use |  | 1981-01-01 |  | Petroleum | Premium gasoline | Premium gasoline | Retail | Steel | Steel | Field installed cathodic protection |  | Flexible |  |  |  | Catchment Basin, Single walled catchment basin | Automatic shutoff device At 95% full, Flow Rest 90% Full | Flow Rest 90% Full |  |  | Continuous Automatic Tank Gauge |  | Automatic flow restrictor (MLLD) | Automatic flow restrictor (MLLD) |  |  | Annual line testing | Annual line testing |  | UST Currently In Use: 4; UST Temp Close: 0; AST Currently In Use: 0; AST Temp Closed: 0 | 4 | 0 | 0 | 24931-065-000243 | KAID BROTHERS
26847 | Permanently Closed | 1998-12-01 | 1983-01-01 | 1999-06-16 | Petroleum | On road diesel | On road diesel |  | Steel | Steel |  | Painted or None | Steel |  | 1901-01-01 | [15 empty] | UST Currently In Use: 4; UST Temp Close: 0; AST Currently In Use: 0; AST Temp Closed: 0 | 4 | 0 | 4 | 13786-065-004895 | PARRS, INC.
26848 | Permanently Closed | 1998-12-01 | 1983-01-01 | 1999-06-16 | Petroleum | On road diesel | On road diesel |  | Steel | Steel |  | Painted or None | Steel |  | 1901-01-01 | [15 empty] | UST Currently In Use: 4; UST Temp Close: 0; AST Currently In Use: 0; AST Temp Closed: 0 | 4 | 0 | 4 | 13786-065-004895 | PARRS, INC.
26849 | Permanently Closed | 1989-07-07 | 1972-01-01 | 1991-07-07 | Petroleum | Unleaded gasoline | Unleaded gasoline |  | Steel | Steel |  |  |  |  | 1901-01-01 | [15 empty] | UST Currently In Use: 0; UST Temp Close: 0; AST Currently In Use: 0; AST Temp Closed: 0 | 0 | 0 | 3 | 17534-017-002458 | VALLEY TIRE AND AUTO CENTER
26850 | Permanently Closed | 1989-07-07 | 1972-01-01 | 1991-07-07 | Petroleum | Unleaded gasoline | Unleaded gasoline |  | Steel | Steel |  |  |  |  | 1901-01-01 | [15 empty] | UST Currently In Use: 0; UST Temp Close: 0; AST Currently In Use: 0; AST Temp Closed: 0 | 0 | 0 | 3 | 17534-017-002458 | VALLEY TIRE AND AUTO CENTER
26851 | Permanently Closed | 1989-07-07 | 1972-01-01 | 1991-07-07 | Petroleum | Unleaded gasoline | Unleaded gasoline |  | Steel | Steel |  |  |  |  | 1901-01-01 | [15 empty] | UST Currently In Use: 0; UST Temp Close: 0; AST Currently In Use: 0; AST Temp Closed: 0 | 0 | 0 | 3 | 17534-017-002458 | VALLEY TIRE AND AUTO CENTER
26852 | Permanently Closed | 1901-01-01 | 1959-01-01 | 1986-10-25 | Petroleum | Unleaded gasoline | Unleaded gasoline | [7 empty] | 1901-01-01 | [15 empty] | UST Currently In Use: 0; UST Temp Close: 0; AST Currently In Use: 0; AST Temp Closed: 0 | 0 | 0 | 1 | 14193-101-002723 | RONALD E SWANNER
26853 | Permanently Closed | 2013-07-10 | 1968-01-01 | 2013-07-10 | Petroleum | Unleaded gasoline | Unleaded gasoline | Retail | Steel | Steel | Field installed cathodic protection |  | Steel |  |  | Field installed cathodic protection | Catchment Basin, Single walled catchment basin | Automatic shutoff device At 95% full | Automatic shutoff device At 95% full |  |  | Statistical Inventory Reconciliation (SIR) | [8 empty] | UST Currently In Use: 0; UST Temp Close: 2; AST Currently In Use: 0; AST Temp Closed: 0 | 0 | 2 | 3 | 24260-113-009817 | AVIJES LLC
26854 | Permanently Closed | 2013-07-10 | 1968-01-01 | 2013-07-10 | Petroleum | Premium gasoline | Premium gasoline | Retail | Steel | Steel | Field installed cathodic protection |  | Steel |  |  | Field installed cathodic protection | Catchment Basin, Single walled catchment basin | Automatic shutoff device At 95% full | Automatic shutoff device At 95% full |  |  | Statistical Inventory Reconciliation (SIR) | [8 empty] | UST Currently In Use: 0; UST Temp Close: 2; AST Currently In Use: 0; AST Temp Closed: 0 | 0 | 2 | 3 | 24260-113-009817 | AVIJES LLC
26855 | Permanently Closed | 2013-07-10 | 1982-01-01 | 2013-07-10 | Petroleum | On road diesel | On road diesel | Retail | Steel | Steel | Field installed cathodic protection |  | Steel |  |  | Field installed cathodic protection | Catchment Basin, Single walled catchment basin | Automatic shutoff device At 95% full | Automatic shutoff device At 95% full |  |  | Statistical Inventory Reconciliation (SIR) | [8 empty] | UST Currently In Use: 0; UST Temp Close: 2; AST Currently In Use: 0; AST Temp Closed: 0 | 0 | 2 | 3 | 24260-113-009817 | AVIJES LLC
26856 | Permanently Closed | 2002-03-29 | 1978-01-01 | 2002-04-18 | Petroleum | Mid-grade gasoline | Mid-grade gasoline | Retail | Steel | Steel | Field installed cathodic protection |  | Steel |  | 1901-01-01 | Field installed cathodic protection | Catchment Basin, Single walled catchment basin | Automatic shutoff device At 95% full | Automatic shutoff device At 95% full | [8 empty] | Annual line testing | Annual line testing |  | UST Currently In Use: 0; UST Temp Close: 0; AST Currently In Use: 0; AST Temp Closed: 0 | 0 | 0 | 3 | 19842-003-013538 | THOMAS D HICKS
26857 | Permanently Closed | 2002-03-29 | 1978-01-01 | 2002-04-18 | Petroleum | Unleaded gasoline | Unleaded gasoline | Retail | Steel | Steel | Field installed cathodic protection |  | Steel |  | 1901-01-01 | Field installed cathodic protection | Catchment Basin, Single walled catchment basin | Automatic shutoff device At 95% full | Automatic shutoff device At 95% full | [8 empty] | Annual line testing | Annual line testing |  | UST Currently In Use: 0; UST Temp Close: 0; AST Currently In Use: 0; AST Temp Closed: 0 | 0 | 0 | 3 | 19842-003-013538 | THOMAS D HICKS
26858 | Permanently Closed | 2002-03-29 | 1978-01-01 | 2002-04-18 | Petroleum | Premium gasoline | Premium gasoline | Retail | Steel | Steel | Field installed cathodic protection |  | Steel |  | 1901-01-01 | Field installed cathodic protection | Catchment Basin, Single walled catchment basin | Automatic shutoff device At 95% full | Automatic shutoff device At 95% full | [8 empty] | Annual line testing | Annual line testing |  | UST Currently In Use: 0; UST Temp Close: 0; AST Currently In Use: 0; AST Temp Closed: 0 | 0 | 0 | 3 | 19842-003-013538 | THOMAS D HICKS
26859 | Permanently Closed | 2002-02-11 | 1981-01-01 | 2002-02-22 | Petroleum | Unleaded gasoline | Unleaded gasoline | Retail | Steel | Steel | Field installed cathodic protection |  | Steel |  | 1901-01-01 | Field installed cathodic protection | Catchment Basin, Single walled catchment basin | Flow Rest 90% Full | Flow Rest 90% Full |  |  | Statistical Inventory Reconciliation (SIR) | [5 empty] | Statistical inventory reconciliation (SIR) | Statistical inventory reconciliation (SIR) |  | UST Currently In Use: 3; UST Temp Close: 0; AST Currently In Use: 0; AST Temp Closed: 0 | 3 | 0 | 4 | 25984-035-012975 | STEVE FLEMMING PROPERTIES
26860 | Permanently Closed | 2002-02-11 | 1985-01-01 | 2002-02-11 | Petroleum | Unleaded gasoline | Unleaded gasoline | Retail | Steel | Steel | Field installed cathodic protection |  | Steel |  | 1901-01-01 | Field installed cathodic protection | Catchment Basin, Single walled catchment basin | Flow Rest 90% Full | Flow Rest 90% Full |  |  | Statistical Inventory Reconciliation (SIR) | [5 empty] | Statistical inventory reconciliation (SIR) | Statistical inventory reconciliation (SIR) |  | UST Currently In Use: 3; UST Temp Close: 0; AST Currently In Use: 0; AST Temp Closed: 0 | 3 | 0 | 4 | 25984-035-012975 | STEVE FLEMMING PROPERTIES
26861 | Permanently Closed | 2002-02-11 | 1985-01-01 | 2002-02-11 | Petroleum | Unleaded gasoline | Unleaded gasoline | Retail | Steel | Steel | Field installed cathodic protection |  | Steel |  | 1901-01-01 | Field installed cathodic protection | Catchment Basin, Single walled catchment basin | Flow Rest 90% Full | Flow Rest 90% Full |  |  | Statistical Inventory Reconciliation (SIR) | [5 empty] | Statistical inventory reconciliation (SIR) | Statistical inventory reconciliation (SIR) |  | UST Currently In Use: 3; UST Temp Close: 0; AST Currently In Use: 0; AST Temp Closed: 0 | 3 | 0 | 4 | 25984-035-012975 | STEVE FLEMMING PROPERTIES
26862 | Permanently Closed | 2002-02-11 | 1985-01-01 | 2002-02-11 | Petroleum | On road diesel | On road diesel | Retail | Steel | Steel | Field installed cathodic protection |  | Steel |  | 1901-01-01 | Field installed cathodic protection | Catchment Basin, Single walled catchment basin | Flow Rest 90% Full | Flow Rest 90% Full |  |  | Statistical Inventory Reconciliation (SIR) | [5 empty] | Statistical inventory reconciliation (SIR) | Statistical inventory reconciliation (SIR) |  | UST Currently In Use: 3; UST Temp Close: 0; AST Currently In Use: 0; AST Temp Closed: 0 | 3 | 0 | 4 | 25984-035-012975 | STEVE FLEMMING PROPERTIES
26863 | Currently in Use |  | 1982-01-01 |  | Petroleum | Premium gasoline | Premium gasoline | Retail | Steel | Steel | Field installed cathodic protection |  | Fiberglass reinforced plastic |  |  |  | Catchment Basin, Single walled catchment basin | Automatic shutoff device At 95% full | Automatic shutoff device At 95% full |  |  | Continuous Automatic Tank Gauge |  | Automatic flow restrictor (MLLD), Containment Sump | Containment Sump |  |  | Annual line testing | Annual line testing |  | UST Currently In Use: 6; UST Temp Close: 0; AST Currently In Use: 0; AST Temp Closed: 0 | 6 | 0 | 0 | 11453-053-013539 | DIAMOND GASOLINE STATIONS, INC.
26864 | Currently in Use |  | 1982-01-01 |  | Petroleum | Premium gasoline | Premium gasoline | Retail | Steel | Steel | Field installed cathodic protection |  | Fiberglass reinforced plastic |  |  |  | Catchment Basin, Single walled catchment basin | Automatic shutoff device At 95% full | Automatic shutoff device At 95% full |  |  | Continuous Automatic Tank Gauge |  | Other, MANIFOLDED | Other |  |  | Other, MANIFOLDED | Other |  | UST Currently In Use: 6; UST Temp Close: 0; AST Currently In Use: 0; AST Temp Closed: 0 | 6 | 0 | 0 | 11453-053-013539 | DIAMOND GASOLINE STATIONS, INC.
26865 | Currently in Use |  | 1982-01-01 |  | Petroleum | On road diesel | On road diesel | Retail | Steel | Steel | Field installed cathodic protection |  | Fiberglass reinforced plastic |  |  |  | Catchment Basin, Single walled catchment basin | Automatic shutoff device At 95% full | Automatic shutoff device At 95% full |  |  | Continuous Automatic Tank Gauge |  | Automatic flow restrictor (MLLD), Containment Sump | Containment Sump |  |  | Annual line testing | Annual line testing |  | UST Currently In Use: 6; UST Temp Close: 0; AST Currently In Use: 0; AST Temp Closed: 0 | 6 | 0 | 0 | 11453-053-013539 | DIAMOND GASOLINE STATIONS, INC.
26866 | Currently in Use |  | 1982-01-01 |  | Petroleum | Unleaded gasoline | Unleaded gasoline | Retail | Steel | Steel | Field installed cathodic protection |  | Fiberglass reinforced plastic |  |  |  | Catchment Basin, Single walled catchment basin | Automatic shutoff device At 95% full | Automatic shutoff device At 95% full |  |  | Continuous Automatic Tank Gauge |  | Automatic flow restrictor (MLLD), Containment Sump | Containment Sump |  |  | Annual line testing | Annual line testing |  | UST Currently In Use: 6; UST Temp Close: 0; AST Currently In Use: 0; AST Temp Closed: 0 | 6 | 0 | 0 | 11453-053-013539 | DIAMOND GASOLINE STATIONS, INC.
26867 | Currently in Use |  | 1982-01-01 |  | Petroleum | Unleaded gasoline | Unleaded gasoline | Retail | Steel | Steel | Field installed cathodic protection |  | Fiberglass reinforced plastic |  |  |  | Catchment Basin, Single walled catchment basin | Automatic shutoff device At 95% full | Automatic shutoff device At 95% full |  |  | Continuous Automatic Tank Gauge |  | Other, MANIFOLDED | Other |  |  | Other, MANIFOLDED | Other |  | UST Currently In Use: 6; UST Temp Close: 0; AST Currently In Use: 0; AST Temp Closed: 0 | 6 | 0 | 0 | 11453-053-013539 | DIAMOND GASOLINE STATIONS, INC.
26868 | Permanently Closed | 1996-06-10 | 1987-01-01 | 1996-06-10 | Petroleum | Unleaded gasoline | Unleaded gasoline |  | Fiberglass coated steel, Fiberglass reinforced plastic | Fiberglass reinforced plastic |  |  | Steel |  | 1901-01-01 | [15 empty] | UST Currently In Use: 0; UST Temp Close: 0; AST Currently In Use: 0; AST Temp Closed: 0 | 0 | 0 | 3 | 14195-053-013540 | WHITTON'S FUEL STOP LLC
26869 | Permanently Closed | 1996-06-10 | 1987-01-01 | 1996-06-10 | Petroleum | Unleaded gasoline | Unleaded gasoline |  | Fiberglass coated steel, Fiberglass reinforced plastic | Fiberglass reinforced plastic |  |  | Steel |  | 1901-01-01 | [15 empty] | UST Currently In Use: 0; UST Temp Close: 0; AST Currently In Use: 0; AST Temp Closed: 0 | 0 | 0 | 3 | 14195-053-013540 | WHITTON'S FUEL STOP LLC
26870 | Permanently Closed | 1996-06-10 | 1987-01-01 | 1996-06-10 | Petroleum | Unleaded gasoline | Unleaded gasoline |  | Fiberglass coated steel, Fiberglass reinforced plastic | Fiberglass reinforced plastic |  |  | Steel |  | 1901-01-01 | [15 empty] | UST Currently In Use: 0; UST Temp Close: 0; AST Currently In Use: 0; AST Temp Closed: 0 | 0 | 0 | 3 | 14195-053-013540 | WHITTON'S FUEL STOP LLC
26871 | Permanently Closed | 1990-10-30 | 1986-01-01 | 1997-10-30 | Petroleum | Unleaded gasoline | Unleaded gasoline |  | Steel | Steel | Coated & cathodic protection (sti-P3) |  | Steel |  | 1901-01-01 | Field installed cathodic protection | [14 empty] | UST Currently In Use: 0; UST Temp Close: 0; AST Currently In Use: 0; AST Temp Closed: 0 | 0 | 0 | 2 | 14196-097-013365 | WILLIAM THOMPSON MEINHARDT
26872 | Permanently Closed | 1990-10-30 | 1986-01-01 | 1997-10-30 | Petroleum | Unleaded gasoline | Unleaded gasoline |  | Steel | Steel | Coated & cathodic protection (sti-P3) |  | Steel |  | 1901-01-01 | Field installed cathodic protection | [14 empty] | UST Currently In Use: 0; UST Temp Close: 0; AST Currently In Use: 0; AST Temp Closed: 0 | 0 | 0 | 2 | 14196-097-013365 | WILLIAM THOMPSON MEINHARDT
26873 | Retired | 1988-08-08 | 1983-01-01 |  | Petroleum | Unleaded gasoline | Unleaded gasoline |  | Steel | Steel |  | Painted or None | Steel |  | 1901-01-01 | [15 empty] | UST Currently In Use: 0; UST Temp Close: 0; AST Currently In Use: 0; AST Temp Closed: 0 | 0 | 0 | 0 | 14197-017-012846 | RONNIE PIERCE
26874 | Permanently Closed | 1997-10-29 | 1968-01-01 | 1997-10-29 | Petroleum | Unleaded gasoline | Unleaded gasoline |  | Steel | Steel |  | Painted or None | Steel |  | 1901-01-01 | [12 empty] | Annual line testing | Annual line testing |  | UST Currently In Use: 3; UST Temp Close: 0; AST Currently In Use: 0; AST Temp Closed: 0 | 3 | 0 | 4 | 12409-005-007936 | Tim Shirley
26875 | Permanently Closed | 1997-10-29 | 1968-01-01 | 1997-10-29 | Petroleum | Unleaded gasoline | Unleaded gasoline |  | Steel | Steel |  | Painted or None | Steel |  | 1901-01-01 | [12 empty] | Annual line testing | Annual line testing |  | UST Currently In Use: 3; UST Temp Close: 0; AST Currently In Use: 0; AST Temp Closed: 0 | 3 | 0 | 4 | 12409-005-007936 | Tim Shirley
26876 | Permanently Closed | 1997-10-29 | 1968-01-01 | 1997-10-29 | Petroleum | Unleaded gasoline | Unleaded gasoline |  | Steel | Steel |  | Painted or None | Steel |  | 1901-01-01 | [15 empty] | UST Currently In Use: 3; UST Temp Close: 0; AST Currently In Use: 0; AST Temp Closed: 0 | 3 | 0 | 4 | 12409-005-007936 | Tim Shirley
26877 | Permanently Closed | 1994-01-01 | 1968-01-01 | 1994-01-13 | Petroleum | On road diesel | On road diesel |  | Steel | Steel |  | Painted or None | Steel |  | 1901-01-01 | [15 empty] | UST Currently In Use: 3; UST Temp Close: 0; AST Currently In Use: 0; AST Temp Closed: 0 | 3 | 0 | 4 | 12409-005-007936 | Tim Shirley
26878 | Temporary Closed | 2014-06-27 | 1962-01-01 |  | Petroleum | Unleaded gasoline | Unleaded gasoline | Retail | Steel | Steel | Field installed cathodic protection |  | Steel |  | 1901-01-01 | Field installed cathodic protection | Catchment Basin, Single walled catchment basin | Automatic shutoff device At 95% full | Automatic shutoff device At 95% full |  |  | Statistical Inventory Reconciliation (SIR) |  | Automatic flow restrictor (MLLD) | Automatic flow restrictor (MLLD) |  |  | Statistical inventory reconciliation (SIR) | Statistical inventory reconciliation (SIR) |  | UST Currently In Use: 0; UST Temp Close: 5; AST Currently In Use: 0; AST Temp Closed: 0 | 0 | 5 | 0 | 14199-055-001919 | RJ'S INDEPENDENT GASOLINE LLC
26879 | Temporary Closed | 2014-06-27 | 1962-01-01 |  | Petroleum | Mid-grade gasoline | Mid-grade gasoline | Retail | Steel | Steel | Field installed cathodic protection |  | Steel |  |  | Field installed cathodic protection | Catchment Basin, Single walled catchment basin | Automatic shutoff device At 95% full | Automatic shutoff device At 95% full |  |  | Statistical Inventory Reconciliation (SIR) |  | Automatic flow restrictor (MLLD) | Automatic flow restrictor (MLLD) |  |  | Statistical inventory reconciliation (SIR) | Statistical inventory reconciliation (SIR) |  | UST Currently In Use: 0; UST Temp Close: 5; AST Currently In Use: 0; AST Temp Closed: 0 | 0 | 5 | 0 | 14199-055-001919 | RJ'S INDEPENDENT GASOLINE LLC
26880 | Temporary Closed | 2014-06-27 | 1962-01-01 |  | Petroleum | Premium gasoline | Premium gasoline | Retail | Steel | Steel | Field installed cathodic protection |  | Steel |  |  | Field installed cathodic protection | Catchment Basin, Single walled catchment basin | Automatic shutoff device At 95% full | Automatic shutoff device At 95% full |  |  | Statistical Inventory Reconciliation (SIR) |  | Automatic flow restrictor (MLLD) | Automatic flow restrictor (MLLD) |  |  | Statistical inventory reconciliation (SIR) | Statistical inventory reconciliation (SIR) |  | UST Currently In Use: 0; UST Temp Close: 5; AST Currently In Use: 0; AST Temp Closed: 0 | 0 | 5 | 0 | 14199-055-001919 | RJ'S INDEPENDENT GASOLINE LLC
26881 | Temporary Closed | 2003-01-01 | 1962-01-01 |  | Petroleum | Used oil | Used oil | Retail | Steel | Steel | Field installed cathodic protection |  | Other, FILL PIPE |  |  |  | Other, EXEMPT | Other, EXEMPT | Other |  |  | Manual Tank Gauging (only tanks 1000 gal. or less and 48” or 64” in diameter) | [8 empty] | UST Currently In Use: 0; UST Temp Close: 5; AST Currently In Use: 0; AST Temp Closed: 0 | 0 | 5 | 0 | 14199-055-001919 | RJ'S INDEPENDENT GASOLINE LLC
26882 | Permanently Closed | 1996-07-08 | 1974-01-01 | 1996-07-08 | Petroleum | Unleaded gasoline | Unleaded gasoline |  | Steel | Steel |  | Painted or None | Steel |  | 1901-01-01 | [15 empty] | UST Currently In Use: 0; UST Temp Close: 0; AST Currently In Use: 0; AST Temp Closed: 0 | 0 | 0 | 3 | 14199-055-002869 | RJ'S INDEPENDENT GASOLINE LLC
26883 | Permanently Closed | 1996-07-08 | 1974-01-01 | 1996-07-08 | Petroleum | Unleaded gasoline | Unleaded gasoline |  | Steel | Steel |  | Painted or None | Steel |  | 1901-01-01 | [15 empty] | UST Currently In Use: 0; UST Temp Close: 0; AST Currently In Use: 0; AST Temp Closed: 0 | 0 | 0 | 3 | 14199-055-002869 | RJ'S INDEPENDENT GASOLINE LLC
26884 | Permanently Closed | 1996-07-08 | 1974-01-01 | 1996-07-08 | Petroleum | Unleaded gasoline | Unleaded gasoline |  | Steel | Steel |  | Painted or None | Steel |  | 1901-01-01 | [15 empty] | UST Currently In Use: 0; UST Temp Close: 0; AST Currently In Use: 0; AST Temp Closed: 0 | 0 | 0 | 3 | 14199-055-002869 | RJ'S INDEPENDENT GASOLINE LLC
26885 | Permanently Closed | 1994-12-08 | 1975-01-01 | 1994-12-08 | Petroleum | Unleaded gasoline | Unleaded gasoline |  | Steel | Steel |  | Painted or None | Steel |  | 1901-01-01 | [15 empty] | UST Currently In Use: 0; UST Temp Close: 0; AST Currently In Use: 0; AST Temp Closed: 0 | 0 | 0 | 1 | 14200-097-005622 | ROSHER ELECTRIC CO INC
26886 | Permanently Closed | 1991-01-01 | 1974-01-01 | 1994-08-09 | Petroleum | Unleaded gasoline | Unleaded gasoline |  | Steel | Steel |  | Painted or None | Steel |  | 1901-01-01 | [15 empty] | UST Currently In Use: 0; UST Temp Close: 0; AST Currently In Use: 0; AST Temp Closed: 0 | 0 | 0 | 2 | 14201-015-011813 | ROSS NEELY SYSTEMS INC
26887 | Permanently Closed | 1991-01-01 | 1974-01-01 | 1994-08-09 | Petroleum | On road diesel | On road diesel |  | Steel | Steel |  | Painted or None | Steel |  | 1901-01-01 | [15 empty] | UST Currently In Use: 0; UST Temp Close: 0; AST Currently In Use: 0; AST Temp Closed: 0 | 0 | 0 | 2 | 14201-015-011813 | ROSS NEELY SYSTEMS INC
26888 | Permanently Closed | 1998-11-03 | 1981-01-01 | 1998-11-03 | Petroleum | On road diesel | On road diesel |  | Steel | Steel |  | Painted or None | Steel |  | 1901-01-01 | [15 empty] | UST Currently In Use: 0; UST Temp Close: 0; AST Currently In Use: 0; AST Temp Closed: 0 | 0 | 0 | 2 | 20555-069-011812 | SOUTHEASTERN FREIGHT LINES
26889 | Permanently Closed | 1998-11-03 | 1981-01-01 | 1998-11-03 | Petroleum | Unleaded gasoline | Unleaded gasoline |  | Steel | Steel |  | Painted or None | Steel |  | 1901-01-01 | [15 empty] | UST Currently In Use: 0; UST Temp Close: 0; AST Currently In Use: 0; AST Temp Closed: 0 | 0 | 0 | 2 | 20555-069-011812 | SOUTHEASTERN FREIGHT LINES
26890 | Permanently Closed | 1994-01-05 | 1966-01-01 | 1996-11-11 | Petroleum | Unleaded gasoline | Unleaded gasoline |  | Steel | Steel |  | Painted or None | Steel |  | 1901-01-01 | [15 empty] | UST Currently In Use: 0; UST Temp Close: 0; AST Currently In Use: 0; AST Temp Closed: 0 | 0 | 0 | 9 | 14201-073-011807 | ROSS NEELY SYSTEMS INC
26891 | Permanently Closed | 1994-11-01 | 1966-01-01 | 1996-11-11 | Petroleum | Unleaded gasoline | Unleaded gasoline |  | Steel | Steel |  | Painted or None | Steel |  | 1901-01-01 | [15 empty] | UST Currently In Use: 0; UST Temp Close: 0; AST Currently In Use: 0; AST Temp Closed: 0 | 0 | 0 | 9 | 14201-073-011807 | ROSS NEELY SYSTEMS INC
26892 | Permanently Closed | 1994-07-01 | 1966-01-01 | 1996-10-09 | Petroleum | On road diesel | On road diesel |  | Steel | Steel |  | Painted or None | Steel |  | 1901-01-01 | [15 empty] | UST Currently In Use: 0; UST Temp Close: 0; AST Currently In Use: 0; AST Temp Closed: 0 | 0 | 0 | 9 | 14201-073-011807 | ROSS NEELY SYSTEMS INC
26893 | Permanently Closed | 1994-11-01 | 1966-01-01 | 1996-12-03 | Petroleum | Used oil | Used oil |  | Steel | Steel |  | Painted or None | Steel |  | 1901-01-01 | [15 empty] | UST Currently In Use: 0; UST Temp Close: 0; AST Currently In Use: 0; AST Temp Closed: 0 | 0 | 0 | 9 | 14201-073-011807 | ROSS NEELY SYSTEMS INC
26894 | Permanently Closed | 1994-11-01 | 1966-01-01 | 1996-12-03 | Petroleum | Used oil | Used oil |  | Steel | Steel |  | Painted or None | Steel |  | 1901-01-01 | [15 empty] | UST Currently In Use: 0; UST Temp Close: 0; AST Currently In Use: 0; AST Temp Closed: 0 | 0 | 0 | 9 | 14201-073-011807 | ROSS NEELY SYSTEMS INC
26895 | Permanently Closed | 1994-07-01 | 1975-01-01 | 1996-10-09 | Petroleum | On road diesel | On road diesel |  | Steel | Steel |  | Painted or None | Steel |  | 1901-01-01 | [15 empty] | UST Currently In Use: 0; UST Temp Close: 0; AST Currently In Use: 0; AST Temp Closed: 0 | 0 | 0 | 9 | 14201-073-011807 | ROSS NEELY SYSTEMS INC
26896 | Permanently Closed | 1994-07-01 | 1975-01-01 | 1996-10-09 | Petroleum | On road diesel | On road diesel |  | Steel | Steel |  | Painted or None | Steel |  | 1901-01-01 | [15 empty] | UST Currently In Use: 0; UST Temp Close: 0; AST Currently In Use: 0; AST Temp Closed: 0 | 0 | 0 | 9 | 14201-073-011807 | ROSS NEELY SYSTEMS INC
26897 | Permanently Closed | 1994-07-01 | 1975-01-01 | 1996-10-09 | Petroleum | On road diesel | On road diesel |  | Steel | Steel |  | Painted or None | Steel |  | 1901-01-01 | [15 empty] | UST Currently In Use: 0; UST Temp Close: 0; AST Currently In Use: 0; AST Temp Closed: 0 | 0 | 0 | 9 | 14201-073-011807 | ROSS NEELY SYSTEMS INC
26898 | Permanently Closed | 1994-11-01 | 1975-01-01 | 1996-12-03 | Petroleum | Other, MOTOR OIL | Other |  | Steel | Steel |  | Painted or None | Steel |  | 1901-01-01 | [15 empty] | UST Currently In Use: 0; UST Temp Close: 0; AST Currently In Use: 0; AST Temp Closed: 0 | 0 | 0 | 9 | 14201-073-011807 | ROSS NEELY SYSTEMS INC
26899 | Permanently Closed | 1991-01-01 | 1971-01-01 | 1994-02-16 | Petroleum | Unleaded gasoline | Unleaded gasoline |  | Steel | Steel |  | Painted or None | Steel |  | 1901-01-01 | [15 empty] | UST Currently In Use: 0; UST Temp Close: 0; AST Currently In Use: 0; AST Temp Closed: 0 | 0 | 0 | 2 | 14201-081-011809 | ROSS NEELY SYSTEMS INC
26900 | Permanently Closed | 1991-01-01 | 1971-01-01 | 1994-02-16 | Petroleum | On road diesel | On road diesel |  | Steel | Steel |  | Painted or None | Steel |  | 1901-01-01 | [15 empty] | UST Currently In Use: 0; UST Temp Close: 0; AST Currently In Use: 0; AST Temp Closed: 0 | 0 | 0 | 2 | 14201-081-011809 | ROSS NEELY SYSTEMS INC
26901 | Permanently Closed | 1994-04-20 | 1975-01-01 | 1994-04-20 | Petroleum | On road diesel | On road diesel |  | Steel | Steel |  | Painted or None | Steel |  | 1901-01-01 | [15 empty] | UST Currently In Use: 0; UST Temp Close: 0; AST Currently In Use: 0; AST Temp Closed: 0 | 0 | 0 | 2 | 14201-083-011814 | ROSS NEELY SYSTEMS INC
26902 | Permanently Closed | 1994-04-20 | 1975-01-01 | 1994-04-20 | Petroleum | Unleaded gasoline | Unleaded gasoline |  | Steel | Steel |  | Painted or None | Steel |  | 1901-01-01 | [15 empty] | UST Currently In Use: 0; UST Temp Close: 0; AST Currently In Use: 0; AST Temp Closed: 0 | 0 | 0 | 2 | 14201-083-011814 | ROSS NEELY SYSTEMS INC
26903 | Permanently Closed | 1994-08-30 | 1976-01-01 | 1994-08-30 | Petroleum | On road diesel | On road diesel |  | Steel | Steel |  | Painted or None | Steel |  | 1901-01-01 | [15 empty] | UST Currently In Use: 0; UST Temp Close: 0; AST Currently In Use: 0; AST Temp Closed: 0 | 0 | 0 | 2 | 14201-091-011808 | ROSS NEELY SYSTEMS INC
26904 | Permanently Closed | 1994-08-30 | 1976-01-01 | 1994-08-30 | Petroleum | Unleaded gasoline | Unleaded gasoline |  | Steel | Steel |  | Painted or None | Steel |  | 1901-01-01 | [15 empty] | UST Currently In Use: 0; UST Temp Close: 0; AST Currently In Use: 0; AST Temp Closed: 0 | 0 | 0 | 2 | 14201-091-011808 | ROSS NEELY SYSTEMS INC
26905 | Permanently Closed | 1994-05-23 | 1977-01-01 | 1994-05-23 | Petroleum | Unleaded gasoline | Unleaded gasoline |  | Steel | Steel |  | Painted or None | Steel |  | 1901-01-01 | [15 empty] | UST Currently In Use: 0; UST Temp Close: 0; AST Currently In Use: 0; AST Temp Closed: 0 | 0 | 0 | 1 | 14201-095-010002 | ROSS NEELY SYSTEMS INC
26906 | Permanently Closed | 1993-01-01 | 1971-01-01 | 1994-01-04 | Petroleum | On road diesel | On road diesel |  | Steel | Steel |  | Painted or None | Steel |  | 1901-01-01 | [15 empty] | UST Currently In Use: 0; UST Temp Close: 0; AST Currently In Use: 0; AST Temp Closed: 0 | 0 | 0 | 2 | 14201-101-012640 | ROSS NEELY SYSTEMS INC
26907 | Permanently Closed | 1994-01-01 | 1971-01-01 | 1994-01-04 | Petroleum | Unleaded gasoline | Unleaded gasoline |  | Steel | Steel |  | Painted or None | Steel |  | 1901-01-01 | [15 empty] | UST Currently In Use: 0; UST Temp Close: 0; AST Currently In Use: 0; AST Temp Closed: 0 | 0 | 0 | 2 | 14201-101-012640 | ROSS NEELY SYSTEMS INC
26908 | Permanently Closed | 1993-08-01 | 1975-01-01 | 1993-09-23 | Petroleum | On road diesel | On road diesel |  | Steel | Steel |  | Painted or None | Steel |  | 1901-01-01 | [15 empty] | UST Currently In Use: 0; UST Temp Close: 0; AST Currently In Use: 0; AST Temp Closed: 0 | 0 | 0 | 2 | 14201-125-011811 | ROSS NEELY SYSTEMS INC
26909 | Permanently Closed | 1993-08-01 | 1975-01-01 | 1993-09-23 | Petroleum | Unleaded gasoline | Unleaded gasoline |  | Steel | Steel |  | Painted or None | Steel |  | 1901-01-01 | [15 empty] | UST Currently In Use: 0; UST Temp Close: 0; AST Currently In Use: 0; AST Temp Closed: 0 | 0 | 0 | 2 | 14201-125-011811 | ROSS NEELY SYSTEMS INC
26910 | Retired | 1981-01-01 | 1974-01-01 |  | Petroleum | Unleaded gasoline | Unleaded gasoline |  | Steel | Steel |  | Painted or None | Steel |  | 1901-01-01 | [15 empty] | UST Currently In Use: 0; UST Temp Close: 0; AST Currently In Use: 0; AST Temp Closed: 0 | 0 | 0 | 0 | 14201-127-011810 | ROSS NEELY SYSTEMS INC
26911 | Retired | 1981-01-01 | 1974-01-01 |  | Petroleum | On road diesel | On road diesel |  | Steel | Steel |  | Painted or None | Steel |  | 1901-01-01 | [15 empty] | UST Currently In Use: 0; UST Temp Close: 0; AST Currently In Use: 0; AST Temp Closed: 0 | 0 | 0 | 0 | 14201-127-011810 | ROSS NEELY SYSTEMS INC
26912 | Permanently Closed | 1990-03-05 | 1960-01-01 | 1990-03-05 | Petroleum | Unleaded gasoline | Unleaded gasoline |  | Steel | Steel |  | Painted or None | Steel |  | 1901-01-01 | [15 empty] | UST Currently In Use: 0; UST Temp Close: 0; AST Currently In Use: 0; AST Temp Closed: 0 | 0 | 0 | 2 | 14207-049-000192 | ROSS ROBERTS GROCERY
26913 | Permanently Closed | 1990-03-05 | 1960-01-01 | 1990-03-05 | Petroleum | Unleaded gasoline | Unleaded gasoline |  | Steel | Steel |  | Painted or None | Steel |  | 1901-01-01 | [15 empty] | UST Currently In Use: 0; UST Temp Close: 0; AST Currently In Use: 0; AST Temp Closed: 0 | 0 | 0 | 2 | 14207-049-000192 | ROSS ROBERTS GROCERY
26914 | Permanently Closed | 1992-01-01 | 1976-01-01 | 1992-01-01 | Petroleum | Used oil | Used oil |  | Steel | Steel |  | Painted or None | Other, PVC& STEEL |  | 1901-01-01 | [15 empty] | UST Currently In Use: 0; UST Temp Close: 0; AST Currently In Use: 0; AST Temp Closed: 0 | 0 | 0 | 2 | 17398-089-001944 | HUNTSVILLE WASTE OIL SERVICE
26915 | Permanently Closed | 1992-01-01 | 1976-01-01 | 1992-01-01 | Petroleum | Used oil | Used oil |  | Steel | Steel |  | Painted or None | Other, PVC& STEEL |  | 1901-01-01 | [15 empty] | UST Currently In Use: 0; UST Temp Close: 0; AST Currently In Use: 0; AST Temp Closed: 0 | 0 | 0 | 2 | 17398-089-001944 | HUNTSVILLE WASTE OIL SERVICE
26916 | Permanently Closed | 2000-04-06 | 1978-01-01 | 2016-11-17 | Petroleum | On road diesel | On road diesel | Emergency power generator | Steel | Steel |  | Painted or None | Steel |  | 1901-01-01 | [15 empty] | UST Currently In Use: 0; UST Temp Close: 0; AST Currently In Use: 0; AST Temp Closed: 0 | 0 | 0 | 1 | 14209-097-000643 | ROTARY REHABILITATION HOSPITAL
26917 | Permanently Closed | 1997-03-15 | 1988-12-01 | 1997-06-24 | Petroleum | Unleaded gasoline | Unleaded gasoline |  | Steel | Steel | Interior lined (not allowed as a standalone method of corrosion protection) | Painted or None | Steel |  | 1901-01-01 | [15 empty] | UST Currently In Use: 0; UST Temp Close: 0; AST Currently In Use: 0; AST Temp Closed: 0 | 0 | 0 | 2 | 14210-097-000583 | ROTO ROOTER SIS
26918 | Permanently Closed | 1997-03-15 | 1988-12-01 | 1997-06-24 | Petroleum | On road diesel | On road diesel |  | Steel | Steel | Interior lined (not allowed as a standalone method of corrosion protection) | Painted or None | Steel |  | 1901-01-01 | [15 empty] | UST Currently In Use: 0; UST Temp Close: 0; AST Currently In Use: 0; AST Temp Closed: 0 | 0 | 0 | 2 | 14210-097-000583 | ROTO ROOTER SIS
26919 | Permanently Closed | 1991-05-29 | 1978-01-01 | 1991-05-29 | Petroleum | Kerosene | Kerosene |  | Steel | Steel |  | Painted or None | Steel |  | 1901-01-01 | [15 empty] | UST Currently In Use: 0; UST Temp Close: 0; AST Currently In Use: 0; AST Temp Closed: 0 | 0 | 0 | 3 | 14211-073-000647 | ROTOR WING INC
26920 | Permanently Closed | 1991-05-29 | 1978-01-01 | 1991-05-29 | Petroleum | Unleaded gasoline | Unleaded gasoline |  | Steel | Steel |  | Painted or None | Steel |  | 1901-01-01 | [15 empty] | UST Currently In Use: 0; UST Temp Close: 0; AST Currently In Use: 0; AST Temp Closed: 0 | 0 | 0 | 3 | 14211-073-000647 | ROTOR WING INC
26921 | Permanently Closed | 1991-05-29 | 1976-01-01 | 1991-05-29 | Petroleum | Unleaded gasoline | Unleaded gasoline |  | Steel | Steel |  | Painted or None | Steel |  | 1901-01-01 | [15 empty] | UST Currently In Use: 0; UST Temp Close: 0; AST Currently In Use: 0; AST Temp Closed: 0 | 0 | 0 | 3 | 14211-073-000647 | ROTOR WING INC
26922 | Permanently Closed | 1990-03-28 | 1954-01-01 | 1990-03-28 | Petroleum | Unleaded gasoline | Unleaded gasoline |  | Steel | Steel |  |  | Steel |  | 1901-01-01 | [15 empty] | UST Currently In Use: 0; UST Temp Close: 0; AST Currently In Use: 0; AST Temp Closed: 0 | 0 | 0 | 4 | 14212-053-013362 | ROY A WILLIAMSON
26923 | Permanently Closed | 1990-03-28 | 1954-01-01 | 1990-03-28 | Petroleum | Unleaded gasoline | Unleaded gasoline |  | Steel | Steel |  |  | Steel |  | 1901-01-01 | [15 empty] | UST Currently In Use: 0; UST Temp Close: 0; AST Currently In Use: 0; AST Temp Closed: 0 | 0 | 0 | 4 | 14212-053-013362 | ROY A WILLIAMSON
26924 | Permanently Closed | 1990-03-28 | 1954-01-01 | 1990-03-28 | Petroleum | Unleaded gasoline | Unleaded gasoline |  | Steel | Steel |  |  | Steel |  | 1901-01-01 | [15 empty] | UST Currently In Use: 0; UST Temp Close: 0; AST Currently In Use: 0; AST Temp Closed: 0 | 0 | 0 | 4 | 14212-053-013362 | ROY A WILLIAMSON
26925 | Permanently Closed | 1990-03-28 | 1954-01-01 | 1990-03-28 | Petroleum | Used oil | Used oil |  | Steel | Steel |  |  | Steel |  | 1901-01-01 | [15 empty] | UST Currently In Use: 0; UST Temp Close: 0; AST Currently In Use: 0; AST Temp Closed: 0 | 0 | 0 | 4 | 14212-053-013362 | ROY A WILLIAMSON
26926 | Permanently Closed | 1989-12-28 | 1972-01-01 | 1989-12-28 | Petroleum | Unleaded gasoline | Unleaded gasoline |  | Steel | Steel | Interior lined (not allowed as a standalone method of corrosion protection) | Painted or None | Steel |  | 1901-01-01 | [15 empty] | UST Currently In Use: 0; UST Temp Close: 0; AST Currently In Use: 0; AST Temp Closed: 0 | 0 | 0 | 2 | 14213-033-001632 | ROY AMOS CONSTRUCTION
26927 | Permanently Closed | 1989-12-28 | 1972-01-01 | 1989-12-28 | Petroleum | On road diesel | On road diesel |  | Steel | Steel | Interior lined (not allowed as a standalone method of corrosion protection) | Painted or None | Steel |  | 1901-01-01 | [15 empty] | UST Currently In Use: 0; UST Temp Close: 0; AST Currently In Use: 0; AST Temp Closed: 0 | 0 | 0 | 2 | 14213-033-001632 | ROY AMOS CONSTRUCTION
26928 | Permanently Closed | 1967-09-01 | 1958-01-01 | 1989-11-01 | Petroleum | Other, OTHER | Other |  | Steel | Steel |  | Painted or None | Steel |  | 1901-01-01 | [15 empty] | UST Currently In Use: 0; UST Temp Close: 0; AST Currently In Use: 0; AST Temp Closed: 0 | 0 | 0 | 2 | 14214-003-008684 | ROY BANKESTER
26929 | Permanently Closed | 1967-09-01 | 1958-01-01 | 1989-11-01 | Petroleum | Other, OTHER | Other |  | Steel | Steel |  | Painted or None | Steel |  | 1901-01-01 | [15 empty] | UST Currently In Use: 0; UST Temp Close: 0; AST Currently In Use: 0; AST Temp Closed: 0 | 0 | 0 | 2 | 14214-003-008684 | ROY BANKESTER
26930 | Permanently Closed | 1991-08-01 | 1978-01-01 | 1991-08-01 | Petroleum | On road diesel | On road diesel |  | Steel | Steel |  | Painted or None | Steel |  | 1901-01-01 | [15 empty] | UST Currently In Use: 0; UST Temp Close: 0; AST Currently In Use: 0; AST Temp Closed: 0 | 0 | 0 | 1 | 14215-003-011399 | ROY BREWER
26931 | Permanently Closed | 1991-05-31 | 1967-01-01 | 1991-05-31 | Petroleum | Used oil | Used oil |  | Steel | Steel |  | Painted or None | Steel |  | 1901-01-01 | [15 empty] | UST Currently In Use: 0; UST Temp Close: 0; AST Currently In Use: 0; AST Temp Closed: 0 | 0 | 0 | 3 | 14216-073-002315 | ROY BUCKNER CHEVROLET INC
26932 | Permanently Closed | 1979-02-01 | 1967-01-01 | 1991-05-31 | Petroleum | Used oil | Used oil |  | Steel | Steel |  | Painted or None | Steel |  | 1901-01-01 | [15 empty] | UST Currently In Use: 0; UST Temp Close: 0; AST Currently In Use: 0; AST Temp Closed: 0 | 0 | 0 | 3 | 14216-073-002315 | ROY BUCKNER CHEVROLET INC
26933 | Permanently Closed | 1979-02-01 | 1967-01-01 | 1991-05-31 | Petroleum | Used oil | Used oil |  | Steel | Steel |  | Painted or None | Steel |  | 1901-01-01 | [15 empty] | UST Currently In Use: 0; UST Temp Close: 0; AST Currently In Use: 0; AST Temp Closed: 0 | 0 | 0 | 3 | 14216-073-002315 | ROY BUCKNER CHEVROLET INC
26934 | Retired | 1988-12-21 | 1963-01-01 |  | Petroleum | Unleaded gasoline | Unleaded gasoline |  | Steel | Steel |  | Painted or None | Steel |  | 1901-01-01 | [15 empty] | UST Currently In Use: 0; UST Temp Close: 0; AST Currently In Use: 0; AST Temp Closed: 0 | 0 | 0 | 0 | 14217-035-008937 | JAMES M JOHNSON
26935 | Retired | 1988-12-21 | 1963-01-01 |  | Petroleum | Unleaded gasoline | Unleaded gasoline |  | Steel | Steel |  | Painted or None | Steel |  | 1901-01-01 | [15 empty] | UST Currently In Use: 0; UST Temp Close: 0; AST Currently In Use: 0; AST Temp Closed: 0 | 0 | 0 | 0 | 14217-035-008937 | JAMES M JOHNSON
26936 | Permanently Closed | 1998-12-21 | 1973-01-01 | 2000-01-18 | Petroleum | On road diesel | On road diesel |  | Steel | Steel |  | Painted or None | Steel |  | 1901-01-01 | [15 empty] | UST Currently In Use: 0; UST Temp Close: 0; AST Currently In Use: 0; AST Temp Closed: 0 | 0 | 0 | 1 | 14218-023-009861 | ROY JAMES INC
26937 | Permanently Closed | 1990-06-01 | 1969-01-01 | 1990-06-01 | Petroleum | Unleaded gasoline | Unleaded gasoline |  | Steel | Steel |  |  |  |  | 1901-01-01 | [15 empty] | UST Currently In Use: 3; UST Temp Close: 0; AST Currently In Use: 1; AST Temp Closed: 0 | 3 | 0 | 3 | 15201-083-001721 | VULCAN OIL COMPANY INC.
26938 | Permanently Closed | 1990-06-01 | 1969-01-01 | 1990-06-01 | Petroleum | Unleaded gasoline | Unleaded gasoline |  | Steel | Steel |  |  |  |  | 1901-01-01 | [15 empty] | UST Currently In Use: 3; UST Temp Close: 0; AST Currently In Use: 1; AST Temp Closed: 0 | 3 | 0 | 3 | 15201-083-001721 | VULCAN OIL COMPANY INC.
26939 | Permanently Closed | 1990-06-01 | 1969-01-01 | 1990-06-01 | Petroleum | Unleaded gasoline | Unleaded gasoline |  | Steel | Steel |  |  |  |  | 1901-01-01 | [15 empty] | UST Currently In Use: 3; UST Temp Close: 0; AST Currently In Use: 1; AST Temp Closed: 0 | 3 | 0 | 3 | 15201-083-001721 | VULCAN OIL COMPANY INC.
26940 | Permanently Closed | 1901-01-01 | 1972-01-01 | 1988-11-01 | Petroleum | Unleaded gasoline | Unleaded gasoline |  | Steel | Steel |  | Painted or None | Steel |  | 1901-01-01 | [15 empty] | UST Currently In Use: 0; UST Temp Close: 0; AST Currently In Use: 0; AST Temp Closed: 0 | 0 | 0 | 4 | 14220-017-004151 | ROY LEE NELSON
26941 | Permanently Closed | 1901-01-01 | 1966-01-01 | 1988-11-01 | Petroleum | Unleaded gasoline | Unleaded gasoline |  | Steel | Steel |  | Painted or None | Steel |  | 1901-01-01 | [15 empty] | UST Currently In Use: 0; UST Temp Close: 0; AST Currently In Use: 0; AST Temp Closed: 0 | 0 | 0 | 4 | 14220-017-004151 | ROY LEE NELSON
26942 | Permanently Closed | 1901-01-01 | 1966-01-01 | 1988-11-01 | Petroleum | Unleaded gasoline | Unleaded gasoline |  | Steel | Steel |  | Painted or None | Steel |  | 1901-01-01 | [15 empty] | UST Currently In Use: 0; UST Temp Close: 0; AST Currently In Use: 0; AST Temp Closed: 0 | 0 | 0 | 4 | 14220-017-004151 | ROY LEE NELSON
26943 | Permanently Closed | 1901-01-01 | 1966-01-01 | 1988-11-01 | Petroleum | Kerosene | Kerosene |  | Steel | Steel |  | Painted or None | Steel |  | 1901-01-01 | [15 empty] | UST Currently In Use: 0; UST Temp Close: 0; AST Currently In Use: 0; AST Temp Closed: 0 | 0 | 0 | 4 | 14220-017-004151 | ROY LEE NELSON
26944 | Temporary Closed | 2015-11-19 | 1988-01-01 |  | Petroleum | Unleaded gasoline | Unleaded gasoline | Retail | Steel | Steel | Coated & cathodic protection (sti-P3) |  | Fiberglass reinforced plastic |  |  | Other, FLXS ISOLA | Catchment Basin, Single walled catchment basin | Audible high level alarm At 90% full | Audible high level alarm At 90% full |  |  | Statistical Inventory Reconciliation (SIR) | [8 empty] | UST Currently In Use: 0; UST Temp Close: 3; AST Currently In Use: 0; AST Temp Closed: 0 | 0 | 3 | 0 | 17803-073-012943 | DONALD L SHIVER
26945 | Temporary Closed | 2011-10-01 | 1988-01-01 |  | Petroleum | Mid-grade gasoline | Mid-grade gasoline | Retail | Steel | Steel | Coated & cathodic protection (sti-P3) |  | Fiberglass reinforced plastic |  |  | Other, FLXS ISOLA | Catchment Basin, Single walled catchment basin | Audible high level alarm At 90% full | Audible high level alarm At 90% full | [11 empty] | UST Currently In Use: 0; UST Temp Close: 3; AST Currently In Use: 0; AST Temp Closed: 0 | 0 | 3 | 0 | 17803-073-012943 | DONALD L SHIVER
26946 | Temporary Closed | 2015-11-19 | 1988-01-01 |  | Petroleum | Premium gasoline | Premium gasoline | Retail | Steel | Steel | Coated & cathodic protection (sti-P3) |  | Fiberglass reinforced plastic |  |  | Other, FLXS ISOLA | Catchment Basin, Single walled catchment basin | Audible high level alarm At 90% full | Audible high level alarm At 90% full |  |  | Statistical Inventory Reconciliation (SIR) | [8 empty] | UST Currently In Use: 0; UST Temp Close: 3; AST Currently In Use: 0; AST Temp Closed: 0 | 0 | 3 | 0 | 17803-073-012943 | DONALD L SHIVER
26947 | Permanently Closed | 1980-06-01 | 1954-01-01 | 1986-01-01 | Petroleum | Unleaded gasoline | Unleaded gasoline |  | Steel | Steel |  | Painted or None | Steel |  | 1901-01-01 | [15 empty] | UST Currently In Use: 0; UST Temp Close: 0; AST Currently In Use: 0; AST Temp Closed: 0 | 0 | 0 | 3 | 14222-051-006749 | ROY PARKER
26948 | Permanently Closed | 1980-06-01 | 1954-01-01 | 1986-01-01 | Petroleum | Unleaded gasoline | Unleaded gasoline |  | Steel | Steel |  | Painted or None | Steel |  | 1901-01-01 | [15 empty] | UST Currently In Use: 0; UST Temp Close: 0; AST Currently In Use: 0; AST Temp Closed: 0 | 0 | 0 | 3 | 14222-051-006749 | ROY PARKER
26949 | Permanently Closed | 1980-06-01 | 1954-01-01 | 1986-01-01 | Petroleum | Unleaded gasoline | Unleaded gasoline |  | Steel | Steel |  | Painted or None | Steel |  | 1901-01-01 | [15 empty] | UST Currently In Use: 0; UST Temp Close: 0; AST Currently In Use: 0; AST Temp Closed: 0 | 0 | 0 | 3 | 14222-051-006749 | ROY PARKER
26950 | Permanently Closed | 1901-01-01 | 1969-01-01 | 1988-09-30 | Petroleum | Other, OTHER | Other |  | Steel | Steel |  | Painted or None | Steel |  | 1901-01-01 | [15 empty] | UST Currently In Use: 0; UST Temp Close: 0; AST Currently In Use: 0; AST Temp Closed: 0 | 0 | 0 | 4 | 14224-125-000995 | ROY V MADSION
26951 | Permanently Closed | 1901-01-01 | 1969-01-01 | 1988-09-30 | Petroleum | Other, OTHER | Other |  | Steel | Steel |  | Painted or None | Steel |  | 1901-01-01 | [15 empty] | UST Currently In Use: 0; UST Temp Close: 0; AST Currently In Use: 0; AST Temp Closed: 0 | 0 | 0 | 4 | 14224-125-000995 | ROY V MADSION
26952 | Permanently Closed | 1901-01-01 | 1969-01-01 | 1988-09-30 | Petroleum | Other, OTHER | Other |  | Steel | Steel |  | Painted or None | Steel |  | 1901-01-01 | [15 empty] | UST Currently In Use: 0; UST Temp Close: 0; AST Currently In Use: 0; AST Temp Closed: 0 | 0 | 0 | 4 | 14224-125-000995 | ROY V MADSION
26953 | Permanently Closed | 1901-01-01 | 1969-01-01 | 1988-09-30 | Petroleum | Other, OTHER | Other |  | Steel | Steel |  | Painted or None | Steel |  | 1901-01-01 | [15 empty] | UST Currently In Use: 0; UST Temp Close: 0; AST Currently In Use: 0; AST Temp Closed: 0 | 0 | 0 | 4 | 14224-125-000995 | ROY V MADSION
26954 | Permanently Closed | 1998-02-17 | 1973-01-01 | 1998-02-17 | Petroleum | Unleaded gasoline | Unleaded gasoline | Bulk facility | Steel | Steel |  | Painted or None | Steel |  | 1901-01-01 | [12 empty] | Annual line testing | Annual line testing |  | UST Currently In Use: 0; UST Temp Close: 0; AST Currently In Use: 0; AST Temp Closed: 0 | 0 | 0 | 2 | 14225-069-001407 | ROYAL CROWN BOTTLING CO
26955 | Permanently Closed | 1998-02-17 | 1973-01-01 | 1998-02-17 | Petroleum | On road diesel | On road diesel | Bulk facility | Steel | Steel |  | Painted or None | Steel |  | 1901-01-01 | [12 empty] | Annual line testing | Annual line testing |  | UST Currently In Use: 0; UST Temp Close: 0; AST Currently In Use: 0; AST Temp Closed: 0 | 0 | 0 | 2 | 14225-069-001407 | ROYAL CROWN BOTTLING CO
26956 | Permanently Closed | 1998-02-04 | 1973-01-01 | 1998-02-04 | Petroleum | Unleaded gasoline | Unleaded gasoline | Retail | Steel | Steel |  | Painted or None | Steel |  | 1901-01-01 |  | Catchment Basin, Single walled catchment basin | Automatic shutoff device At 95% full | Automatic shutoff device At 95% full | [8 empty] | Annual line testing | Annual line testing |  | UST Currently In Use: 0; UST Temp Close: 0; AST Currently In Use: 0; AST Temp Closed: 0 | 0 | 0 | 2 | 14225-101-001406 | ROYAL CROWN BOTTLING CO
26957 | Permanently Closed | 1998-02-04 | 1973-01-01 | 1998-02-04 | Petroleum | On road diesel | On road diesel | Retail | Steel | Steel |  |  | Steel |  | 1901-01-01 |  | Catchment Basin, Single walled catchment basin | Automatic shutoff device At 95% full | Automatic shutoff device At 95% full | [8 empty] | Annual line testing | Annual line testing |  | UST Currently In Use: 0; UST Temp Close: 0; AST Currently In Use: 0; AST Temp Closed: 0 | 0 | 0 | 2 | 14225-101-001406 | ROYAL CROWN BOTTLING CO
26958 | Permanently Closed | 1991-09-09 | 1969-01-01 | 1991-09-09 | Petroleum | Unleaded gasoline | Unleaded gasoline |  | Steel | Steel |  | Painted or None | Steel |  | 1901-01-01 | [15 empty] | UST Currently In Use: 0; UST Temp Close: 0; AST Currently In Use: 0; AST Temp Closed: 0 | 0 | 0 | 2 | 14226-033-001023 | ROYAL CROWN BOTTLING CO OF SHEFFIELD
26959 | Permanently Closed | 1991-09-09 | 1972-01-01 | 1991-09-09 | Petroleum | Unleaded gasoline | Unleaded gasoline |  | Steel | Steel |  | Painted or None | Steel |  | 1901-01-01 | [15 empty] | UST Currently In Use: 0; UST Temp Close: 0; AST Currently In Use: 0; AST Temp Closed: 0 | 0 | 0 | 2 | 14226-033-001023 | ROYAL CROWN BOTTLING CO OF SHEFFIELD
26960 | Permanently Closed | 1993-01-19 | 1975-01-01 | 1993-01-19 | Petroleum | Unleaded gasoline | Unleaded gasoline |  | Steel | Steel |  | Painted or None | Steel |  | 1901-01-01 | [15 empty] | UST Currently In Use: 0; UST Temp Close: 0; AST Currently In Use: 0; AST Temp Closed: 0 | 0 | 0 | 1 | 14226-103-001022 | ROYAL CROWN BOTTLING CO OF SHEFFIELD
26961 | Permanently Closed | 1901-01-01 | 1980-01-01 | 1989-03-09 | Petroleum | Unleaded gasoline | Unleaded gasoline |  | Steel | Steel |  |  |  |  | 1901-01-01 | [15 empty] | UST Currently In Use: 0; UST Temp Close: 0; AST Currently In Use: 0; AST Temp Closed: 0 | 0 | 0 | 2 | 14227-073-006698 | ROYAL CUP INC
26962 | Permanently Closed | 1901-01-01 | 1980-01-01 | 1989-03-09 | Petroleum | Unleaded gasoline | Unleaded gasoline |  | Steel | Steel |  |  |  |  | 1901-01-01 | [15 empty] | UST Currently In Use: 0; UST Temp Close: 0; AST Currently In Use: 0; AST Temp Closed: 0 | 0 | 0 | 2 | 14227-073-006698 | ROYAL CUP INC
26963 | Permanently Closed | 1990-12-12 | 1963-01-01 | 1990-12-12 | Petroleum | On road diesel | On road diesel |  | Steel | Steel |  | Painted or None | Steel |  | 1901-01-01 | [15 empty] | UST Currently In Use: 0; UST Temp Close: 0; AST Currently In Use: 0; AST Temp Closed: 0 | 0 | 0 | 2 | 14228-077-010235 | ROYAL ELECTRIC
26964 | Permanently Closed | 1990-12-12 | 1972-01-01 | 1990-12-12 | Petroleum | On road diesel | On road diesel |  | Steel | Steel |  | Painted or None | Steel |  | 1901-01-01 | [15 empty] | UST Currently In Use: 0; UST Temp Close: 0; AST Currently In Use: 0; AST Temp Closed: 0 | 0 | 0 | 2 | 14228-077-010235 | ROYAL ELECTRIC
26965 | Permanently Closed | 1989-11-01 | 1963-01-01 |  | Petroleum | Unleaded gasoline | Unleaded gasoline |  | Steel | Steel |  |  | Steel |  | 1901-01-01 | [15 empty] | UST Currently In Use: 0; UST Temp Close: 0; AST Currently In Use: 0; AST Temp Closed: 0 | 0 | 0 | 3 | 14229-101-009186 | PROGRESS RAIL SERVICES CORPORATION
26966 | Permanently Closed | 1989-11-01 | 1982-01-01 | 1989-11-10 | Hazardous Substance |  |  |  | Steel | Steel |  |  | Steel |  | 1901-01-01 | [15 empty] | UST Currently In Use: 0; UST Temp Close: 0; AST Currently In Use: 0; AST Temp Closed: 0 | 0 | 0 | 3 | 14229-101-009186 | PROGRESS RAIL SERVICES CORPORATION
26967 | Permanently Closed | 1901-01-01 | 1963-01-01 |  | Petroleum | On road diesel | On road diesel |  | Steel | Steel |  |  | Steel |  | 1901-01-01 | [15 empty] | UST Currently In Use: 0; UST Temp Close: 0; AST Currently In Use: 0; AST Temp Closed: 0 | 0 | 0 | 3 | 14229-101-009186 | PROGRESS RAIL SERVICES CORPORATION
26968 | Permanently Closed | 2000-05-17 | 1974-01-01 | 2000-05-17 | Petroleum | Unleaded gasoline | Unleaded gasoline | Industrial | Steel | Steel |  |  | Steel |  | 1901-01-01 |  | Catchment Basin, Single walled catchment basin | Automatic shutoff device At 95% full | Automatic shutoff device At 95% full |  |  | Automatic Tank Gauge | [5 empty] | Annual line testing | Annual line testing |  | UST Currently In Use: 0; UST Temp Close: 0; AST Currently In Use: 1; AST Temp Closed: 0 | 0 | 0 | 4 | 14229-101-009187 | PROGRESS RAIL SERVICES CORPORATION
26969 | Permanently Closed | 2009-03-16 | 1994-01-01 | 2010-05-13 | Petroleum | On road diesel | On road diesel | Industrial | Fiberglass reinforced plastic | Fiberglass reinforced plastic |  |  | Fiberglass reinforced plastic |  | 1901-01-01 | None | Catchment Basin, Single walled catchment basin | Automatic shutoff device At 95% full | Automatic shutoff device At 95% full |  |  | Automatic Tank Gauge | [5 empty] | Annual line testing | Annual line testing |  | UST Currently In Use: 0; UST Temp Close: 0; AST Currently In Use: 1; AST Temp Closed: 0 | 0 | 0 | 4 | 14229-101-009187 | PROGRESS RAIL SERVICES CORPORATION
26970 | Permanently Closed | 2000-05-18 | 1973-01-01 | 2000-05-18 | Petroleum | On road diesel | On road diesel | Industrial | Steel | Steel |  |  | Steel |  | 1901-01-01 |  | Catchment Basin, Single walled catchment basin | Automatic shutoff device At 95% full | Automatic shutoff device At 95% full |  |  | Automatic Tank Gauge | [8 empty] | UST Currently In Use: 0; UST Temp Close: 0; AST Currently In Use: 1; AST Temp Closed: 0 | 0 | 0 | 4 | 14229-101-009187 | PROGRESS RAIL SERVICES CORPORATION
26971 | Permanently Closed | 2000-05-18 | 1973-01-01 | 2000-05-18 | Petroleum | Other, HYDRLC OIL | Other | Industrial | Steel | Steel |  |  | Steel |  | 1901-01-01 | [15 empty] | UST Currently In Use: 0; UST Temp Close: 0; AST Currently In Use: 1; AST Temp Closed: 0 | 0 | 0 | 4 | 14229-101-009187 | PROGRESS RAIL SERVICES CORPORATION
26972 | Cannot Locate or abandoned | 1990-09-01 | 1982-01-01 |  | Petroleum | Unleaded gasoline | Unleaded gasoline | Retail | Steel | Steel |  | Painted or None | Steel |  | 1901-01-01 | [15 empty] | UST Currently In Use: 0; UST Temp Close: 0; AST Currently In Use: 0; AST Temp Closed: 0 | 0 | 0 | 0 | 14231-045-002442 | ROYCE THOMAS C/O PATRICIA EVANS
26973 | Cannot Locate or abandoned | 1990-09-01 | 1982-01-01 |  | Petroleum | Unleaded gasoline | Unleaded gasoline | Retail | Steel | Steel |  | Painted or None | Steel |  | 1901-01-01 | [15 empty] | UST Currently In Use: 0; UST Temp Close: 0; AST Currently In Use: 0; AST Temp Closed: 0 | 0 | 0 | 0 | 14231-045-002442 | ROYCE THOMAS C/O PATRICIA EVANS
26974 | Retired | 1975-01-01 | 1957-01-01 |  | Petroleum | Other, EMPTY | Other |  | Steel | Steel |  |  |  |  | 1901-01-01 | [15 empty] | UST Currently In Use: 0; UST Temp Close: 0; AST Currently In Use: 0; AST Temp Closed: 0 | 0 | 0 | 0 | 14232-007-004649 | RPI SALES INC
26975 | Retired | 1975-01-01 | 1957-01-01 |  | Petroleum | Other, EMPTY | Other |  | Steel | Steel |  |  |  |  | 1901-01-01 | [15 empty] | UST Currently In Use: 0; UST Temp Close: 0; AST Currently In Use: 0; AST Temp Closed: 0 | 0 | 0 | 0 | 14232-007-004649 | RPI SALES INC
26976 | Permanently Closed | 1984-05-01 | 1978-01-01 | 1993-09-28 | Petroleum | Other, ACETONE | Other |  | Steel | Steel |  | Painted or None | Steel |  | 1901-01-01 | [15 empty] | UST Currently In Use: 0; UST Temp Close: 0; AST Currently In Use: 0; AST Temp Closed: 0 | 0 | 0 | 2 | 14233-097-010488 | RUBBER & PLASTIC APPLICATORS INC
26977 | Permanently Closed | 1993-09-28 | 1978-01-01 | 1993-09-28 | Petroleum | Unleaded gasoline | Unleaded gasoline |  | Steel | Steel |  | Painted or None | Steel |  | 1901-01-01 | [15 empty] | UST Currently In Use: 0; UST Temp Close: 0; AST Currently In Use: 0; AST Temp Closed: 0 | 0 | 0 | 2 | 14233-097-010488 | RUBBER & PLASTIC APPLICATORS INC
26978 | Permanently Closed | 1990-01-01 | 1959-01-01 | 1988-12-01 | Petroleum | Unleaded gasoline | Unleaded gasoline |  | Steel | Steel |  | Painted or None | Steel |  | 1901-01-01 | [15 empty] | UST Currently In Use: 0; UST Temp Close: 0; AST Currently In Use: 0; AST Temp Closed: 0 | 0 | 0 | 1 | 14234-037-001985 | J P DARK
26979 | Permanently Closed | 1994-01-07 | 1961-01-01 | 2000-01-01 | Petroleum | Unleaded gasoline | Unleaded gasoline |  | Steel | Steel |  | Painted or None | Steel |  | 1901-01-01 | [12 empty] | Annual line testing | Annual line testing |  | UST Currently In Use: 0; UST Temp Close: 0; AST Currently In Use: 0; AST Temp Closed: 0 | 0 | 0 | 3 | 14235-049-002124 | RUBY PAINTER
26980 | Permanently Closed | 1994-01-07 | 1961-01-01 | 2000-01-01 | Petroleum | Unleaded gasoline | Unleaded gasoline |  | Steel | Steel |  | Painted or None | Steel |  | 1901-01-01 | [15 empty] | UST Currently In Use: 0; UST Temp Close: 0; AST Currently In Use: 0; AST Temp Closed: 0 | 0 | 0 | 3 | 14235-049-002124 | RUBY PAINTER
26981 | Permanently Closed | 1994-01-07 | 1961-01-01 | 2000-01-01 | Petroleum | Unleaded gasoline | Unleaded gasoline |  | Steel | Steel |  | Painted or None | Steel |  | 1901-01-01 | [12 empty] | Annual line testing | Annual line testing |  | UST Currently In Use: 0; UST Temp Close: 0; AST Currently In Use: 0; AST Temp Closed: 0 | 0 | 0 | 3 | 14235-049-002124 | RUBY PAINTER
26982 | Retired | 1963-08-01 | 1961-01-01 |  | Petroleum | Unleaded gasoline | Unleaded gasoline |  | Steel | Steel |  | Painted or None | Steel |  | 1901-01-01 | [15 empty] | UST Currently In Use: 0; UST Temp Close: 0; AST Currently In Use: 0; AST Temp Closed: 0 | 0 | 0 | 3 | 14235-049-002124 | RUBY PAINTER
26983 | Permanently Closed | 1989-09-15 | 1979-01-01 | 1989-09-15 | Petroleum | On road diesel | On road diesel |  | Steel | Steel |  | Painted or None | Steel |  | 1901-01-01 | [15 empty] | UST Currently In Use: 0; UST Temp Close: 0; AST Currently In Use: 0; AST Temp Closed: 0 | 0 | 0 | 3 | 14236-029-004786 | RUDOLPH ROOKS
26984 | Permanently Closed | 1989-09-15 | 1979-01-01 | 1989-09-15 | Petroleum | On road diesel | On road diesel |  | Steel | Steel |  | Painted or None | Steel |  | 1901-01-01 | [15 empty] | UST Currently In Use: 0; UST Temp Close: 0; AST Currently In Use: 0; AST Temp Closed: 0 | 0 | 0 | 3 | 14236-029-004786 | RUDOLPH ROOKS
26985 | Permanently Closed | 1989-09-15 | 1980-01-01 | 1989-09-15 | Petroleum | Unleaded gasoline | Unleaded gasoline |  | Steel | Steel |  | Painted or None | Steel |  | 1901-01-01 | [15 empty] | UST Currently In Use: 0; UST Temp Close: 0; AST Currently In Use: 0; AST Temp Closed: 0 | 0 | 0 | 3 | 14236-029-004786 | RUDOLPH ROOKS
26986 | Permanently Closed | 1991-08-22 | 1981-01-01 | 1991-08-22 | Petroleum | Unleaded gasoline | Unleaded gasoline |  | Steel | Steel |  | Painted or None | Steel |  | 1901-01-01 | [15 empty] | UST Currently In Use: 0; UST Temp Close: 0; AST Currently In Use: 4; AST Temp Closed: 0 | 0 | 0 | 1 | 14237-077-000112 | SARA LEE
26987 | Retired | 1987-01-01 | 1966-01-01 |  | Petroleum | Unleaded gasoline | Unleaded gasoline |  | Steel | Steel |  | Painted or None | Steel |  | 1901-01-01 | [15 empty] | UST Currently In Use: 0; UST Temp Close: 0; AST Currently In Use: 0; AST Temp Closed: 0 | 0 | 0 | 0 | 14238-049-013165 | RUSHING'S GARAGE
26988 | Retired | 1987-01-01 | 1966-01-01 |  | Petroleum | Unleaded gasoline | Unleaded gasoline |  | Steel | Steel |  | Painted or None | Steel |  | 1901-01-01 | [15 empty] | UST Currently In Use: 0; UST Temp Close: 0; AST Currently In Use: 0; AST Temp Closed: 0 | 0 | 0 | 0 | 14238-049-013165 | RUSHING'S GARAGE
26989 | Permanently Closed | 1993-03-05 | 1969-01-01 | 1993-03-05 | Petroleum | On road diesel | On road diesel | Local government | Steel | Steel |  | Painted or None | Steel |  | 1901-01-01 | [15 empty] | UST Currently In Use: 0; UST Temp Close: 0; AST Currently In Use: 0; AST Temp Closed: 0 | 0 | 0 | 1 | 14239-113-008432 | RUSSELL COUNTY BOARD OF EDUCATION
26990 | Permanently Closed | 1993-03-05 | 1969-01-01 | 1993-03-09 | Petroleum | Unleaded gasoline | Unleaded gasoline | Local government | Steel | Steel |  | Painted or None | Steel |  | 1901-01-01 | [15 empty] | UST Currently In Use: 0; UST Temp Close: 0; AST Currently In Use: 0; AST Temp Closed: 0 | 0 | 0 | 1 | 14239-113-008433 | RUSSELL COUNTY BOARD OF EDUCATION
26991 | Permanently Closed | 1993-03-05 | 1969-01-01 | 1993-03-09 | Petroleum | On road diesel | On road diesel | Local government | Steel | Steel |  | Painted or None | Steel |  | 1901-01-01 | [15 empty] | UST Currently In Use: 0; UST Temp Close: 0; AST Currently In Use: 0; AST Temp Closed: 0 | 0 | 0 | 1 | 14239-113-008434 | RUSSELL COUNTY BOARD OF EDUCATION
26992 | Retired | 1985-12-01 | 1969-01-01 |  | Petroleum | Kerosene | Kerosene | Local government | Steel | Steel |  | Painted or None | Steel |  | 1901-01-01 | [15 empty] | UST Currently In Use: 0; UST Temp Close: 0; AST Currently In Use: 0; AST Temp Closed: 0 | 0 | 0 | 1 | 14239-113-008435 | RUSSELL COUNTY BOARD OF EDUCATION
26993 | Permanently Closed | 1993-03-05 | 1982-01-01 | 1993-03-09 | Petroleum | On road diesel | On road diesel | Local government | Steel | Steel |  | Painted or None | Steel |  | 1901-01-01 | [15 empty] | UST Currently In Use: 0; UST Temp Close: 0; AST Currently In Use: 0; AST Temp Closed: 0 | 0 | 0 | 1 | 14239-113-008435 | RUSSELL COUNTY BOARD OF EDUCATION
26994 | Permanently Closed | 1993-03-05 | 1969-01-01 | 1993-03-09 | Petroleum | On road diesel | On road diesel | Local government | Steel | Steel |  | Painted or None | Steel |  | 1901-01-01 | [15 empty] | UST Currently In Use: 0; UST Temp Close: 0; AST Currently In Use: 0; AST Temp Closed: 0 | 0 | 0 | 1 | 14239-113-008436 | RUSSELL COUNTY BOARD OF EDUCATION
26995 | Permanently Closed | 1992-11-11 | 1969-01-01 | 1992-11-11 | Petroleum | Unleaded gasoline | Unleaded gasoline | Local government | Steel | Steel |  | Painted or None | Steel |  | 1901-01-01 | [15 empty] | UST Currently In Use: 2; UST Temp Close: 0; AST Currently In Use: 0; AST Temp Closed: 0 | 2 | 0 | 4 | 14239-113-008437 | RUSSELL COUNTY BOARD OF EDUCATION
26996 | Permanently Closed | 1993-02-22 | 1969-01-01 | 1993-02-22 | Petroleum | On road diesel | On road diesel | Local government | Steel | Steel |  | Painted or None | Steel |  | 1901-01-01 | [15 empty] | UST Currently In Use: 2; UST Temp Close: 0; AST Currently In Use: 0; AST Temp Closed: 0 | 2 | 0 | 4 | 14239-113-008437 | RUSSELL COUNTY BOARD OF EDUCATION
26997 | Permanently Closed | 1992-11-11 | 1979-01-01 | 1992-11-11 | Petroleum | On road diesel | On road diesel | Local government | Steel | Steel |  | Painted or None | Steel |  | 1901-01-01 | [15 empty] | UST Currently In Use: 2; UST Temp Close: 0; AST Currently In Use: 0; AST Temp Closed: 0 | 2 | 0 | 4 | 14239-113-008437 | RUSSELL COUNTY BOARD OF EDUCATION
26998 | Permanently Closed | 1991-01-01 | 1969-01-01 | 1991-01-01 | Petroleum | Used oil | Used oil | Local government | Steel | Steel |  | Painted or None | Steel |  | 1901-01-01 | [15 empty] | UST Currently In Use: 2; UST Temp Close: 0; AST Currently In Use: 0; AST Temp Closed: 0 | 2 | 0 | 4 | 14239-113-008437 | RUSSELL COUNTY BOARD OF EDUCATION
27001 | Permanently Closed | 1998-05-01 | 1979-01-01 | 2000-01-01 | Petroleum | Unleaded gasoline | Unleaded gasoline |  | Steel | Steel |  | Painted or None | Steel |  | 1901-01-01 | [12 empty] | Annual line testing | Annual line testing |  | UST Currently In Use: 0; UST Temp Close: 0; AST Currently In Use: 0; AST Temp Closed: 0 | 0 | 0 | 1 | 14240-073-002611 | RUSSELL AND ALFORD INC
27002 | Temporary Closed | 2002-03-11 | 1986-01-01 |  | Petroleum | On road diesel | On road diesel | Industrial, Local Government | Fiberglass reinforced plastic | Fiberglass reinforced plastic |  |  | Fiberglass reinforced plastic |  | 1901-01-01 | None | Catchment Basin, Single walled catchment basin | Automatic shutoff device At 95% full | Automatic shutoff device At 95% full |  |  | Automatic Tank Gauge |  | Containment Sump | Containment Sump | [5 empty] | UST Currently In Use: 1; UST Temp Close: 3; AST Currently In Use: 1; AST Temp Closed: 0 | 1 | 3 | 3 | 15746-123-011668 | CITY OF ALEXANDER CITY
27003 | Temporary Closed | 2013-10-31 | 1986-01-01 |  | Petroleum | On road diesel | On road diesel | Industrial, Local Government | Fiberglass reinforced plastic | Fiberglass reinforced plastic |  |  | Fiberglass reinforced plastic |  | 1901-01-01 | None | Catchment Basin, Single walled catchment basin | Automatic shutoff device At 95% full | Automatic shutoff device At 95% full |  |  | Automatic Tank Gauge |  | Automatic flow restrictor (MLLD), Containment Sump | Containment Sump |  |  | Annual line testing | Annual line testing |  | UST Currently In Use: 1; UST Temp Close: 3; AST Currently In Use: 1; AST Temp Closed: 0 | 1 | 3 | 3 | 15746-123-011668 | CITY OF ALEXANDER CITY
27004 | Temporary Closed | 2013-10-31 | 1986-01-01 |  | Petroleum | Premium gasoline | Premium gasoline | Industrial, Local Government | Fiberglass reinforced plastic | Fiberglass reinforced plastic |  |  | Fiberglass reinforced plastic |  | 1901-01-01 | None | Catchment Basin, Single walled catchment basin | Automatic shutoff device At 95% full | Automatic shutoff device At 95% full |  |  | Automatic Tank Gauge |  | Automatic flow restrictor (MLLD), Containment Sump | Containment Sump |  |  | Annual line testing | Annual line testing |  | UST Currently In Use: 1; UST Temp Close: 3; AST Currently In Use: 1; AST Temp Closed: 0 | 1 | 3 | 3 | 15746-123-011668 | CITY OF ALEXANDER CITY
27005 | Permanently Closed | 1993-07-08 | 1986-01-01 | 1993-07-08 | Petroleum | Used oil | Used oil | Local government | Fiberglass reinforced plastic | Fiberglass reinforced plastic |  |  | Fiberglass reinforced plastic |  | 1901-01-01 | [15 empty] | UST Currently In Use: 1; UST Temp Close: 3; AST Currently In Use: 1; AST Temp Closed: 0 | 1 | 3 | 3 | 15746-123-011668 | CITY OF ALEXANDER CITY
27006 | Permanently Closed | 1901-01-01 | 1983-01-01 | 1988-12-12 | Petroleum | Other, MNRL OIL | Other | Local government | Fiberglass reinforced plastic | Fiberglass reinforced plastic |  |  | Fiberglass reinforced plastic |  | 1901-01-01 | [15 empty] | UST Currently In Use: 1; UST Temp Close: 3; AST Currently In Use: 1; AST Temp Closed: 0 | 1 | 3 | 3 | 15746-123-011668 | CITY OF ALEXANDER CITY
27007 | Permanently Closed | 1996-11-01 | 1980-01-01 | 1998-11-01 | Petroleum | On road diesel | On road diesel | Bulk facility, Local Government | Steel | Steel |  | Painted or None | Steel |  | 1901-01-01 | [15 empty] | UST Currently In Use: 1; UST Temp Close: 3; AST Currently In Use: 1; AST Temp Closed: 0 | 1 | 3 | 3 | 15746-123-011668 | CITY OF ALEXANDER CITY
27008 | Permanently Closed | 1992-06-02 | 1973-01-01 | 1992-06-02 | Petroleum | Kerosene | Kerosene | Local government | Steel | Steel | Interior lined (not allowed as a standalone method of corrosion protection) | Painted or None | Steel |  | 1901-01-01 | [15 empty] | UST Currently In Use: 0; UST Temp Close: 0; AST Currently In Use: 0; AST Temp Closed: 0 | 0 | 0 | 1 | 15746-123-013581 | CITY OF ALEXANDER CITY
27009 | Permanently Closed | 1993-02-25 | 1975-01-01 | 1993-02-25 | Petroleum | On road diesel | On road diesel | Bulk facility, Local Government | Steel | Steel |  | Painted or None | Steel |  | 1901-01-01 | [6 empty] | Manual Tank Gauging (only tanks 1000 gal. or less and 48” or 64” in diameter) | [8 empty] | UST Currently In Use: 2; UST Temp Close: 0; AST Currently In Use: 0; AST Temp Closed: 0 | 2 | 0 | 3 | 14243-113-000981 | RUSSELL COUNTY COMMISSION
27010 | Permanently Closed | 1993-02-25 | 1969-01-01 | 1993-02-25 | Petroleum | Unleaded gasoline | Unleaded gasoline | Bulk facility, Local Government | Steel | Steel |  | Painted or None | Steel |  | 1901-01-01 | [6 empty] | Manual Tank Gauging (only tanks 1000 gal. or less and 48” or 64” in diameter) | [8 empty] | UST Currently In Use: 2; UST Temp Close: 0; AST Currently In Use: 0; AST Temp Closed: 0 | 2 | 0 | 3 | 14243-113-000981 | RUSSELL COUNTY COMMISSION
27011 | Permanently Closed | 1993-02-25 | 1969-01-01 | 1993-02-25 | Petroleum | Unleaded gasoline | Unleaded gasoline | Bulk facility, Local Government | Steel | Steel |  | Painted or None | Steel |  | 1901-01-01 | [6 empty] | Manual Tank Gauging (only tanks 1000 gal. or less and 48” or 64” in diameter) | [8 empty] | UST Currently In Use: 2; UST Temp Close: 0; AST Currently In Use: 0; AST Temp Closed: 0 | 2 | 0 | 3 | 14243-113-000981 | RUSSELL COUNTY COMMISSION
27012 | Permanently Closed | 1993-03-09 | 1974-01-01 | 1993-03-09 | Petroleum | Unleaded gasoline | Unleaded gasoline | Local government | Steel | Steel |  |  | Steel |  | 1901-01-01 | [15 empty] | UST Currently In Use: 0; UST Temp Close: 0; AST Currently In Use: 0; AST Temp Closed: 0 | 0 | 0 | 2 | 14243-113-000982 | RUSSELL COUNTY COMMISSION
27013 | Permanently Closed | 1993-03-09 | 1974-01-01 | 1993-03-09 | Petroleum | On road diesel | On road diesel | Local government | Steel | Steel |  |  | Steel |  | 1901-01-01 | [15 empty] | UST Currently In Use: 0; UST Temp Close: 0; AST Currently In Use: 0; AST Temp Closed: 0 | 0 | 0 | 2 | 14243-113-000982 | RUSSELL COUNTY COMMISSION
27014 | Permanently Closed | 1993-03-09 | 1969-01-01 | 1993-03-09 | Petroleum | Unleaded gasoline | Unleaded gasoline | Local government | Steel | Steel |  |  | Steel |  | 1901-01-01 | [15 empty] | UST Currently In Use: 0; UST Temp Close: 0; AST Currently In Use: 0; AST Temp Closed: 0 | 0 | 0 | 2 | 14243-113-000983 | RUSSELL COUNTY COMMISSION
27015 | Permanently Closed | 1993-03-09 | 1969-01-01 | 1993-03-09 | Petroleum | On road diesel | On road diesel | Local government | Steel | Steel |  |  | Steel |  | 1901-01-01 | [15 empty] | UST Currently In Use: 0; UST Temp Close: 0; AST Currently In Use: 0; AST Temp Closed: 0 | 0 | 0 | 2 | 14243-113-000983 | RUSSELL COUNTY COMMISSION
27018 | Permanently Closed | 1993-02-24 | 1969-01-01 | 1993-02-24 | Petroleum | Unleaded gasoline | Unleaded gasoline | Local government | Steel | Steel |  |  | Steel |  | 1901-01-01 | [15 empty] | UST Currently In Use: 0; UST Temp Close: 0; AST Currently In Use: 0; AST Temp Closed: 0 | 0 | 0 | 2 | 14243-113-007250 | RUSSELL COUNTY COMMISSION
27019 | Permanently Closed | 1993-02-24 | 1969-01-01 | 1993-02-24 | Petroleum | Unleaded gasoline | Unleaded gasoline | Local government | Steel | Steel |  |  | Steel |  | 1901-01-01 | [15 empty] | UST Currently In Use: 0; UST Temp Close: 0; AST Currently In Use: 0; AST Temp Closed: 0 | 0 | 0 | 2 | 14243-113-007250 | RUSSELL COUNTY COMMISSION
27020 | Currently in Use |  | 1985-01-01 |  | Petroleum | Unleaded gasoline | Unleaded gasoline | Retail | Steel | Steel | Coated & cathodic protection (sti-P3) |  | Fiberglass reinforced plastic |  |  |  | Catchment Basin, Single walled catchment basin | Automatic shutoff device At 95% full | Automatic shutoff device At 95% full |  |  | Statistical Inventory Reconciliation (SIR) |  | Automatic flow restrictor (MLLD), Containment Sump | Containment Sump |  |  | Statistical inventory reconciliation (SIR) | Statistical inventory reconciliation (SIR) |  | UST Currently In Use: 3; UST Temp Close: 0; AST Currently In Use: 0; AST Temp Closed: 0 | 3 | 0 | 0 | 14247-001-012584 | RUSSELL OIL COMPANY, INC.
27022 | Currently in Use |  | 1985-01-01 |  | Petroleum | Premium gasoline | Premium gasoline | Retail | Steel | Steel | Coated & cathodic protection (sti-P3) |  | Fiberglass reinforced plastic |  |  |  | Catchment Basin, Single walled catchment basin | Automatic shutoff device At 95% full | Automatic shutoff device At 95% full |  |  | Statistical Inventory Reconciliation (SIR) |  | Automatic flow restrictor (MLLD), Containment Sump | Containment Sump |  |  | Statistical inventory reconciliation (SIR) | Statistical inventory reconciliation (SIR) |  | UST Currently In Use: 3; UST Temp Close: 0; AST Currently In Use: 0; AST Temp Closed: 0 | 3 | 0 | 0 | 14247-001-012584 | RUSSELL OIL COMPANY, INC.
27023 | Currently in Use |  | 1985-01-01 |  | Petroleum | On road diesel | On road diesel | Retail | Steel | Steel | Coated & cathodic protection (sti-P3) |  | Fiberglass reinforced plastic |  |  |  | Catchment Basin, Single walled catchment basin | Automatic shutoff device At 95% full | Automatic shutoff device At 95% full |  |  | Statistical Inventory Reconciliation (SIR) |  | Automatic flow restrictor (MLLD), Containment Sump | Containment Sump |  |  | Statistical inventory reconciliation (SIR) | Statistical inventory reconciliation (SIR) |  | UST Currently In Use: 3; UST Temp Close: 0; AST Currently In Use: 0; AST Temp Closed: 0 | 3 | 0 | 0 | 14247-001-012584 | RUSSELL OIL COMPANY, INC.
27024 | Currently in Use |  | 1982-01-01 |  | Petroleum | Unleaded gasoline | Unleaded gasoline | Retail | Steel | Steel | Field installed cathodic protection |  | Steel |  |  | Field installed cathodic protection | Catchment Basin, Single walled catchment basin | Automatic shutoff device At 95% full | Automatic shutoff device At 95% full |  |  | Statistical Inventory Reconciliation (SIR) |  | Automatic flow restrictor (MLLD) | Automatic flow restrictor (MLLD) |  |  | Statistical inventory reconciliation (SIR) | Statistical inventory reconciliation (SIR) |  | UST Currently In Use: 4; UST Temp Close: 0; AST Currently In Use: 0; AST Temp Closed: 0 | 4 | 0 | 0 | 14247-041-007851 | RUSSELL OIL COMPANY, INC.
27025 | Currently in Use |  | 1982-01-01 |  | Petroleum | Premium gasoline | Premium gasoline | Retail | Steel | Steel | Field installed cathodic protection |  | Steel |  |  | Field installed cathodic protection | Catchment Basin, Single walled catchment basin | Automatic shutoff device At 95% full | Automatic shutoff device At 95% full |  |  | Statistical Inventory Reconciliation (SIR) |  | Automatic flow restrictor (MLLD) | Automatic flow restrictor (MLLD) |  |  | Statistical inventory reconciliation (SIR) | Statistical inventory reconciliation (SIR) |  | UST Currently In Use: 4; UST Temp Close: 0; AST Currently In Use: 0; AST Temp Closed: 0 | 4 | 0 | 0 | 14247-041-007851 | RUSSELL OIL COMPANY, INC.
27026 | Currently in Use |  | 1982-01-01 |  | Petroleum | On road diesel | On road diesel | Retail | Steel | Steel | Field installed cathodic protection |  | Steel |  |  | Field installed cathodic protection | Catchment Basin, Single walled catchment basin | Automatic shutoff device At 95% full | Automatic shutoff device At 95% full |  |  | Statistical Inventory Reconciliation (SIR) |  | Automatic flow restrictor (MLLD) | Automatic flow restrictor (MLLD) |  |  | Statistical inventory reconciliation (SIR) | Statistical inventory reconciliation (SIR) |  | UST Currently In Use: 4; UST Temp Close: 0; AST Currently In Use: 0; AST Temp Closed: 0 | 4 | 0 | 0 | 14247-041-007851 | RUSSELL OIL COMPANY, INC.
27027 | Currently in Use |  | 1982-01-01 |  | Petroleum | On road diesel | On road diesel | Retail | Steel | Steel | Field installed cathodic protection |  | Steel |  |  | Field installed cathodic protection | Catchment Basin, Single walled catchment basin | Automatic shutoff device At 95% full | Automatic shutoff device At 95% full |  |  | Statistical Inventory Reconciliation (SIR) |  | Automatic flow restrictor (MLLD) | Automatic flow restrictor (MLLD) |  |  | Statistical inventory reconciliation (SIR) | Statistical inventory reconciliation (SIR) |  | UST Currently In Use: 4; UST Temp Close: 0; AST Currently In Use: 0; AST Temp Closed: 0 | 4 | 0 | 0 | 14247-041-007851 | RUSSELL OIL COMPANY, INC.
27028 | Permanently Closed | 1991-11-12 | 1978-01-01 | 1991-11-12 | Petroleum | Unleaded gasoline | Unleaded gasoline |  | Steel | Steel |  | Painted or None | Steel |  | 1901-01-01 | [15 empty] | UST Currently In Use: 0; UST Temp Close: 0; AST Currently In Use: 0; AST Temp Closed: 0 | 0 | 0 | 3 | 14247-041-007852 | RUSSELL OIL COMPANY, INC.
27029 | Permanently Closed | 1991-11-12 | 1976-01-01 | 1991-11-12 | Petroleum | Unleaded gasoline | Unleaded gasoline |  | Steel | Steel |  | Painted or None | Steel |  | 1901-01-01 | [15 empty] | UST Currently In Use: 0; UST Temp Close: 0; AST Currently In Use: 0; AST Temp Closed: 0 | 0 | 0 | 3 | 14247-041-007852 | RUSSELL OIL COMPANY, INC.
27030 | Permanently Closed | 1991-11-12 | 1976-01-01 | 1991-11-12 | Petroleum | On road diesel | On road diesel |  | Steel | Steel |  | Painted or None | Steel |  | 1901-01-01 | [15 empty] | UST Currently In Use: 0; UST Temp Close: 0; AST Currently In Use: 0; AST Temp Closed: 0 | 0 | 0 | 3 | 14247-041-007852 | RUSSELL OIL COMPANY, INC.
27031 | Permanently Closed | 1999-02-19 | 1979-01-01 | 1999-02-19 | Petroleum | Unleaded gasoline | Unleaded gasoline |  | Steel | Steel |  | Painted or None | Steel |  | 1901-01-01 | [12 empty] | Annual line testing | Annual line testing |  | UST Currently In Use: 1; UST Temp Close: 0; AST Currently In Use: 0; AST Temp Closed: 0 | 1 | 0 | 2 | 20800-041-007853 | BEASLEY'S GROCERY LLC
27032 | Permanently Closed | 1999-02-19 | 1977-01-01 | 1999-02-19 | Petroleum | Unleaded gasoline | Unleaded gasoline |  | Steel | Steel |  | Painted or None | Steel |  | 1901-01-01 | [15 empty] | UST Currently In Use: 1; UST Temp Close: 0; AST Currently In Use: 0; AST Temp Closed: 0 | 1 | 0 | 2 | 20800-041-007853 | BEASLEY'S GROCERY LLC
27033 | Retired | 1988-12-22 | 1981-01-01 |  | Petroleum | Unleaded gasoline | Unleaded gasoline | Retail | Steel | Steel |  | Painted or None | Steel |  | 1901-01-01 | [15 empty] | UST Currently In Use: 0; UST Temp Close: 0; AST Currently In Use: 0; AST Temp Closed: 0 | 0 | 0 | 0 | 14247-041-009981 | RUSSELL OIL COMPANY, INC.
27034 | Retired | 1988-12-22 | 1981-01-01 |  | Petroleum | Unleaded gasoline | Unleaded gasoline | Retail | Steel | Steel |  | Painted or None | Steel |  | 1901-01-01 | [15 empty] | UST Currently In Use: 0; UST Temp Close: 0; AST Currently In Use: 0; AST Temp Closed: 0 | 0 | 0 | 0 | 14247-041-009981 | RUSSELL OIL COMPANY, INC.
27035 | Currently in Use |  | 1990-05-01 |  | Petroleum | Unleaded gasoline | Unleaded gasoline | Retail | Steel | Steel | Coated & cathodic protection (sti-P3) |  | Fiberglass reinforced plastic |  |  |  | Catchment Basin, Single walled catchment basin | Automatic shutoff device At 95% full | Automatic shutoff device At 95% full |  |  | Statistical Inventory Reconciliation (SIR) |  | Automatic flow restrictor (MLLD) | Automatic flow restrictor (MLLD) |  |  | Statistical inventory reconciliation (SIR) | Statistical inventory reconciliation (SIR) |  | UST Currently In Use: 4; UST Temp Close: 0; AST Currently In Use: 0; AST Temp Closed: 0 | 4 | 0 | 0 | 14247-041-015227 | RUSSELL OIL COMPANY, INC.
27036 | Currently in Use |  | 1990-05-01 |  | Petroleum | Mid-grade gasoline | Mid-grade gasoline | Retail | Steel | Steel | Coated & cathodic protection (sti-P3) |  | Fiberglass reinforced plastic |  |  |  | Catchment Basin, Single walled catchment basin | Automatic shutoff device At 95% full | Automatic shutoff device At 95% full |  |  | Statistical Inventory Reconciliation (SIR) |  | Automatic flow restrictor (MLLD) | Automatic flow restrictor (MLLD) |  |  | Statistical inventory reconciliation (SIR) | Statistical inventory reconciliation (SIR) |  | UST Currently In Use: 4; UST Temp Close: 0; AST Currently In Use: 0; AST Temp Closed: 0 | 4 | 0 | 0 | 14247-041-015227 | RUSSELL OIL COMPANY, INC.
27037 | Currently in Use |  | 1990-05-01 |  | Petroleum | Premium gasoline | Premium gasoline | Retail | Steel | Steel | Coated & cathodic protection (sti-P3) |  | Fiberglass reinforced plastic |  |  |  | Catchment Basin, Single walled catchment basin | Automatic shutoff device At 95% full | Automatic shutoff device At 95% full |  |  | Statistical Inventory Reconciliation (SIR) |  | Automatic flow restrictor (MLLD) | Automatic flow restrictor (MLLD) |  |  | Statistical inventory reconciliation (SIR) | Statistical inventory reconciliation (SIR) |  | UST Currently In Use: 4; UST Temp Close: 0; AST Currently In Use: 0; AST Temp Closed: 0 | 4 | 0 | 0 | 14247-041-015227 | RUSSELL OIL COMPANY, INC.
27038 | Currently in Use |  | 1990-05-01 |  | Petroleum | On road diesel | On road diesel | Retail | Steel | Steel | Coated & cathodic protection (sti-P3) |  | Fiberglass reinforced plastic |  |  |  | Catchment Basin, Single walled catchment basin | Automatic shutoff device At 95% full | Automatic shutoff device At 95% full |  |  | Statistical Inventory Reconciliation (SIR) |  | Automatic flow restrictor (MLLD) | Automatic flow restrictor (MLLD) |  |  | Statistical inventory reconciliation (SIR) | Statistical inventory reconciliation (SIR) |  | UST Currently In Use: 4; UST Temp Close: 0; AST Currently In Use: 0; AST Temp Closed: 0 | 4 | 0 | 0 | 14247-041-015227 | RUSSELL OIL COMPANY, INC.
27039 | Permanently Closed | 1988-01-01 | 1980-01-01 | 1988-01-01 | Petroleum | Unleaded gasoline | Unleaded gasoline |  | Steel | Steel |  | Painted or None | Steel |  | 1901-01-01 | [15 empty] | UST Currently In Use: 0; UST Temp Close: 0; AST Currently In Use: 0; AST Temp Closed: 0 | 0 | 0 | 2 | 14247-085-007845 | RUSSELL OIL COMPANY, INC.
27040 | Permanently Closed | 1988-01-01 | 1980-01-01 | 1988-01-01 | Petroleum | Unleaded gasoline | Unleaded gasoline |  | Steel | Steel |  | Painted or None | Steel |  | 1901-01-01 | [15 empty] | UST Currently In Use: 0; UST Temp Close: 0; AST Currently In Use: 0; AST Temp Closed: 0 | 0 | 0 | 2 | 14247-085-007845 | RUSSELL OIL COMPANY, INC.
27041 | Permanently Closed | 1994-10-01 | 1975-01-01 | 1994-10-19 | Petroleum | Unleaded gasoline | Unleaded gasoline |  | Steel | Steel |  | Painted or None | Steel |  | 1901-01-01 | [12 empty] | Annual line testing | Annual line testing |  | UST Currently In Use: 2; UST Temp Close: 0; AST Currently In Use: 0; AST Temp Closed: 0 | 2 | 0 | 2 | 20673-101-007846 | CECIL E REEVES, JR
27042 | Permanently Closed | 1994-10-01 | 1975-01-01 | 1994-10-19 | Petroleum | Unleaded gasoline | Unleaded gasoline |  | Steel | Steel |  | Painted or None | Steel |  | 1901-01-01 | [15 empty] | UST Currently In Use: 2; UST Temp Close: 0; AST Currently In Use: 0; AST Temp Closed: 0 | 2 | 0 | 2 | 20673-101-007846 | CECIL E REEVES, JR
27043 | Permanently Closed | 2014-10-01 | 1979-05-30 | 2017-05-11 | Petroleum | Unleaded gasoline | Unleaded gasoline | Retail | Steel | Steel | Field installed cathodic protection |  | Flexible |  |  |  | Catchment Basin, Single walled catchment basin | Flow Rest 90% Full | Flow Rest 90% Full |  |  | Continuous Automatic Tank Gauge |  | Automatic shutoff device (AELLD), Containment Sump, AELLD | Containment Sump |  |  | Other, AELLD | Other |  | UST Currently In Use: 0; UST Temp Close: 0; AST Currently In Use: 0; AST Temp Closed: 0 | 0 | 0 | 4 | 14247-085-007854 | RUSSELL OIL COMPANY, INC.
27044 | Permanently Closed | 2014-10-01 | 1979-05-30 | 2017-05-11 | Petroleum | Mid-grade gasoline | Mid-grade gasoline | Retail | Steel | Steel | Field installed cathodic protection |  | Flexible |  |  |  | Catchment Basin, Single walled catchment basin | Flow Rest 90% Full | Flow Rest 90% Full |  |  | Continuous Automatic Tank Gauge |  | Automatic shutoff device (AELLD), Containment Sump, AELLD | Containment Sump |  |  | Other, AELLD | Other |  | UST Currently In Use: 0; UST Temp Close: 0; AST Currently In Use: 0; AST Temp Closed: 0 | 0 | 0 | 4 | 14247-085-007854 | RUSSELL OIL COMPANY, INC.
27045 | Permanently Closed | 2013-01-01 | 1979-05-30 | 2017-05-11 | Petroleum | Premium gasoline | Premium gasoline | Retail | Steel | Steel | Field installed cathodic protection |  | Flexible |  |  |  | Catchment Basin, Single walled catchment basin | Flow Rest 90% Full | Flow Rest 90% Full |  |  | Continuous Automatic Tank Gauge |  | Automatic shutoff device (AELLD), Containment Sump, AELLD | Containment Sump |  |  | Other, AELLD | Other |  | UST Currently In Use: 0; UST Temp Close: 0; AST Currently In Use: 0; AST Temp Closed: 0 | 0 | 0 | 4 | 14247-085-007854 | RUSSELL OIL COMPANY, INC.
27046 | Permanently Closed | 2014-10-01 | 1979-05-30 | 2017-05-08 | Petroleum | On road diesel | On road diesel | Retail | Steel | Steel | Field installed cathodic protection |  | Flexible |  |  |  | Catchment Basin, Single walled catchment basin | Flow Rest 90% Full | Flow Rest 90% Full |  |  | Continuous Automatic Tank Gauge |  | Automatic shutoff device (AELLD), Containment Sump, AELLD | Containment Sump |  |  | Other, AELLD | Other |  | UST Currently In Use: 0; UST Temp Close: 0; AST Currently In Use: 0; AST Temp Closed: 0 | 0 | 0 | 4 | 14247-085-007854 | RUSSELL OIL COMPANY, INC.
27047 | Permanently Closed | 1997-04-01 | 1976-01-01 | 1998-03-25 | Petroleum | Unleaded gasoline | Unleaded gasoline |  | Steel | Steel |  | Painted or None | Steel |  | 1901-01-01 | [15 empty] | UST Currently In Use: 0; UST Temp Close: 0; AST Currently In Use: 0; AST Temp Closed: 0 | 0 | 0 | 3 | 14247-085-009980 | RUSSELL OIL COMPANY, INC.
27048 | Permanently Closed | 1997-04-01 | 1976-01-01 | 1998-03-25 | Petroleum | Unleaded gasoline | Unleaded gasoline |  | Steel | Steel |  | Painted or None | Steel |  | 1901-01-01 | [15 empty] | UST Currently In Use: 0; UST Temp Close: 0; AST Currently In Use: 0; AST Temp Closed: 0 | 0 | 0 | 3 | 14247-085-009980 | RUSSELL OIL COMPANY, INC.
27049 | Permanently Closed | 1997-04-01 | 1982-01-01 | 1998-03-25 | Petroleum | Unleaded gasoline | Unleaded gasoline |  | Steel | Steel |  | Painted or None | Steel |  | 1901-01-01 | [15 empty] | UST Currently In Use: 0; UST Temp Close: 0; AST Currently In Use: 0; AST Temp Closed: 0 | 0 | 0 | 3 | 14247-085-009980 | RUSSELL OIL COMPANY, INC.
27050 | Temporary Closed | 2026-03-01 | 1983-01-01 |  | Petroleum | Unleaded gasoline | Unleaded gasoline | Retail | Fiberglass reinforced plastic | Fiberglass reinforced plastic |  |  | Fiberglass reinforced plastic |  | 1901-01-01 |  | Catchment Basin, Single walled catchment basin | Audible high level alarm At 90% full, Automatic shutoff device At 95% full | Automatic shutoff device At 95% full |  |  | Continuous Automatic Tank Gauge |  | Automatic flow restrictor (MLLD) | Automatic flow restrictor (MLLD) |  |  | Annual line testing | Annual line testing |  | UST Currently In Use: 0; UST Temp Close: 4; AST Currently In Use: 0; AST Temp Closed: 0 | 0 | 4 | 0 | 25325-101-007840 | SUNIL LLC
27051 | Temporary Closed | 2026-03-01 | 1983-01-01 |  | Petroleum | Unleaded gasoline | Unleaded gasoline | Retail | Fiberglass reinforced plastic | Fiberglass reinforced plastic |  |  | Fiberglass reinforced plastic |  | 1901-01-01 |  | Catchment Basin, Single walled catchment basin | Audible high level alarm At 90% full, Automatic shutoff device At 95% full | Automatic shutoff device At 95% full |  |  | Continuous Automatic Tank Gauge |  | Automatic flow restrictor (MLLD) | Automatic flow restrictor (MLLD) |  |  | Annual line testing | Annual line testing |  | UST Currently In Use: 0; UST Temp Close: 4; AST Currently In Use: 0; AST Temp Closed: 0 | 0 | 4 | 0 | 25325-101-007840 | SUNIL LLC
27052 | Temporary Closed | 2026-03-01 | 1983-01-01 |  | Petroleum | Premium gasoline | Premium gasoline | Retail | Fiberglass reinforced plastic | Fiberglass reinforced plastic |  |  | Fiberglass reinforced plastic |  | 1901-01-01 |  | Catchment Basin, Single walled catchment basin | Audible high level alarm At 90% full, Automatic shutoff device At 95% full | Automatic shutoff device At 95% full |  |  | Continuous Automatic Tank Gauge |  | Automatic flow restrictor (MLLD) | Automatic flow restrictor (MLLD) |  |  | Annual line testing | Annual line testing |  | UST Currently In Use: 0; UST Temp Close: 4; AST Currently In Use: 0; AST Temp Closed: 0 | 0 | 4 | 0 | 25325-101-007840 | SUNIL LLC
27053 | Temporary Closed | 2026-03-01 | 1983-01-01 |  | Petroleum | On road diesel | On road diesel | Retail | Fiberglass reinforced plastic | Fiberglass reinforced plastic |  |  | Fiberglass reinforced plastic |  | 1901-01-01 |  | Catchment Basin, Single walled catchment basin | Audible high level alarm At 90% full, Automatic shutoff device At 95% full | Automatic shutoff device At 95% full |  |  | Continuous Automatic Tank Gauge |  | Automatic flow restrictor (MLLD) | Automatic flow restrictor (MLLD) |  |  | Annual line testing | Annual line testing |  | UST Currently In Use: 0; UST Temp Close: 4; AST Currently In Use: 0; AST Temp Closed: 0 | 0 | 4 | 0 | 25325-101-007840 | SUNIL LLC
27054 | Currently in Use |  | 1980-01-01 |  | Petroleum | Unleaded gasoline | Unleaded gasoline |  | Steel | Steel | Coated & cathodic protection (sti-P3) |  | Fiberglass reinforced plastic |  |  |  | Catchment Basin, Single walled catchment basin | Automatic shutoff device At 95% full | Automatic shutoff device At 95% full |  |  | Statistical Inventory Reconciliation (SIR) |  | Automatic flow restrictor (MLLD) | Automatic flow restrictor (MLLD) |  |  | Statistical inventory reconciliation (SIR) | Statistical inventory reconciliation (SIR) |  | UST Currently In Use: 3; UST Temp Close: 0; AST Currently In Use: 0; AST Temp Closed: 0 | 3 | 0 | 0 | 14247-101-007841 | RUSSELL OIL COMPANY, INC.
27056 | Currently in Use |  | 1980-01-01 |  | Petroleum | Unleaded gasoline | Unleaded gasoline |  | Steel | Steel | Coated & cathodic protection (sti-P3) |  | Fiberglass reinforced plastic |  |  |  | Catchment Basin, Single walled catchment basin | Automatic shutoff device At 95% full | Automatic shutoff device At 95% full |  |  | Statistical Inventory Reconciliation (SIR) |  | Automatic flow restrictor (MLLD) | Automatic flow restrictor (MLLD) |  |  | Statistical inventory reconciliation (SIR) | Statistical inventory reconciliation (SIR) |  | UST Currently In Use: 3; UST Temp Close: 0; AST Currently In Use: 0; AST Temp Closed: 0 | 3 | 0 | 0 | 14247-101-007841 | RUSSELL OIL COMPANY, INC.
27057 | Currently in Use |  | 1980-01-01 |  | Petroleum | On road diesel | On road diesel |  | Steel | Steel | Coated & cathodic protection (sti-P3) |  | Fiberglass reinforced plastic |  |  |  | Catchment Basin, Single walled catchment basin | Automatic shutoff device At 95% full, Flow Rest 90% Full | Flow Rest 90% Full |  |  | Statistical Inventory Reconciliation (SIR) |  | Automatic flow restrictor (MLLD) | Automatic flow restrictor (MLLD) |  |  | Statistical inventory reconciliation (SIR) | Statistical inventory reconciliation (SIR) |  | UST Currently In Use: 3; UST Temp Close: 0; AST Currently In Use: 0; AST Temp Closed: 0 | 3 | 0 | 0 | 14247-101-007841 | RUSSELL OIL COMPANY, INC.
27058 | Temporary Closed | 2008-09-01 | 1982-01-01 |  | Petroleum | Unleaded gasoline | Unleaded gasoline |  | Steel | Steel | Coated & cathodic protection (sti-P3) |  | Fiberglass reinforced plastic |  |  |  | Catchment Basin, Single walled catchment basin | Automatic shutoff device At 95% full | Automatic shutoff device At 95% full |  |  | Statistical Inventory Reconciliation (SIR) |  | Automatic flow restrictor (MLLD) | Automatic flow restrictor (MLLD) |  |  | Statistical inventory reconciliation (SIR) | Statistical inventory reconciliation (SIR) |  | UST Currently In Use: 0; UST Temp Close: 4; AST Currently In Use: 0; AST Temp Closed: 0 | 0 | 4 | 0 | 24998-101-007842 | VALERIO'S AUTO SALES
27059 | Temporary Closed | 2008-09-01 | 1982-01-01 |  | Petroleum | Unleaded gasoline | Unleaded gasoline |  | Steel | Steel | Coated & cathodic protection (sti-P3) |  | Fiberglass reinforced plastic |  |  |  | Catchment Basin, Single walled catchment basin | Automatic shutoff device At 95% full | Automatic shutoff device At 95% full |  |  | Statistical Inventory Reconciliation (SIR) |  | Automatic flow restrictor (MLLD) | Automatic flow restrictor (MLLD) |  |  | Statistical inventory reconciliation (SIR) | Statistical inventory reconciliation (SIR) |  | UST Currently In Use: 0; UST Temp Close: 4; AST Currently In Use: 0; AST Temp Closed: 0 | 0 | 4 | 0 | 24998-101-007842 | VALERIO'S AUTO SALES
27060 | Temporary Closed | 2004-07-03 | 1982-01-01 |  | Petroleum | Premium gasoline | Premium gasoline |  | Steel | Steel | Coated & cathodic protection (sti-P3) |  | Fiberglass reinforced plastic |  |  |  | Catchment Basin, Single walled catchment basin | Automatic shutoff device At 95% full | Automatic shutoff device At 95% full |  |  | Statistical Inventory Reconciliation (SIR) |  | Automatic flow restrictor (MLLD) | Automatic flow restrictor (MLLD) |  |  | Statistical inventory reconciliation (SIR) | Statistical inventory reconciliation (SIR) |  | UST Currently In Use: 0; UST Temp Close: 4; AST Currently In Use: 0; AST Temp Closed: 0 | 0 | 4 | 0 | 24998-101-007842 | VALERIO'S AUTO SALES
27061 | Temporary Closed | 2008-09-01 | 1982-01-01 |  | Petroleum | On road diesel | On road diesel |  | Steel | Steel | Coated & cathodic protection (sti-P3) |  | Fiberglass reinforced plastic |  |  |  | Catchment Basin, Single walled catchment basin | Automatic shutoff device At 95% full | Automatic shutoff device At 95% full |  |  | Statistical Inventory Reconciliation (SIR) |  | Automatic flow restrictor (MLLD) | Automatic flow restrictor (MLLD) |  |  | Statistical inventory reconciliation (SIR) | Statistical inventory reconciliation (SIR) |  | UST Currently In Use: 0; UST Temp Close: 4; AST Currently In Use: 0; AST Temp Closed: 0 | 0 | 4 | 0 | 24998-101-007842 | VALERIO'S AUTO SALES
27062 | Currently in Use |  | 1980-01-01 |  | Petroleum | Unleaded gasoline | Unleaded gasoline |  | Fiberglass coated steel | Fiberglass coated steel |  |  | Fiberglass reinforced plastic |  | 1901-01-01 |  | Catchment Basin, Single walled catchment basin | Flow Rest 90% Full | Flow Rest 90% Full |  |  | Automatic Tank Gauge, Statistical Inventory Reconciliation (SIR) |  | Automatic flow restrictor (MLLD) | Automatic flow restrictor (MLLD) |  |  | Statistical inventory reconciliation (SIR) | Statistical inventory reconciliation (SIR) |  | UST Currently In Use: 3; UST Temp Close: 0; AST Currently In Use: 0; AST Temp Closed: 0 | 3 | 0 | 0 | 14247-101-007843 | RUSSELL OIL COMPANY, INC.
27063 | Currently in Use |  | 1980-01-01 |  | Petroleum | Premium gasoline | Premium gasoline |  | Fiberglass coated steel | Fiberglass coated steel |  |  | Fiberglass reinforced plastic |  | 1901-01-01 |  | Catchment Basin, Single walled catchment basin | Flow Rest 90% Full | Flow Rest 90% Full |  |  | Automatic Tank Gauge, Statistical Inventory Reconciliation (SIR) |  | Automatic flow restrictor (MLLD) | Automatic flow restrictor (MLLD) |  |  | Statistical inventory reconciliation (SIR) | Statistical inventory reconciliation (SIR) |  | UST Currently In Use: 3; UST Temp Close: 0; AST Currently In Use: 0; AST Temp Closed: 0 | 3 | 0 | 0 | 14247-101-007843 | RUSSELL OIL COMPANY, INC.
27065 | Currently in Use |  | 1980-01-01 |  | Petroleum | On road diesel | On road diesel |  | Fiberglass coated steel | Fiberglass coated steel |  |  | Fiberglass reinforced plastic |  | 1901-01-01 |  | Catchment Basin, Single walled catchment basin | Flow Rest 90% Full | Flow Rest 90% Full |  |  | Automatic Tank Gauge, Statistical Inventory Reconciliation (SIR) |  | Automatic flow restrictor (MLLD) | Automatic flow restrictor (MLLD) |  |  | Statistical inventory reconciliation (SIR) | Statistical inventory reconciliation (SIR) |  | UST Currently In Use: 3; UST Temp Close: 0; AST Currently In Use: 0; AST Temp Closed: 0 | 3 | 0 | 0 | 14247-101-007843 | RUSSELL OIL COMPANY, INC.
27066 | Permanently Closed | 1995-05-01 | 1979-01-01 | 1995-05-03 | Petroleum | Unleaded gasoline | Unleaded gasoline |  | Steel | Steel |  | Painted or None | Steel |  | 1901-01-01 | [12 empty] | Annual line testing | Annual line testing |  | UST Currently In Use: 2; UST Temp Close: 0; AST Currently In Use: 0; AST Temp Closed: 0 | 2 | 0 | 4 | 14247-101-007844 | RUSSELL OIL COMPANY, INC.
27067 | Permanently Closed | 1995-05-01 | 1979-01-01 | 1995-05-03 | Petroleum | Unleaded gasoline | Unleaded gasoline |  | Steel | Steel |  | Painted or None | Steel |  | 1901-01-01 | [12 empty] | Annual line testing | Annual line testing |  | UST Currently In Use: 2; UST Temp Close: 0; AST Currently In Use: 0; AST Temp Closed: 0 | 2 | 0 | 4 | 14247-101-007844 | RUSSELL OIL COMPANY, INC.
27068 | Permanently Closed | 1995-05-01 | 1979-01-01 | 1995-05-03 | Petroleum | Unleaded gasoline | Unleaded gasoline |  | Steel | Steel |  | Painted or None | Steel |  | 1901-01-01 | [12 empty] | Annual line testing | Annual line testing |  | UST Currently In Use: 2; UST Temp Close: 0; AST Currently In Use: 0; AST Temp Closed: 0 | 2 | 0 | 4 | 14247-101-007844 | RUSSELL OIL COMPANY, INC.
27069 | Permanently Closed | 1995-05-01 | 1979-01-01 | 1995-05-03 | Petroleum | On road diesel | On road diesel |  | Steel | Steel |  | Painted or None | Steel |  | 1901-01-01 | [12 empty] | Annual line testing | Annual line testing |  | UST Currently In Use: 2; UST Temp Close: 0; AST Currently In Use: 0; AST Temp Closed: 0 | 2 | 0 | 4 | 14247-101-007844 | RUSSELL OIL COMPANY, INC.
27070 | Inert | 2015-06-11 | 1979-01-01 |  | Petroleum | Unleaded gasoline | Unleaded gasoline | Retail | Steel | Steel | Field installed cathodic protection |  | Steel |  |  | Field installed cathodic protection | Catchment Basin, Single walled catchment basin | Automatic shutoff device At 95% full | Automatic shutoff device At 95% full |  |  | Statistical Inventory Reconciliation (SIR) | [8 empty] | UST Currently In Use: 0; UST Temp Close: 0; AST Currently In Use: 0; AST Temp Closed: 0 | 0 | 0 | 0 | 21806-101-007847 | BHUMIRAJ REALTY LLC
27071 | Inert | 2015-06-11 | 1979-01-01 |  | Petroleum | Mid-grade gasoline | Mid-grade gasoline | Retail | Steel | Steel | Field installed cathodic protection |  | Steel |  |  | Field installed cathodic protection | Catchment Basin, Single walled catchment basin | Automatic shutoff device At 95% full | Automatic shutoff device At 95% full |  |  | Statistical Inventory Reconciliation (SIR) | [8 empty] | UST Currently In Use: 0; UST Temp Close: 0; AST Currently In Use: 0; AST Temp Closed: 0 | 0 | 0 | 0 | 21806-101-007847 | BHUMIRAJ REALTY LLC
27072 | Inert | 2015-06-11 | 1982-01-01 |  | Petroleum | Premium gasoline | Premium gasoline | Retail | Steel | Steel | Field installed cathodic protection |  | Steel |  |  | Field installed cathodic protection | Catchment Basin, Single walled catchment basin | Automatic shutoff device At 95% full | Automatic shutoff device At 95% full |  |  | Statistical Inventory Reconciliation (SIR) | [8 empty] | UST Currently In Use: 0; UST Temp Close: 0; AST Currently In Use: 0; AST Temp Closed: 0 | 0 | 0 | 0 | 21806-101-007847 | BHUMIRAJ REALTY LLC
27073 | Inert | 2015-06-11 | 1979-01-01 |  | Petroleum | On road diesel | On road diesel | Retail | Steel | Steel | Field installed cathodic protection |  | Steel |  |  | Field installed cathodic protection | Catchment Basin, Single walled catchment basin | Automatic shutoff device At 95% full | Automatic shutoff device At 95% full |  |  | Statistical Inventory Reconciliation (SIR) | [8 empty] | UST Currently In Use: 0; UST Temp Close: 0; AST Currently In Use: 0; AST Temp Closed: 0 | 0 | 0 | 0 | 21806-101-007847 | BHUMIRAJ REALTY LLC
27074 | Permanently Closed | 1992-09-16 | 1982-01-01 | 1992-09-16 | Petroleum | Unleaded gasoline | Unleaded gasoline |  | Steel | Steel |  | Painted or None | Steel |  | 1901-01-01 | [15 empty] | UST Currently In Use: 4; UST Temp Close: 0; AST Currently In Use: 0; AST Temp Closed: 0 | 4 | 0 | 5 | 14247-101-007849 | RUSSELL OIL COMPANY, INC.
27075 | Permanently Closed | 1992-09-16 | 1979-01-01 | 1992-09-16 | Petroleum | Unleaded gasoline | Unleaded gasoline |  | Steel | Steel |  | Painted or None | Steel |  | 1901-01-01 | [15 empty] | UST Currently In Use: 4; UST Temp Close: 0; AST Currently In Use: 0; AST Temp Closed: 0 | 4 | 0 | 5 | 14247-101-007849 | RUSSELL OIL COMPANY, INC.
27076 | Permanently Closed | 1992-09-16 | 1979-01-01 | 1992-09-16 | Petroleum | Unleaded gasoline | Unleaded gasoline |  | Steel | Steel |  | Painted or None | Steel |  | 1901-01-01 | [15 empty] | UST Currently In Use: 4; UST Temp Close: 0; AST Currently In Use: 0; AST Temp Closed: 0 | 4 | 0 | 5 | 14247-101-007849 | RUSSELL OIL COMPANY, INC.
27077 | Permanently Closed | 1992-06-17 | 1979-01-01 | 1992-06-17 | Petroleum | On road diesel | On road diesel |  | Steel | Steel |  | Painted or None | Steel |  | 1901-01-01 | [15 empty] | UST Currently In Use: 4; UST Temp Close: 0; AST Currently In Use: 0; AST Temp Closed: 0 | 4 | 0 | 5 | 14247-101-007849 | RUSSELL OIL COMPANY, INC.
27078 | Permanently Closed | 2003-05-01 | 1978-01-01 | 2004-03-24 | Petroleum | Unleaded gasoline | Unleaded gasoline | Retail | Steel | Steel | Field installed cathodic protection | Painted or None | Steel |  | 1901-01-01 | Field installed cathodic protection | [11 empty] | Annual line testing | Annual line testing |  | UST Currently In Use: 0; UST Temp Close: 0; AST Currently In Use: 0; AST Temp Closed: 0 | 0 | 0 | 4 | 14247-101-007855 | RUSSELL OIL COMPANY, INC.
27079 | Permanently Closed | 2003-05-01 | 1978-01-01 | 2004-03-24 | Petroleum | Unleaded gasoline | Unleaded gasoline | Retail | Steel | Steel | Field installed cathodic protection | Painted or None | Steel |  | 1901-01-01 | Field installed cathodic protection | [5 empty] | Statistical Inventory Reconciliation (SIR) | [5 empty] | Annual line testing | Annual line testing |  | UST Currently In Use: 0; UST Temp Close: 0; AST Currently In Use: 0; AST Temp Closed: 0 | 0 | 0 | 4 | 14247-101-007855 | RUSSELL OIL COMPANY, INC.
27080 | Permanently Closed | 2003-05-01 | 1978-01-01 | 2004-03-24 | Petroleum | Unleaded gasoline | Unleaded gasoline | Retail | Steel | Steel | Field installed cathodic protection | Painted or None | Steel |  | 1901-01-01 | Field installed cathodic protection | [5 empty] | Statistical Inventory Reconciliation (SIR) | [5 empty] | Annual line testing | Annual line testing |  | UST Currently In Use: 0; UST Temp Close: 0; AST Currently In Use: 0; AST Temp Closed: 0 | 0 | 0 | 4 | 14247-101-007855 | RUSSELL OIL COMPANY, INC.
27081 | Permanently Closed | 2003-05-01 | 1978-01-01 | 2004-03-24 | Petroleum | On road diesel | On road diesel | Retail | Steel | Steel | Field installed cathodic protection | Painted or None | Steel |  | 1901-01-01 | Field installed cathodic protection | [5 empty] | Statistical Inventory Reconciliation (SIR) | [5 empty] | Annual line testing | Annual line testing |  | UST Currently In Use: 0; UST Temp Close: 0; AST Currently In Use: 0; AST Temp Closed: 0 | 0 | 0 | 4 | 14247-101-007855 | RUSSELL OIL COMPANY, INC.
27082 | Temporary Closed | 2014-04-01 | 1979-01-01 |  | Petroleum | Unleaded gasoline | Unleaded gasoline | Retail | Steel | Steel | Field installed cathodic protection |  | Steel |  |  | Field installed cathodic protection | Catchment Basin, Single walled catchment basin | Automatic shutoff device At 95% full | Automatic shutoff device At 95% full |  |  | Statistical Inventory Reconciliation (SIR) | [8 empty] | UST Currently In Use: 0; UST Temp Close: 4; AST Currently In Use: 0; AST Temp Closed: 0 | 0 | 4 | 0 | 21806-101-007856 | BHUMIRAJ REALTY LLC
27083 | Temporary Closed | 2014-04-01 | 1979-01-01 |  | Petroleum | Unleaded gasoline | Unleaded gasoline | Retail | Steel | Steel | Field installed cathodic protection | Painted or None | Steel |  |  | Field installed cathodic protection | Catchment Basin, Single walled catchment basin | Automatic shutoff device At 95% full | Automatic shutoff device At 95% full |  |  | Statistical Inventory Reconciliation (SIR) | [8 empty] | UST Currently In Use: 0; UST Temp Close: 4; AST Currently In Use: 0; AST Temp Closed: 0 | 0 | 4 | 0 | 21806-101-007856 | BHUMIRAJ REALTY LLC
27084 | Temporary Closed | 2014-04-01 | 1979-01-01 |  | Petroleum | Unleaded gasoline | Unleaded gasoline | Retail | Steel | Steel | Field installed cathodic protection | Painted or None | Steel |  |  | Field installed cathodic protection | Catchment Basin, Single walled catchment basin | Automatic shutoff device At 95% full | Automatic shutoff device At 95% full |  |  | Statistical Inventory Reconciliation (SIR) | [8 empty] | UST Currently In Use: 0; UST Temp Close: 4; AST Currently In Use: 0; AST Temp Closed: 0 | 0 | 4 | 0 | 21806-101-007856 | BHUMIRAJ REALTY LLC
27085 | Temporary Closed | 2014-04-01 | 1979-01-01 |  | Petroleum | On road diesel | On road diesel | Retail | Steel | Steel | Field installed cathodic protection | Painted or None | Steel |  |  | Field installed cathodic protection | Catchment Basin, Single walled catchment basin | Automatic shutoff device At 95% full | Automatic shutoff device At 95% full |  |  | Statistical Inventory Reconciliation (SIR) | [8 empty] | UST Currently In Use: 0; UST Temp Close: 4; AST Currently In Use: 0; AST Temp Closed: 0 | 0 | 4 | 0 | 21806-101-007856 | BHUMIRAJ REALTY LLC
27087 | Currently in Use |  | 1988-01-01 |  | Petroleum | Unleaded gasoline | Unleaded gasoline |  | Steel | Steel | Coated & cathodic protection (sti-P3), Interior lined (not allowed as a standalone method of corrosion protection) |  | Fiberglass reinforced plastic |  |  | Field installed cathodic protection | Catchment Basin, Single walled catchment basin | Automatic shutoff device At 95% full | Automatic shutoff device At 95% full |  |  | Automatic Tank Gauge |  | Automatic flow restrictor (MLLD) | Automatic flow restrictor (MLLD) |  |  | Annual line testing | Annual line testing |  | UST Currently In Use: 2; UST Temp Close: 0; AST Currently In Use: 0; AST Temp Closed: 0 | 2 | 0 | 0 | 14247-101-012989 | RUSSELL OIL COMPANY, INC.
27089 | Currently in Use |  | 1988-01-01 |  | Petroleum | Premium gasoline | Premium gasoline |  | Steel | Steel | Coated & cathodic protection (sti-P3), Interior lined (not allowed as a standalone method of corrosion protection) |  | Fiberglass reinforced plastic |  |  | Field installed cathodic protection | Catchment Basin, Single walled catchment basin | Automatic shutoff device At 95% full | Automatic shutoff device At 95% full |  |  | Automatic Tank Gauge |  | Automatic flow restrictor (MLLD) | Automatic flow restrictor (MLLD) |  |  | Annual line testing | Annual line testing |  | UST Currently In Use: 2; UST Temp Close: 0; AST Currently In Use: 0; AST Temp Closed: 0 | 2 | 0 | 0 | 14247-101-012989 | RUSSELL OIL COMPANY, INC.
27090 | Permanently Closed | 2016-12-12 | 1982-01-01 | 2018-12-12 | Petroleum | Unleaded gasoline | Unleaded gasoline |  | Steel | Steel | Coated & cathodic protection (sti-P3), Interior lined (not allowed as a standalone method of corrosion protection) |  | Fiberglass reinforced plastic |  |  |  | Catchment Basin, Single walled catchment basin | Automatic shutoff device At 95% full | Automatic shutoff device At 95% full |  |  | Statistical Inventory Reconciliation (SIR) |  | Automatic flow restrictor (MLLD) | Automatic flow restrictor (MLLD) |  |  | Statistical inventory reconciliation (SIR) | Statistical inventory reconciliation (SIR) |  | UST Currently In Use: 0; UST Temp Close: 0; AST Currently In Use: 0; AST Temp Closed: 0 | 0 | 0 | 4 | 14247-109-011924 | RUSSELL OIL COMPANY, INC.
27091 | Permanently Closed | 2016-12-12 | 1982-01-01 | 2018-12-12 | Petroleum | Unleaded gasoline | Unleaded gasoline |  | Steel | Steel | Coated & cathodic protection (sti-P3), Interior lined (not allowed as a standalone method of corrosion protection) |  | Fiberglass reinforced plastic |  |  |  | Catchment Basin, Single walled catchment basin | Automatic shutoff device At 95% full | Automatic shutoff device At 95% full |  |  | Statistical Inventory Reconciliation (SIR) |  | Automatic flow restrictor (MLLD) | Automatic flow restrictor (MLLD) |  |  | Statistical inventory reconciliation (SIR) | Statistical inventory reconciliation (SIR) |  | UST Currently In Use: 0; UST Temp Close: 0; AST Currently In Use: 0; AST Temp Closed: 0 | 0 | 0 | 4 | 14247-109-011924 | RUSSELL OIL COMPANY, INC.
27092 | Permanently Closed | 2016-12-12 | 1982-01-01 | 2018-12-12 | Petroleum | Unleaded gasoline | Unleaded gasoline |  | Steel | Steel | Coated & cathodic protection (sti-P3), Interior lined (not allowed as a standalone method of corrosion protection) |  | Fiberglass reinforced plastic |  |  |  | Catchment Basin, Single walled catchment basin | Automatic shutoff device At 95% full | Automatic shutoff device At 95% full |  |  | Statistical Inventory Reconciliation (SIR) |  | Automatic flow restrictor (MLLD) | Automatic flow restrictor (MLLD) |  |  | Statistical inventory reconciliation (SIR) | Statistical inventory reconciliation (SIR) |  | UST Currently In Use: 0; UST Temp Close: 0; AST Currently In Use: 0; AST Temp Closed: 0 | 0 | 0 | 4 | 14247-109-011924 | RUSSELL OIL COMPANY, INC.
27093 | Permanently Closed | 2016-12-12 | 1982-01-01 | 2018-12-12 | Petroleum | On road diesel | On road diesel |  | Steel | Steel | Coated & cathodic protection (sti-P3), Interior lined (not allowed as a standalone method of corrosion protection) |  | Fiberglass reinforced plastic |  |  |  | Catchment Basin, Single walled catchment basin | Automatic shutoff device At 95% full | Automatic shutoff device At 95% full |  |  | Statistical Inventory Reconciliation (SIR) |  | Automatic flow restrictor (MLLD) | Automatic flow restrictor (MLLD) |  |  | Statistical inventory reconciliation (SIR) | Statistical inventory reconciliation (SIR) |  | UST Currently In Use: 0; UST Temp Close: 0; AST Currently In Use: 0; AST Temp Closed: 0 | 0 | 0 | 4 | 14247-109-011924 | RUSSELL OIL COMPANY, INC.
27094 | Permanently Closed | 2007-05-23 | 1988-01-01 | 2007-05-23 | Petroleum | Unleaded gasoline | Unleaded gasoline |  | Steel | Steel | Coated & cathodic protection (sti-P3) |  | Fiberglass reinforced plastic |  | 1901-01-01 | Field installed cathodic protection | Catchment Basin, Single walled catchment basin | Automatic shutoff device At 95% full | Automatic shutoff device At 95% full |  |  | Statistical Inventory Reconciliation (SIR) | [5 empty] | Annual line testing, Statistical inventory reconciliation (SIR) | Statistical inventory reconciliation (SIR) |  | UST Currently In Use: 0; UST Temp Close: 0; AST Currently In Use: 0; AST Temp Closed: 0 | 0 | 0 | 3 | 14247-109-012886 | RUSSELL OIL COMPANY, INC.
27095 | Permanently Closed | 2007-05-23 | 1988-01-01 | 2007-05-23 | Petroleum | Unleaded gasoline | Unleaded gasoline |  | Steel | Steel | Coated & cathodic protection (sti-P3) |  | Fiberglass reinforced plastic |  | 1901-01-01 | Field installed cathodic protection | Catchment Basin, Single walled catchment basin | Automatic shutoff device At 95% full | Automatic shutoff device At 95% full |  |  | Statistical Inventory Reconciliation (SIR) | [5 empty] | Annual line testing, Statistical inventory reconciliation (SIR) | Statistical inventory reconciliation (SIR) |  | UST Currently In Use: 0; UST Temp Close: 0; AST Currently In Use: 0; AST Temp Closed: 0 | 0 | 0 | 3 | 14247-109-012886 | RUSSELL OIL COMPANY, INC.
27096 | Permanently Closed | 2007-05-23 | 1988-01-01 | 2007-05-23 | Petroleum | Unleaded gasoline | Unleaded gasoline |  | Steel | Steel | Coated & cathodic protection (sti-P3) |  | Fiberglass reinforced plastic |  | 1901-01-01 | Field installed cathodic protection | Catchment Basin, Single walled catchment basin | Automatic shutoff device At 95% full | Automatic shutoff device At 95% full |  |  | Statistical Inventory Reconciliation (SIR) | [5 empty] | Annual line testing, Statistical inventory reconciliation (SIR) | Statistical inventory reconciliation (SIR) |  | UST Currently In Use: 0; UST Temp Close: 0; AST Currently In Use: 0; AST Temp Closed: 0 | 0 | 0 | 3 | 14247-109-012886 | RUSSELL OIL COMPANY, INC.
27097 | Permanently Closed | 1998-12-22 | 1976-01-01 | 1999-05-04 | Petroleum | Unleaded gasoline | Unleaded gasoline |  | Steel | Steel |  | Painted or None | Steel |  | 1901-01-01 | [6 empty] | Statistical Inventory Reconciliation (SIR) | [5 empty] | Statistical inventory reconciliation (SIR) | Statistical inventory reconciliation (SIR) |  | UST Currently In Use: 0; UST Temp Close: 0; AST Currently In Use: 0; AST Temp Closed: 0 | 0 | 0 | 3 | 14249-001-005192 | RUSSELL PETROLEUM CORP
27098 | Permanently Closed | 1998-12-22 | 1976-01-01 | 1999-05-04 | Petroleum | Mid-grade gasoline | Mid-grade gasoline |  | Steel | Steel |  | Painted or None | Steel |  | 1901-01-01 | [6 empty] | Statistical Inventory Reconciliation (SIR) | [5 empty] | Statistical inventory reconciliation (SIR) | Statistical inventory reconciliation (SIR) |  | UST Currently In Use: 0; UST Temp Close: 0; AST Currently In Use: 0; AST Temp Closed: 0 | 0 | 0 | 3 | 14249-001-005192 | RUSSELL PETROLEUM CORP
27099 | Permanently Closed | 1998-12-22 | 1976-01-01 | 1999-05-04 | Petroleum | On road diesel | On road diesel |  | Steel | Steel |  | Painted or None | Steel |  | 1901-01-01 | [6 empty] | Statistical Inventory Reconciliation (SIR) | [5 empty] | Statistical inventory reconciliation (SIR) | Statistical inventory reconciliation (SIR) |  | UST Currently In Use: 0; UST Temp Close: 0; AST Currently In Use: 0; AST Temp Closed: 0 | 0 | 0 | 3 | 14249-001-005192 | RUSSELL PETROLEUM CORP
27100 | Permanently Closed | 2000-06-07 | 1983-01-01 | 2000-06-07 | Petroleum | Unleaded gasoline | Unleaded gasoline | Retail | Steel | Steel | Coated & cathodic protection (sti-P3) |  | Fiberglass reinforced plastic |  | 1901-01-01 |  | Catchment Basin, Single walled catchment basin | Automatic shutoff device At 95% full | Automatic shutoff device At 95% full |  |  | Statistical Inventory Reconciliation (SIR) | [8 empty] | UST Currently In Use: 0; UST Temp Close: 0; AST Currently In Use: 0; AST Temp Closed: 0 | 0 | 0 | 2 | 14249-001-005198 | RUSSELL PETROLEUM CORP
27101 | Permanently Closed | 2000-06-07 | 1983-01-01 | 2000-06-07 | Petroleum | Unleaded gasoline | Unleaded gasoline | Retail | Steel | Steel | Coated & cathodic protection (sti-P3) |  | Fiberglass reinforced plastic |  | 1901-01-01 |  | Catchment Basin, Single walled catchment basin | Automatic shutoff device At 95% full | Automatic shutoff device At 95% full |  |  | Statistical Inventory Reconciliation (SIR) | [8 empty] | UST Currently In Use: 0; UST Temp Close: 0; AST Currently In Use: 0; AST Temp Closed: 0 | 0 | 0 | 2 | 14249-001-005198 | RUSSELL PETROLEUM CORP
27102 | Currently in Use |  | 1977-01-01 |  | Petroleum | Unleaded gasoline | Unleaded gasoline | Retail | Steel | Steel | Field installed cathodic protection |  | Double Wall, Flexible |  |  | Other, FLXS ISOLA | Catchment Basin, Single walled catchment basin | Automatic shutoff device At 95% full | Automatic shutoff device At 95% full |  |  | Continuous Automatic Tank Gauge |  | Automatic flow restrictor (MLLD), Containment Sump | Containment Sump | Interstitial Monitoring within Secondary Containment |  | Annual line testing | Annual line testing |  | UST Currently In Use: 2; UST Temp Close: 0; AST Currently In Use: 0; AST Temp Closed: 0 | 2 | 0 | 0 | 23311-001-005203 | SHISHIR PATEL
27103 | Currently in Use |  | 1977-01-01 |  | Petroleum | Premium gasoline | Premium gasoline | Retail | Steel | Steel | Field installed cathodic protection |  | Double Wall, Flexible |  |  | Other, FLXS ISOLA | Catchment Basin, Single walled catchment basin | Automatic shutoff device At 95% full | Automatic shutoff device At 95% full |  |  | Continuous Automatic Tank Gauge |  | Automatic flow restrictor (MLLD), Containment Sump | Containment Sump | Interstitial Monitoring within Secondary Containment |  | Annual line testing | Annual line testing |  | UST Currently In Use: 2; UST Temp Close: 0; AST Currently In Use: 0; AST Temp Closed: 0 | 2 | 0 | 0 | 23311-001-005203 | SHISHIR PATEL
27104 | Currently in Use |  | 1978-01-01 |  | Petroleum | Other, NON ETHANO | Other | Retail | Steel | Steel | Field installed cathodic protection |  | Flexible |  |  |  | Catchment Basin, Single walled catchment basin | Automatic shutoff device At 95% full | Automatic shutoff device At 95% full |  |  | Statistical Inventory Reconciliation (SIR) |  | Automatic flow restrictor (MLLD) | Automatic flow restrictor (MLLD) |  |  | Annual line testing, Statistical inventory reconciliation (SIR) | Statistical inventory reconciliation (SIR) |  | UST Currently In Use: 3; UST Temp Close: 0; AST Currently In Use: 0; AST Temp Closed: 0 | 3 | 0 | 0 | 14249-001-005205 | RUSSELL PETROLEUM CORP
27105 | Currently in Use |  | 1978-01-01 |  | Petroleum | Unleaded gasoline | Unleaded gasoline | Retail | Steel | Steel | Field installed cathodic protection |  | Flexible |  |  |  | Catchment Basin, Single walled catchment basin | Automatic shutoff device At 95% full | Automatic shutoff device At 95% full |  |  | Statistical Inventory Reconciliation (SIR) |  | Automatic flow restrictor (MLLD) | Automatic flow restrictor (MLLD) |  |  | Annual line testing, Statistical inventory reconciliation (SIR) | Statistical inventory reconciliation (SIR) |  | UST Currently In Use: 3; UST Temp Close: 0; AST Currently In Use: 0; AST Temp Closed: 0 | 3 | 0 | 0 | 14249-001-005205 | RUSSELL PETROLEUM CORP
27106 | Currently in Use |  | 1978-01-01 |  | Petroleum | Premium gasoline | Premium gasoline | Retail | Steel | Steel | Field installed cathodic protection |  | Flexible |  |  |  | Catchment Basin, Single walled catchment basin | Automatic shutoff device At 95% full | Automatic shutoff device At 95% full |  |  | Statistical Inventory Reconciliation (SIR) |  | Automatic flow restrictor (MLLD) | Automatic flow restrictor (MLLD) |  |  | Annual line testing, Statistical inventory reconciliation (SIR) | Statistical inventory reconciliation (SIR) |  | UST Currently In Use: 3; UST Temp Close: 0; AST Currently In Use: 0; AST Temp Closed: 0 | 3 | 0 | 0 | 14249-001-005205 | RUSSELL PETROLEUM CORP
27107 | Permanently Closed | 1990-03-30 | 1978-01-01 | 1990-08-30 | Petroleum | Unleaded gasoline | Unleaded gasoline |  | Steel | Steel |  | Painted or None | Steel |  | 1901-01-01 | [15 empty] | UST Currently In Use: 0; UST Temp Close: 0; AST Currently In Use: 0; AST Temp Closed: 0 | 0 | 0 | 3 | 14249-035-005216 | RUSSELL PETROLEUM CORP
27108 | Permanently Closed | 1990-08-30 | 1978-01-01 | 1990-08-30 | Petroleum | Unleaded gasoline | Unleaded gasoline |  | Steel | Steel |  | Painted or None | Steel |  | 1901-01-01 | [15 empty] | UST Currently In Use: 0; UST Temp Close: 0; AST Currently In Use: 0; AST Temp Closed: 0 | 0 | 0 | 3 | 14249-035-005216 | RUSSELL PETROLEUM CORP
27109 | Permanently Closed | 1990-08-30 | 1978-01-01 | 1990-08-30 | Petroleum | Unleaded gasoline | Unleaded gasoline |  | Steel | Steel |  | Painted or None | Steel |  | 1901-01-01 | [15 empty] | UST Currently In Use: 0; UST Temp Close: 0; AST Currently In Use: 0; AST Temp Closed: 0 | 0 | 0 | 3 | 14249-035-005216 | RUSSELL PETROLEUM CORP
27110 | Permanently Closed | 1992-09-10 | 1977-01-01 | 1992-09-10 | Petroleum | Unleaded gasoline | Unleaded gasoline |  | Steel | Steel |  | Painted or None | Steel |  | 1901-01-01 | [15 empty] | UST Currently In Use: 0; UST Temp Close: 0; AST Currently In Use: 0; AST Temp Closed: 0 | 0 | 0 | 2 | 14249-051-005189 | RUSSELL PETROLEUM CORP
27111 | Permanently Closed | 1992-09-10 | 1977-01-01 | 1992-09-10 | Petroleum | Unleaded gasoline | Unleaded gasoline |  | Steel | Steel |  | Painted or None | Steel |  | 1901-01-01 | [15 empty] | UST Currently In Use: 0; UST Temp Close: 0; AST Currently In Use: 0; AST Temp Closed: 0 | 0 | 0 | 2 | 14249-051-005189 | RUSSELL PETROLEUM CORP
27112 | Permanently Closed | 1999-03-17 | 1979-01-01 | 2007-01-11 | Petroleum | Unleaded gasoline | Unleaded gasoline | Retail | Steel | Steel | Field installed cathodic protection | Painted or None | Steel |  | 1901-01-01 | Field installed cathodic protection | Catchment Basin, Single walled catchment basin | Automatic shutoff device At 95% full | Automatic shutoff device At 95% full |  |  | Statistical Inventory Reconciliation (SIR) | [8 empty] | UST Currently In Use: 0; UST Temp Close: 0; AST Currently In Use: 0; AST Temp Closed: 0 | 0 | 0 | 2 | 13064-051-005190 | LAWLEY OIL CO INC
27113 | Permanently Closed | 1999-03-17 | 1979-01-01 | 2007-01-11 | Petroleum | Premium gasoline | Premium gasoline | Retail | Steel | Steel | Field installed cathodic protection | Painted or None | Steel |  | 1901-01-01 | Field installed cathodic protection | Catchment Basin, Single walled catchment basin | Automatic shutoff device At 95% full | Automatic shutoff device At 95% full |  |  | Statistical Inventory Reconciliation (SIR) | [8 empty] | UST Currently In Use: 0; UST Temp Close: 0; AST Currently In Use: 0; AST Temp Closed: 0 | 0 | 0 | 2 | 13064-051-005190 | LAWLEY OIL CO INC
27114 | Currently in Use |  | 1978-01-01 |  | Petroleum | Unleaded gasoline | Unleaded gasoline | Retail | Steel | Steel | Field installed cathodic protection |  | Steel |  |  | Field installed cathodic protection | Catchment Basin, Single walled catchment basin | Automatic shutoff device At 95% full | Automatic shutoff device At 95% full |  |  | Statistical Inventory Reconciliation (SIR) | [8 empty] | UST Currently In Use: 2; UST Temp Close: 0; AST Currently In Use: 0; AST Temp Closed: 0 | 2 | 0 | 0 | 14249-051-005194 | RUSSELL PETROLEUM CORP
27115 | Currently in Use |  | 1978-01-01 |  | Petroleum | Premium gasoline | Premium gasoline | Retail | Steel | Steel | Field installed cathodic protection |  | Steel |  |  | Field installed cathodic protection | Catchment Basin, Single walled catchment basin | Automatic shutoff device At 95% full | Automatic shutoff device At 95% full |  |  | Statistical Inventory Reconciliation (SIR) | [8 empty] | UST Currently In Use: 2; UST Temp Close: 0; AST Currently In Use: 0; AST Temp Closed: 0 | 2 | 0 | 0 | 14249-051-005194 | RUSSELL PETROLEUM CORP
27116 | Currently in Use |  | 1969-01-01 |  | Petroleum | Unleaded gasoline | Unleaded gasoline | Retail | Steel | Steel | Field installed cathodic protection |  | Fiberglass reinforced plastic, Single Wall |  |  |  | Catchment Basin, Single walled catchment basin | Automatic shutoff device At 95% full | Automatic shutoff device At 95% full |  |  | Statistical Inventory Reconciliation (SIR) |  | Automatic flow restrictor (MLLD), Containment Sump | Containment Sump |  |  | Statistical inventory reconciliation (SIR) | Statistical inventory reconciliation (SIR) |  | UST Currently In Use: 2; UST Temp Close: 0; AST Currently In Use: 0; AST Temp Closed: 0 | 2 | 0 | 0 | 14249-051-011284 | RUSSELL PETROLEUM CORP
27117 | Currently in Use |  | 1969-01-01 |  | Petroleum | Premium gasoline | Premium gasoline | Retail | Steel | Steel | Field installed cathodic protection |  | Fiberglass reinforced plastic, Single Wall |  |  |  | Catchment Basin, Single walled catchment basin | Automatic shutoff device At 95% full | Automatic shutoff device At 95% full |  |  | Statistical Inventory Reconciliation (SIR) |  | Automatic flow restrictor (MLLD), Containment Sump | Containment Sump |  |  | Statistical inventory reconciliation (SIR) | Statistical inventory reconciliation (SIR) |  | UST Currently In Use: 2; UST Temp Close: 0; AST Currently In Use: 0; AST Temp Closed: 0 | 2 | 0 | 0 | 14249-051-011284 | RUSSELL PETROLEUM CORP
27119 | Permanently Closed | 1990-08-09 | 1901-01-01 | 1990-08-09 | Petroleum | On road diesel | On road diesel |  | Steel | Steel |  | Painted or None | Steel |  | 1901-01-01 | [15 empty] | UST Currently In Use: 0; UST Temp Close: 0; AST Currently In Use: 0; AST Temp Closed: 0 | 0 | 0 | 4 | 14249-051-013694 | RUSSELL PETROLEUM CORP
27120 | Permanently Closed | 1990-08-09 | 1901-01-01 | 1990-08-09 | Petroleum | Unleaded gasoline | Unleaded gasoline |  | Steel | Steel |  | Painted or None | Steel |  | 1901-01-01 | [15 empty] | UST Currently In Use: 0; UST Temp Close: 0; AST Currently In Use: 0; AST Temp Closed: 0 | 0 | 0 | 4 | 14249-051-013694 | RUSSELL PETROLEUM CORP
27121 | Permanently Closed | 1990-08-09 | 1901-01-01 | 1990-08-09 | Petroleum | Unleaded gasoline | Unleaded gasoline |  | Steel | Steel |  | Painted or None | Steel |  | 1901-01-01 | [15 empty] | UST Currently In Use: 0; UST Temp Close: 0; AST Currently In Use: 0; AST Temp Closed: 0 | 0 | 0 | 4 | 14249-051-013694 | RUSSELL PETROLEUM CORP
27122 | Permanently Closed | 1990-08-09 | 1901-01-01 | 1990-08-09 | Petroleum | Unleaded gasoline | Unleaded gasoline |  | Steel | Steel |  | Painted or None | Steel |  | 1901-01-01 | [15 empty] | UST Currently In Use: 0; UST Temp Close: 0; AST Currently In Use: 0; AST Temp Closed: 0 | 0 | 0 | 4 | 14249-051-013694 | RUSSELL PETROLEUM CORP
27123 | Permanently Closed | 2013-11-16 | 1978-01-01 | 2014-04-08 | Petroleum | Mid-grade gasoline | Mid-grade gasoline | Retail | Steel | Steel | Field installed cathodic protection |  | Steel |  |  | Field installed cathodic protection | Catchment Basin, Single walled catchment basin | Automatic shutoff device At 95% full | Automatic shutoff device At 95% full |  |  | Statistical Inventory Reconciliation (SIR) | [5 empty] | Statistical inventory reconciliation (SIR) | Statistical inventory reconciliation (SIR) |  | UST Currently In Use: 0; UST Temp Close: 0; AST Currently In Use: 0; AST Temp Closed: 0 | 0 | 0 | 2 | 24283-081-005208 | VAN HAMPTON GROUP LLC
27124 | Permanently Closed | 2013-11-16 | 1978-01-01 | 2014-04-08 | Petroleum | Unleaded gasoline | Unleaded gasoline | Retail | Steel | Steel | Field installed cathodic protection |  | Steel |  |  | Field installed cathodic protection | Catchment Basin, Single walled catchment basin | Automatic shutoff device At 95% full | Automatic shutoff device At 95% full |  |  | Statistical Inventory Reconciliation (SIR) | [5 empty] | Statistical inventory reconciliation (SIR) | Statistical inventory reconciliation (SIR) |  | UST Currently In Use: 0; UST Temp Close: 0; AST Currently In Use: 0; AST Temp Closed: 0 | 0 | 0 | 2 | 24283-081-005208 | VAN HAMPTON GROUP LLC
27126 | Currently in Use |  | 1982-01-01 |  | Petroleum | Unleaded gasoline | Unleaded gasoline |  | Single Wall, Steel | Steel | Coated & cathodic protection (sti-P3) |  | Fiberglass reinforced plastic, Single Wall |  |  |  | Catchment Basin, Single walled catchment basin | Automatic shutoff device At 95% full | Automatic shutoff device At 95% full |  |  | Statistical Inventory Reconciliation (SIR) | [8 empty] | UST Currently In Use: 2; UST Temp Close: 0; AST Currently In Use: 0; AST Temp Closed: 0 | 2 | 0 | 0 | 14249-085-005195 | RUSSELL PETROLEUM CORP
27127 | Currently in Use |  | 1982-01-01 |  | Petroleum | Unleaded gasoline | Unleaded gasoline |  | Single Wall, Steel | Steel | Coated & cathodic protection (sti-P3) |  | Fiberglass reinforced plastic, Single Wall |  |  |  | Catchment Basin, Single walled catchment basin | Automatic shutoff device At 95% full | Automatic shutoff device At 95% full |  |  | Statistical Inventory Reconciliation (SIR) | [8 empty] | UST Currently In Use: 2; UST Temp Close: 0; AST Currently In Use: 0; AST Temp Closed: 0 | 2 | 0 | 0 | 14249-085-005195 | RUSSELL PETROLEUM CORP
27128 | Permanently Closed | 1999-03-13 | 1977-01-01 | 1999-03-13 | Petroleum | Unleaded gasoline | Unleaded gasoline |  | Steel | Steel | Interior lined (not allowed as a standalone method of corrosion protection) |  | Steel |  | 1901-01-01 | [6 empty] | Statistical Inventory Reconciliation (SIR) | [8 empty] | UST Currently In Use: 0; UST Temp Close: 0; AST Currently In Use: 0; AST Temp Closed: 0 | 0 | 0 | 2 | 14249-085-005212 | RUSSELL PETROLEUM CORP
27129 | Permanently Closed | 1997-03-13 | 1977-01-01 | 1999-03-13 | Petroleum | Unleaded gasoline | Unleaded gasoline |  | Steel | Steel | Interior lined (not allowed as a standalone method of corrosion protection) |  | Steel |  | 1901-01-01 | [6 empty] | Statistical Inventory Reconciliation (SIR) | [8 empty] | UST Currently In Use: 0; UST Temp Close: 0; AST Currently In Use: 0; AST Temp Closed: 0 | 0 | 0 | 2 | 14249-085-005212 | RUSSELL PETROLEUM CORP
27130 | Currently in Use |  | 1977-01-01 |  | Petroleum | On road diesel | On road diesel | Bulk facility | Steel | Steel | Field installed cathodic protection |  | Steel |  |  | Field installed cathodic protection | Catchment Basin, Single walled catchment basin | Automatic shutoff device At 95% full | Automatic shutoff device At 95% full |  |  | Automatic Tank Gauge |  | Automatic flow restrictor (MLLD) | Automatic flow restrictor (MLLD) |  |  | Annual line testing | Annual line testing |  | UST Currently In Use: 4; UST Temp Close: 0; AST Currently In Use: 0; AST Temp Closed: 0 | 4 | 0 | 0 | 14249-101-005185 | RUSSELL PETROLEUM CORP
27131 | Currently in Use |  | 1977-01-01 |  | Petroleum | On road diesel | On road diesel | Bulk facility | Steel | Steel | Field installed cathodic protection |  | Steel |  |  | Field installed cathodic protection | Catchment Basin, Single walled catchment basin | Automatic shutoff device At 95% full | Automatic shutoff device At 95% full |  |  | Automatic Tank Gauge |  | Automatic flow restrictor (MLLD) | Automatic flow restrictor (MLLD) |  |  | Annual line testing | Annual line testing |  | UST Currently In Use: 4; UST Temp Close: 0; AST Currently In Use: 0; AST Temp Closed: 0 | 4 | 0 | 0 | 14249-101-005185 | RUSSELL PETROLEUM CORP
27134 | Permanently Closed | 1997-01-05 | 1979-01-02 | 1999-01-05 | Petroleum | Unleaded gasoline | Unleaded gasoline | Retail | Steel | Steel |  | Painted or None | Steel |  | 1901-01-01 | [6 empty] | Statistical Inventory Reconciliation (SIR) | [8 empty] | UST Currently In Use: 0; UST Temp Close: 0; AST Currently In Use: 0; AST Temp Closed: 0 | 0 | 0 | 2 | 14249-101-005187 | RUSSELL PETROLEUM CORP
27135 | Permanently Closed | 1997-01-05 | 1979-01-02 | 1999-01-05 | Petroleum | Unleaded gasoline | Unleaded gasoline | Retail | Steel | Steel |  | Painted or None | Steel |  | 1901-01-01 | [6 empty] | Statistical Inventory Reconciliation (SIR) | [8 empty] | UST Currently In Use: 0; UST Temp Close: 0; AST Currently In Use: 0; AST Temp Closed: 0 | 0 | 0 | 2 | 14249-101-005187 | RUSSELL PETROLEUM CORP
27136 | Permanently Closed | 1990-03-23 | 1981-01-01 | 1990-03-23 | Petroleum | Unleaded gasoline | Unleaded gasoline |  | Steel | Steel |  | Painted or None | Steel |  | 1901-01-01 | [15 empty] | UST Currently In Use: 0; UST Temp Close: 0; AST Currently In Use: 0; AST Temp Closed: 0 | 0 | 0 | 2 | 14249-101-005193 | RUSSELL PETROLEUM CORP
27137 | Permanently Closed | 1990-03-23 | 1981-01-01 | 1990-03-23 | Petroleum | Unleaded gasoline | Unleaded gasoline |  | Steel | Steel |  | Painted or None | Steel |  | 1901-01-01 | [15 empty] | UST Currently In Use: 0; UST Temp Close: 0; AST Currently In Use: 0; AST Temp Closed: 0 | 0 | 0 | 2 | 14249-101-005193 | RUSSELL PETROLEUM CORP
27138 | Permanently Closed | 2010-11-16 | 1978-01-01 | 2010-11-16 | Petroleum | Unleaded gasoline | Unleaded gasoline | Retail | Steel | Steel | Field installed cathodic protection |  | Steel |  |  | Field installed cathodic protection | Catchment Basin, Single walled catchment basin | Automatic shutoff device At 95% full | Automatic shutoff device At 95% full |  |  | Statistical Inventory Reconciliation (SIR) | [5 empty] | Statistical inventory reconciliation (SIR) | Statistical inventory reconciliation (SIR) |  | UST Currently In Use: 2; UST Temp Close: 0; AST Currently In Use: 0; AST Temp Closed: 0 | 2 | 0 | 3 | 25667-101-005197 | NIRAV 19, LLC
27139 | Permanently Closed | 2010-11-16 | 1978-01-01 | 2010-11-16 | Petroleum | Unleaded gasoline | Unleaded gasoline | Retail | Steel | Steel | Field installed cathodic protection |  | Steel |  |  | Field installed cathodic protection | Catchment Basin, Single walled catchment basin | Automatic shutoff device At 95% full | Automatic shutoff device At 95% full |  |  | Statistical Inventory Reconciliation (SIR) | [5 empty] | Statistical inventory reconciliation (SIR) | Statistical inventory reconciliation (SIR) |  | UST Currently In Use: 2; UST Temp Close: 0; AST Currently In Use: 0; AST Temp Closed: 0 | 2 | 0 | 3 | 25667-101-005197 | NIRAV 19, LLC
27140 | Permanently Closed | 2010-11-16 | 1978-01-01 | 2010-11-16 | Petroleum | Unleaded gasoline | Unleaded gasoline | Retail | Steel | Steel | Field installed cathodic protection |  | Steel |  |  | Field installed cathodic protection | Catchment Basin, Single walled catchment basin | Automatic shutoff device At 95% full | Automatic shutoff device At 95% full |  |  | Statistical Inventory Reconciliation (SIR) | [5 empty] | Statistical inventory reconciliation (SIR) | Statistical inventory reconciliation (SIR) |  | UST Currently In Use: 2; UST Temp Close: 0; AST Currently In Use: 0; AST Temp Closed: 0 | 2 | 0 | 3 | 25667-101-005197 | NIRAV 19, LLC
27141 | Permanently Closed | 1996-01-15 | 1980-01-02 | 1996-02-29 | Petroleum | Unleaded gasoline | Unleaded gasoline | Retail | Steel | Steel |  | Painted or None | Steel |  | 1901-01-01 | [6 empty] | Statistical Inventory Reconciliation (SIR) | [5 empty] | Annual line testing, Statistical inventory reconciliation (SIR) | Statistical inventory reconciliation (SIR) |  | UST Currently In Use: 0; UST Temp Close: 0; AST Currently In Use: 0; AST Temp Closed: 0 | 0 | 0 | 3 | 14249-101-005200 | RUSSELL PETROLEUM CORP
27142 | Permanently Closed | 1996-01-15 | 1980-01-02 | 1996-02-29 | Petroleum | Unleaded gasoline | Unleaded gasoline | Retail | Steel | Steel |  | Painted or None | Steel |  | 1901-01-01 | [6 empty] | Statistical Inventory Reconciliation (SIR) | [5 empty] | Annual line testing, Statistical inventory reconciliation (SIR) | Statistical inventory reconciliation (SIR) |  | UST Currently In Use: 0; UST Temp Close: 0; AST Currently In Use: 0; AST Temp Closed: 0 | 0 | 0 | 3 | 14249-101-005200 | RUSSELL PETROLEUM CORP
27143 | Permanently Closed | 1996-01-15 | 1980-01-02 | 1996-02-29 | Petroleum | Unleaded gasoline | Unleaded gasoline | Retail | Steel | Steel |  | Painted or None | Steel |  | 1901-01-01 | [6 empty] | Statistical Inventory Reconciliation (SIR) | [5 empty] | Annual line testing, Statistical inventory reconciliation (SIR) | Statistical inventory reconciliation (SIR) |  | UST Currently In Use: 0; UST Temp Close: 0; AST Currently In Use: 0; AST Temp Closed: 0 | 0 | 0 | 3 | 14249-101-005200 | RUSSELL PETROLEUM CORP
27145 | Permanently Closed | 2003-12-01 | 1980-12-01 | 2004-07-09 | Petroleum | Unleaded gasoline | Unleaded gasoline | Retail | Fiberglass reinforced plastic | Fiberglass reinforced plastic |  |  | Fiberglass reinforced plastic |  | 1901-01-01 | None | Catchment Basin, Single walled catchment basin | Flow Rest 90% Full | Flow Rest 90% Full |  |  | Statistical Inventory Reconciliation (SIR) | [5 empty] | Annual line testing, Statistical inventory reconciliation (SIR) | Statistical inventory reconciliation (SIR) |  | UST Currently In Use: 0; UST Temp Close: 0; AST Currently In Use: 0; AST Temp Closed: 0 | 0 | 0 | 3 | 14249-101-005201 | RUSSELL PETROLEUM CORP
27146 | Permanently Closed | 2003-12-01 | 1980-12-01 | 2004-07-09 | Petroleum | Unleaded gasoline | Unleaded gasoline | Retail | Fiberglass reinforced plastic | Fiberglass reinforced plastic |  |  | Fiberglass reinforced plastic |  | 1901-01-01 | None | Catchment Basin, Single walled catchment basin | Flow Rest 90% Full | Flow Rest 90% Full |  |  | Statistical Inventory Reconciliation (SIR) | [5 empty] | Annual line testing, Statistical inventory reconciliation (SIR) | Statistical inventory reconciliation (SIR) |  | UST Currently In Use: 0; UST Temp Close: 0; AST Currently In Use: 0; AST Temp Closed: 0 | 0 | 0 | 3 | 14249-101-005201 | RUSSELL PETROLEUM CORP
27147 | Permanently Closed | 2003-12-01 | 1980-12-01 | 2004-07-09 | Petroleum | Unleaded gasoline | Unleaded gasoline | Retail | Fiberglass reinforced plastic | Fiberglass reinforced plastic |  |  | Fiberglass reinforced plastic |  | 1901-01-01 | None | Catchment Basin, Single walled catchment basin | Flow Rest 90% Full | Flow Rest 90% Full |  |  | Statistical Inventory Reconciliation (SIR) | [5 empty] | Annual line testing, Statistical inventory reconciliation (SIR) | Statistical inventory reconciliation (SIR) |  | UST Currently In Use: 0; UST Temp Close: 0; AST Currently In Use: 0; AST Temp Closed: 0 | 0 | 0 | 3 | 14249-101-005201 | RUSSELL PETROLEUM CORP
27149 | Currently in Use |  | 1984-07-01 |  | Petroleum | Unleaded gasoline | Unleaded gasoline | Retail | Fiberglass reinforced plastic | Fiberglass reinforced plastic |  |  | Fiberglass reinforced plastic |  | 1901-01-01 | None | Catchment Basin, Single walled catchment basin | Automatic shutoff device At 95% full | Automatic shutoff device At 95% full |  |  | Continuous Automatic Tank Gauge |  | Automatic flow restrictor (MLLD) | Automatic flow restrictor (MLLD) |  |  | Annual line testing | Annual line testing |  | UST Currently In Use: 3; UST Temp Close: 0; AST Currently In Use: 0; AST Temp Closed: 0 | 3 | 0 | 0 | 14249-101-005204 | RUSSELL PETROLEUM CORP
27150 | Currently in Use |  | 1984-07-01 |  | Petroleum | Premium gasoline | Premium gasoline | Retail | Fiberglass reinforced plastic | Fiberglass reinforced plastic |  |  | Fiberglass reinforced plastic |  | 1901-01-01 | None | Catchment Basin, Single walled catchment basin | Automatic shutoff device At 95% full | Automatic shutoff device At 95% full |  |  | Continuous Automatic Tank Gauge |  | Automatic flow restrictor (MLLD) | Automatic flow restrictor (MLLD) |  |  | Annual line testing | Annual line testing |  | UST Currently In Use: 3; UST Temp Close: 0; AST Currently In Use: 0; AST Temp Closed: 0 | 3 | 0 | 0 | 14249-101-005204 | RUSSELL PETROLEUM CORP
27151 | Currently in Use |  | 1984-07-01 |  | Petroleum | On road diesel | On road diesel | Retail | Fiberglass reinforced plastic | Fiberglass reinforced plastic |  |  | Fiberglass reinforced plastic |  | 1901-01-01 | None | Catchment Basin, Single walled catchment basin | Automatic shutoff device At 95% full | Automatic shutoff device At 95% full |  |  | Continuous Automatic Tank Gauge |  | Automatic flow restrictor (MLLD) | Automatic flow restrictor (MLLD) |  |  | Annual line testing | Annual line testing |  | UST Currently In Use: 3; UST Temp Close: 0; AST Currently In Use: 0; AST Temp Closed: 0 | 3 | 0 | 0 | 14249-101-005204 | RUSSELL PETROLEUM CORP
27153 | Currently in Use |  | 1980-01-05 |  | Petroleum | Unleaded gasoline | Unleaded gasoline | Retail | Steel | Steel | Field installed cathodic protection |  | Flexible |  |  |  | Catchment Basin, Single walled catchment basin | Automatic shutoff device At 95% full | Automatic shutoff device At 95% full |  |  | Automatic Tank Gauge, Statistical Inventory Reconciliation (SIR) |  | Automatic flow restrictor (MLLD), Containment Sump | Containment Sump |  |  | Annual line testing, Statistical inventory reconciliation (SIR) | Statistical inventory reconciliation (SIR) |  | UST Currently In Use: 3; UST Temp Close: 0; AST Currently In Use: 0; AST Temp Closed: 0 | 3 | 0 | 0 | 14249-101-005206 | RUSSELL PETROLEUM CORP
27155 | Currently in Use |  | 1980-01-05 |  | Petroleum | Unleaded gasoline | Unleaded gasoline | Retail | Steel | Steel | Field installed cathodic protection |  | Flexible |  |  |  | Catchment Basin, Single walled catchment basin | Automatic shutoff device At 95% full | Automatic shutoff device At 95% full |  |  | Automatic Tank Gauge, Statistical Inventory Reconciliation (SIR) |  | Automatic flow restrictor (MLLD) | Automatic flow restrictor (MLLD) |  |  | Annual line testing, Statistical inventory reconciliation (SIR) | Statistical inventory reconciliation (SIR) |  | UST Currently In Use: 3; UST Temp Close: 0; AST Currently In Use: 0; AST Temp Closed: 0 | 3 | 0 | 0 | 14249-101-005206 | RUSSELL PETROLEUM CORP
27156 | Currently in Use |  | 1980-01-05 |  | Petroleum | On road diesel | On road diesel | Retail | Steel | Steel | Field installed cathodic protection |  | Flexible |  |  |  | Catchment Basin, Single walled catchment basin | Automatic shutoff device At 95% full | Automatic shutoff device At 95% full |  |  | Statistical Inventory Reconciliation (SIR) |  | Automatic flow restrictor (MLLD) | Automatic flow restrictor (MLLD) |  |  | Annual line testing, Statistical inventory reconciliation (SIR) | Statistical inventory reconciliation (SIR) |  | UST Currently In Use: 3; UST Temp Close: 0; AST Currently In Use: 0; AST Temp Closed: 0 | 3 | 0 | 0 | 14249-101-005206 | RUSSELL PETROLEUM CORP
27158 | Permanently Closed | 2010-03-01 | 1976-01-01 | 2012-03-01 | Petroleum | Premium gasoline | Premium gasoline | Retail | Steel | Steel | Field installed cathodic protection |  | Steel |  |  | Field installed cathodic protection | Catchment Basin, Single walled catchment basin | Automatic shutoff device At 95% full | Automatic shutoff device At 95% full |  |  | Statistical Inventory Reconciliation (SIR) | [5 empty] | Statistical inventory reconciliation (SIR) | Statistical inventory reconciliation (SIR) |  | UST Currently In Use: 2; UST Temp Close: 0; AST Currently In Use: 0; AST Temp Closed: 0 | 2 | 0 | 2 | 14249-101-005207 | RUSSELL PETROLEUM CORP
27159 | Permanently Closed | 2010-03-01 | 1976-01-01 | 2012-03-01 | Petroleum | Unleaded gasoline | Unleaded gasoline | Retail | Steel | Steel | Field installed cathodic protection |  | Steel |  |  | Field installed cathodic protection | Catchment Basin, Single walled catchment basin | Automatic shutoff device At 95% full | Automatic shutoff device At 95% full |  |  | Statistical Inventory Reconciliation (SIR) | [5 empty] | Statistical inventory reconciliation (SIR) | Statistical inventory reconciliation (SIR) |  | UST Currently In Use: 2; UST Temp Close: 0; AST Currently In Use: 0; AST Temp Closed: 0 | 2 | 0 | 2 | 14249-101-005207 | RUSSELL PETROLEUM CORP
27160 | Permanently Closed | 1998-12-28 | 1975-01-01 | 1998-12-28 | Petroleum | Unleaded gasoline | Unleaded gasoline |  | Steel | Steel |  | Painted or None | Steel |  | 1901-01-01 | [6 empty] | Statistical Inventory Reconciliation (SIR) | [8 empty] | UST Currently In Use: 0; UST Temp Close: 0; AST Currently In Use: 0; AST Temp Closed: 0 | 0 | 0 | 1 | 14249-101-005209 | RUSSELL PETROLEUM CORP
27162 | Permanently Closed | 1990-09-26 | 1976-01-01 | 1990-09-26 | Petroleum | Unleaded gasoline | Unleaded gasoline |  | Steel | Steel |  | Painted or None | Steel |  | 1901-01-01 | [15 empty] | UST Currently In Use: 0; UST Temp Close: 0; AST Currently In Use: 0; AST Temp Closed: 0 | 0 | 0 | 2 | 14249-101-005210 | RUSSELL PETROLEUM CORP
27163 | Permanently Closed | 1990-09-26 | 1976-01-01 | 1990-09-26 | Petroleum | Unleaded gasoline | Unleaded gasoline |  | Steel | Steel |  | Painted or None | Steel |  | 1901-01-01 | [15 empty] | UST Currently In Use: 0; UST Temp Close: 0; AST Currently In Use: 0; AST Temp Closed: 0 | 0 | 0 | 2 | 14249-101-005210 | RUSSELL PETROLEUM CORP
27164 | Permanently Closed | 1994-06-01 | 1978-01-01 | 1995-02-14 | Petroleum | Unleaded gasoline | Unleaded gasoline | Retail | Steel | Steel |  | Painted or None | Steel |  | 1901-01-01 | [6 empty] | Statistical Inventory Reconciliation (SIR) | [8 empty] | UST Currently In Use: 0; UST Temp Close: 0; AST Currently In Use: 0; AST Temp Closed: 0 | 0 | 0 | 3 | 14249-101-005211 | RUSSELL PETROLEUM CORP
27165 | Permanently Closed | 1994-06-01 | 1978-01-01 | 1995-02-14 | Petroleum | Unleaded gasoline | Unleaded gasoline | Retail | Steel | Steel |  | Painted or None | Steel |  | 1901-01-01 | [6 empty] | Statistical Inventory Reconciliation (SIR) | [8 empty] | UST Currently In Use: 0; UST Temp Close: 0; AST Currently In Use: 0; AST Temp Closed: 0 | 0 | 0 | 3 | 14249-101-005211 | RUSSELL PETROLEUM CORP
27166 | Permanently Closed | 1994-06-01 | 1978-01-01 | 1995-02-14 | Petroleum | Unleaded gasoline | Unleaded gasoline | Retail | Steel | Steel |  | Painted or None | Steel |  | 1901-01-01 | [6 empty] | Statistical Inventory Reconciliation (SIR) | [8 empty] | UST Currently In Use: 0; UST Temp Close: 0; AST Currently In Use: 0; AST Temp Closed: 0 | 0 | 0 | 3 | 14249-101-005211 | RUSSELL PETROLEUM CORP
27168 | Permanently Closed | 1994-07-01 | 1980-01-01 | 1995-02-07 | Petroleum | Unleaded gasoline | Unleaded gasoline | Retail | Steel | Steel |  | Painted or None | Fiberglass reinforced plastic |  | 1901-01-01 | None | [5 empty] | Statistical Inventory Reconciliation (SIR) | [8 empty] | UST Currently In Use: 0; UST Temp Close: 0; AST Currently In Use: 0; AST Temp Closed: 0 | 0 | 0 | 2 | 14249-101-005214 | RUSSELL PETROLEUM CORP
27169 | Permanently Closed | 1994-07-01 | 1980-01-01 | 1995-02-07 | Petroleum | Unleaded gasoline | Unleaded gasoline | Retail | Steel | Steel |  | Painted or None | Fiberglass reinforced plastic |  | 1901-01-01 | None | [5 empty] | Statistical Inventory Reconciliation (SIR) | [8 empty] | UST Currently In Use: 0; UST Temp Close: 0; AST Currently In Use: 0; AST Temp Closed: 0 | 0 | 0 | 2 | 14249-101-005214 | RUSSELL PETROLEUM CORP
27170 | Permanently Closed | 1998-12-22 | 1975-01-01 | 1999-05-17 | Petroleum | Unleaded gasoline | Unleaded gasoline | Retail | Steel | Steel |  | Painted or None | Steel |  | 1901-01-01 | [6 empty] | Statistical Inventory Reconciliation (SIR) | [8 empty] | UST Currently In Use: 0; UST Temp Close: 0; AST Currently In Use: 0; AST Temp Closed: 0 | 0 | 0 | 3 | 14249-101-005215 | RUSSELL PETROLEUM CORP
27171 | Permanently Closed | 1998-12-22 | 1975-01-01 | 1999-05-17 | Petroleum | Unleaded gasoline | Unleaded gasoline | Retail | Steel | Steel |  | Painted or None | Steel |  | 1901-01-01 | [6 empty] | Statistical Inventory Reconciliation (SIR) | [8 empty] | UST Currently In Use: 0; UST Temp Close: 0; AST Currently In Use: 0; AST Temp Closed: 0 | 0 | 0 | 3 | 14249-101-005215 | RUSSELL PETROLEUM CORP
27172 | Permanently Closed | 1998-12-22 | 1975-01-01 | 1999-05-17 | Petroleum | Unleaded gasoline | Unleaded gasoline | Retail | Steel | Steel |  | Painted or None | Steel |  | 1901-01-01 | [6 empty] | Statistical Inventory Reconciliation (SIR) | [8 empty] | UST Currently In Use: 0; UST Temp Close: 0; AST Currently In Use: 0; AST Temp Closed: 0 | 0 | 0 | 3 | 14249-101-005215 | RUSSELL PETROLEUM CORP
27173 | Permanently Closed | 1998-12-29 | 1982-01-01 | 1998-12-29 | Petroleum | Unleaded gasoline | Unleaded gasoline | Retail | Fiberglass reinforced plastic | Fiberglass reinforced plastic |  |  | Fiberglass reinforced plastic |  | 1901-01-01 | None | Catchment Basin, Single walled catchment basin | Flow Rest 90% Full | Flow Rest 90% Full |  |  | Statistical Inventory Reconciliation (SIR) | [5 empty] | Statistical inventory reconciliation (SIR) | Statistical inventory reconciliation (SIR) |  | UST Currently In Use: 0; UST Temp Close: 0; AST Currently In Use: 0; AST Temp Closed: 0 | 0 | 0 | 4 | 14249-101-005527 | RUSSELL PETROLEUM CORP
27174 | Permanently Closed | 1998-12-29 | 1982-01-01 | 1998-12-29 | Petroleum | Unleaded gasoline | Unleaded gasoline | Retail | Fiberglass reinforced plastic | Fiberglass reinforced plastic |  |  | Fiberglass reinforced plastic |  | 1901-01-01 | None | Catchment Basin, Single walled catchment basin | Flow Rest 90% Full | Flow Rest 90% Full |  |  | Statistical Inventory Reconciliation (SIR) | [5 empty] | Statistical inventory reconciliation (SIR) | Statistical inventory reconciliation (SIR) |  | UST Currently In Use: 0; UST Temp Close: 0; AST Currently In Use: 0; AST Temp Closed: 0 | 0 | 0 | 4 | 14249-101-005527 | RUSSELL PETROLEUM CORP
27175 | Permanently Closed | 1998-12-29 | 1982-01-01 | 1998-12-29 | Petroleum | Unleaded gasoline | Unleaded gasoline | Retail | Fiberglass reinforced plastic | Fiberglass reinforced plastic |  |  | Fiberglass reinforced plastic |  | 1901-01-01 | None | Catchment Basin, Single walled catchment basin | Flow Rest 90% Full | Flow Rest 90% Full |  |  | Statistical Inventory Reconciliation (SIR) | [5 empty] | Statistical inventory reconciliation (SIR) | Statistical inventory reconciliation (SIR) |  | UST Currently In Use: 0; UST Temp Close: 0; AST Currently In Use: 0; AST Temp Closed: 0 | 0 | 0 | 4 | 14249-101-005527 | RUSSELL PETROLEUM CORP
27176 | Permanently Closed | 1998-12-29 | 1982-01-01 | 1998-12-29 | Petroleum | Unleaded gasoline | Unleaded gasoline | Retail | Fiberglass reinforced plastic | Fiberglass reinforced plastic |  |  | Fiberglass reinforced plastic |  | 1901-01-01 | None | Catchment Basin, Single walled catchment basin | Flow Rest 90% Full | Flow Rest 90% Full |  |  | Statistical Inventory Reconciliation (SIR) | [5 empty] | Statistical inventory reconciliation (SIR) | Statistical inventory reconciliation (SIR) |  | UST Currently In Use: 0; UST Temp Close: 0; AST Currently In Use: 0; AST Temp Closed: 0 | 0 | 0 | 4 | 14249-101-005527 | RUSSELL PETROLEUM CORP
27177 | Temporary Closed | 2024-01-25 | 1969-01-01 |  | Petroleum | Unleaded gasoline | Unleaded gasoline | Retail | Steel | Steel | Field installed cathodic protection |  | Flexible |  |  |  | Catchment Basin, Single walled catchment basin | Flow Rest 90% Full | Flow Rest 90% Full |  |  | Statistical Inventory Reconciliation (SIR) |  | Automatic flow restrictor (MLLD), Containment Sump | Containment Sump |  |  | Annual line testing, Statistical inventory reconciliation (SIR) | Statistical inventory reconciliation (SIR) |  | UST Currently In Use: 2; UST Temp Close: 1; AST Currently In Use: 0; AST Temp Closed: 0 | 2 | 1 | 0 | 25883-101-011280 | GIBSON FOODMART
27178 | Currently in Use |  | 1969-01-01 |  | Petroleum | Unleaded gasoline | Unleaded gasoline | Retail | Steel | Steel | Field installed cathodic protection |  | Flexible |  |  |  | Catchment Basin, Single walled catchment basin | Flow Rest 90% Full | Flow Rest 90% Full |  |  | Continuous Automatic Tank Gauge |  | Automatic flow restrictor (MLLD), Containment Sump | Containment Sump |  |  | Annual line testing | Annual line testing |  | UST Currently In Use: 2; UST Temp Close: 1; AST Currently In Use: 0; AST Temp Closed: 0 | 2 | 1 | 0 | 25883-101-011280 | GIBSON FOODMART
27179 | Currently in Use |  | 1969-01-01 |  | Petroleum | Unleaded gasoline | Unleaded gasoline | Retail | Steel | Steel | Field installed cathodic protection |  | Flexible |  |  |  | Single walled catchment basin | Flow Rest 90% Full | Flow Rest 90% Full |  |  | Automatic Tank Gauge |  | Automatic flow restrictor (MLLD) | Automatic flow restrictor (MLLD) |  |  | Annual line testing | Annual line testing | Pressurized Piping | UST Currently In Use: 2; UST Temp Close: 1; AST Currently In Use: 0; AST Temp Closed: 0 | 2 | 1 | 0 | 25883-101-011280 | GIBSON FOODMART
27180 | Currently in Use |  | 1969-01-01 |  | Petroleum | Unleaded gasoline | Unleaded gasoline | Retail | Steel | Steel | Field installed cathodic protection |  | Double Wall, Fiberglass reinforced plastic |  |  |  | Catchment Basin, Single walled catchment basin | Automatic shutoff device At 95% full, Flow Rest 90% Full | Flow Rest 90% Full |  |  | Automatic Tank Gauge |  | Automatic flow restrictor (MLLD), Containment Sump | Containment Sump |  |  | Annual line testing | Annual line testing |  | UST Currently In Use: 2; UST Temp Close: 0; AST Currently In Use: 0; AST Temp Closed: 0 | 2 | 0 | 0 | 14249-101-011285 | RUSSELL PETROLEUM CORP
27182 | Currently in Use |  | 1969-01-01 |  | Petroleum | Premium gasoline | Premium gasoline | Retail | Steel | Steel | Field installed cathodic protection |  | Double Wall, Fiberglass reinforced plastic |  |  |  | Catchment Basin, Single walled catchment basin | Automatic shutoff device At 95% full, Flow Rest 90% Full | Flow Rest 90% Full |  |  | Automatic Tank Gauge |  | Automatic flow restrictor (MLLD), Containment Sump | Containment Sump |  |  | Annual line testing | Annual line testing |  | UST Currently In Use: 2; UST Temp Close: 0; AST Currently In Use: 0; AST Temp Closed: 0 | 2 | 0 | 0 | 14249-101-011285 | RUSSELL PETROLEUM CORP
27183 | Permanently Closed | 1991-09-18 | 1979-01-01 | 1991-09-18 | Petroleum | Unleaded gasoline | Unleaded gasoline |  | Steel | Steel |  | Painted or None | Steel |  | 1901-01-01 | [15 empty] | UST Currently In Use: 0; UST Temp Close: 0; AST Currently In Use: 0; AST Temp Closed: 0 | 0 | 0 | 2 | 14249-101-013697 | RUSSELL PETROLEUM CORP
27184 | Permanently Closed | 1991-09-18 | 1979-01-01 | 1991-09-18 | Petroleum | Unleaded gasoline | Unleaded gasoline |  | Steel | Steel |  | Painted or None | Steel |  | 1901-01-01 | [15 empty] | UST Currently In Use: 0; UST Temp Close: 0; AST Currently In Use: 0; AST Temp Closed: 0 | 0 | 0 | 2 | 14249-101-013697 | RUSSELL PETROLEUM CORP
27186 | Permanently Closed | 2000-12-29 | 1980-01-01 | 2009-11-12 | Petroleum | Unleaded gasoline | Unleaded gasoline | Retail | Steel | Steel | Field installed cathodic protection | Painted or None | Fiberglass reinforced plastic |  | 1901-01-01 |  | Catchment Basin, Single walled catchment basin | Automatic shutoff device At 95% full | Automatic shutoff device At 95% full |  |  | Statistical Inventory Reconciliation (SIR) | [5 empty] | Annual line testing, Statistical inventory reconciliation (SIR) | Statistical inventory reconciliation (SIR) |  | UST Currently In Use: 0; UST Temp Close: 0; AST Currently In Use: 0; AST Temp Closed: 0 | 0 | 0 | 3 | 14249-121-005202 | RUSSELL PETROLEUM CORP
27187 | Permanently Closed | 2000-12-29 | 1980-01-01 | 2009-11-12 | Petroleum | Mid-grade gasoline | Mid-grade gasoline | Retail | Steel | Steel | Field installed cathodic protection | Painted or None | Fiberglass reinforced plastic |  | 1901-01-01 |  | Catchment Basin, Single walled catchment basin | Automatic shutoff device At 95% full | Automatic shutoff device At 95% full |  |  | Statistical Inventory Reconciliation (SIR) | [5 empty] | Annual line testing, Statistical inventory reconciliation (SIR) | Statistical inventory reconciliation (SIR) |  | UST Currently In Use: 0; UST Temp Close: 0; AST Currently In Use: 0; AST Temp Closed: 0 | 0 | 0 | 3 | 14249-121-005202 | RUSSELL PETROLEUM CORP
27188 | Permanently Closed | 2000-12-29 | 1980-01-01 | 2009-11-12 | Petroleum | Premium gasoline | Premium gasoline | Retail | Steel | Steel | Field installed cathodic protection | Painted or None | Fiberglass reinforced plastic |  | 1901-01-01 |  | Catchment Basin, Single walled catchment basin | Automatic shutoff device At 95% full | Automatic shutoff device At 95% full |  |  | Statistical Inventory Reconciliation (SIR) | [5 empty] | Annual line testing, Statistical inventory reconciliation (SIR) | Statistical inventory reconciliation (SIR) |  | UST Currently In Use: 0; UST Temp Close: 0; AST Currently In Use: 0; AST Temp Closed: 0 | 0 | 0 | 3 | 14249-121-005202 | RUSSELL PETROLEUM CORP
27189 | Permanently Closed | 1998-12-21 | 1959-01-01 | 2000-04-27 | Petroleum | On road diesel | On road diesel |  | Steel | Steel |  | Painted or None | Steel |  | 1901-01-01 | [12 empty] | Annual line testing | Annual line testing |  | UST Currently In Use: 0; UST Temp Close: 0; AST Currently In Use: 0; AST Temp Closed: 0 | 0 | 0 | 1 | 14250-123-003537 | RUSSELL PIPE AND FOUNDRY
27190 | Temporary Closed | 2016-01-11 | 1972-01-01 |  | Petroleum | Unleaded gasoline | Unleaded gasoline | Retail | Single Wall, Steel | Steel | Field installed cathodic protection |  | Double Wall, Flexible |  |  |  | Catchment Basin, Single walled catchment basin | Audible high level alarm At 90% full | Audible high level alarm At 90% full |  |  | Automatic Tank Gauge |  | Containment Sump, Sump sensor relayed to automatically shut off submersible pump | Sump sensor relayed to automatically shut off submersible pump | Interstitial Monitoring within Secondary Containment |  | Continuous alarm system | Continuous alarm system |  | UST Currently In Use: 1; UST Temp Close: 3; AST Currently In Use: 0; AST Temp Closed: 0 | 1 | 3 | 0 | 25603-123-000732 | WYATT ENTERPRISES LLC
27191 | Temporary Closed | 2016-01-11 | 1972-01-01 |  | Petroleum | On road diesel | On road diesel | Retail | Single Wall, Steel | Steel | Field installed cathodic protection |  | Double Wall, Flexible |  |  |  | Catchment Basin, Single walled catchment basin | Audible high level alarm At 90% full | Audible high level alarm At 90% full |  |  | Automatic Tank Gauge |  | Containment Sump, Sump sensor relayed to automatically shut off submersible pump | Sump sensor relayed to automatically shut off submersible pump | Interstitial Monitoring within Secondary Containment |  | Continuous alarm system | Continuous alarm system |  | UST Currently In Use: 1; UST Temp Close: 3; AST Currently In Use: 0; AST Temp Closed: 0 | 1 | 3 | 0 | 25603-123-000732 | WYATT ENTERPRISES LLC
27192 | Temporary Closed | 2016-01-11 | 1972-01-01 |  | Petroleum | Unleaded gasoline | Unleaded gasoline | Retail | Single Wall, Steel | Steel | Field installed cathodic protection |  | Double Wall, Flexible |  |  |  | Catchment Basin, Single walled catchment basin | Audible high level alarm At 90% full | Audible high level alarm At 90% full |  |  | Automatic Tank Gauge |  | Containment Sump, Sump sensor relayed to automatically shut off submersible pump | Sump sensor relayed to automatically shut off submersible pump | Interstitial Monitoring within Secondary Containment |  | Continuous alarm system | Continuous alarm system |  | UST Currently In Use: 1; UST Temp Close: 3; AST Currently In Use: 0; AST Temp Closed: 0 | 1 | 3 | 0 | 25603-123-000732 | WYATT ENTERPRISES LLC
27193 | Currently in Use |  | 1967-01-01 |  | Petroleum | Used oil | Used oil |  | Single Wall, Steel | Steel | Field installed cathodic protection |  | Single Wall, Steel, SHOP DRAIN |  |  | Field installed cathodic protection | Other, EXEMPT | Other, EXEMPT | Other | [11 empty] | UST Currently In Use: 1; UST Temp Close: 3; AST Currently In Use: 0; AST Temp Closed: 0 | 1 | 3 | 0 | 25603-123-000732 | WYATT ENTERPRISES LLC
27194 | Currently in Use |  | 1991-01-01 |  | Petroleum | Unleaded gasoline | Unleaded gasoline | Retail | Steel | Steel | Coated & cathodic protection (sti-P3), STIP-3 |  | Fiberglass reinforced plastic |  | 1901-01-01 |  | Catchment Basin, Single walled catchment basin | Automatic shutoff device At 95% full | Automatic shutoff device At 95% full |  |  | Automatic Tank Gauge |  | Automatic flow restrictor (MLLD) | Automatic flow restrictor (MLLD) |  |  | Annual line testing | Annual line testing |  | UST Currently In Use: 3; UST Temp Close: 0; AST Currently In Use: 0; AST Temp Closed: 0 | 3 | 0 | 0 | 22908-003-000352 | DR. B. BOOTH
27195 | Currently in Use |  | 1991-01-01 |  | Petroleum | Premium gasoline | Premium gasoline | Retail | Steel | Steel | Coated & cathodic protection (sti-P3), STIP-3 |  | Fiberglass reinforced plastic |  | 1901-01-01 |  | Catchment Basin, Single walled catchment basin | Automatic shutoff device At 95% full | Automatic shutoff device At 95% full |  |  | Automatic Tank Gauge |  | Automatic flow restrictor (MLLD) | Automatic flow restrictor (MLLD) |  |  | Annual line testing | Annual line testing |  | UST Currently In Use: 3; UST Temp Close: 0; AST Currently In Use: 0; AST Temp Closed: 0 | 3 | 0 | 0 | 22908-003-000352 | DR. B. BOOTH
27196 | Currently in Use |  | 1991-01-01 |  | Petroleum | On road diesel | On road diesel | Retail | Steel | Steel | Coated & cathodic protection (sti-P3), STIP-3 |  | Fiberglass reinforced plastic |  | 1901-01-01 |  | Catchment Basin, Single walled catchment basin | Flow Rest 90% Full | Flow Rest 90% Full |  |  | Automatic Tank Gauge |  | Automatic flow restrictor (MLLD) | Automatic flow restrictor (MLLD) |  |  | Annual line testing | Annual line testing |  | UST Currently In Use: 3; UST Temp Close: 0; AST Currently In Use: 0; AST Temp Closed: 0 | 3 | 0 | 0 | 22908-003-000352 | DR. B. BOOTH
27197 | Permanently Closed | 2018-09-17 | 1982-01-01 | 2018-09-19 | Petroleum | Unleaded gasoline | Unleaded gasoline | Retail | Steel | Steel | Field installed cathodic protection |  | Steel |  |  | Field installed cathodic protection | Catchment Basin, Single walled catchment basin | Automatic shutoff device At 95% full | Automatic shutoff device At 95% full |  |  | Statistical Inventory Reconciliation (SIR) | [8 empty] | UST Currently In Use: 0; UST Temp Close: 0; AST Currently In Use: 0; AST Temp Closed: 0 | 0 | 0 | 4 | 24583-003-006740 | SHILPA AMIN
27198 | Permanently Closed | 2018-09-17 | 1982-01-01 | 2018-09-19 | Petroleum | Mid-grade gasoline | Mid-grade gasoline | Retail | Steel | Steel | Field installed cathodic protection |  | Steel |  |  | Field installed cathodic protection | Catchment Basin, Single walled catchment basin | Automatic shutoff device At 95% full | Automatic shutoff device At 95% full |  |  | Statistical Inventory Reconciliation (SIR) | [8 empty] | UST Currently In Use: 0; UST Temp Close: 0; AST Currently In Use: 0; AST Temp Closed: 0 | 0 | 0 | 4 | 24583-003-006740 | SHILPA AMIN
27199 | Permanently Closed | 2018-09-17 | 1982-01-01 | 2018-09-19 | Petroleum | Unleaded gasoline | Unleaded gasoline | Retail | Steel | Steel | Field installed cathodic protection |  | Steel |  |  | Field installed cathodic protection | Catchment Basin, Single walled catchment basin | Automatic shutoff device At 95% full | Automatic shutoff device At 95% full |  |  | Statistical Inventory Reconciliation (SIR) | [8 empty] | UST Currently In Use: 0; UST Temp Close: 0; AST Currently In Use: 0; AST Temp Closed: 0 | 0 | 0 | 4 | 24583-003-006740 | SHILPA AMIN
27200 | Permanently Closed | 2018-09-17 | 1986-01-01 | 2018-09-19 | Petroleum | On road diesel | On road diesel | Retail | Steel | Steel | Coated & cathodic protection (sti-P3), Field installed cathodic protection |  | Steel |  |  | Field installed cathodic protection | Catchment Basin, Single walled catchment basin | Automatic shutoff device At 95% full | Automatic shutoff device At 95% full |  |  | Statistical Inventory Reconciliation (SIR) | [8 empty] | UST Currently In Use: 0; UST Temp Close: 0; AST Currently In Use: 0; AST Temp Closed: 0 | 0 | 0 | 4 | 24583-003-006740 | SHILPA AMIN
27201 | Currently in Use |  | 1974-01-01 |  | Petroleum | Unleaded gasoline | Unleaded gasoline | Retail | Steel | Steel | Field installed cathodic protection, Interior lined (not allowed as a standalone method of corrosion protection) |  | Flexible |  |  |  | Catchment Basin, Single walled catchment basin | Automatic shutoff device At 95% full | Automatic shutoff device At 95% full |  |  | Automatic Tank Gauge |  | Automatic flow restrictor (MLLD), Containment Sump | Containment Sump | Interstitial Monitoring within Secondary Containment | MANUAL/VISUAL CHECK | Annual line testing | Annual line testing |  | UST Currently In Use: 3; UST Temp Close: 0; AST Currently In Use: 0; AST Temp Closed: 0 | 3 | 0 | 0 | 23932-003-007461 | RUDRA ENTERPRISES
27202 | Currently in Use |  | 1974-01-01 |  | Petroleum | Premium gasoline | Premium gasoline | Retail | Steel | Steel | Field installed cathodic protection, Interior lined (not allowed as a standalone method of corrosion protection) |  | Flexible |  |  |  | Catchment Basin, Single walled catchment basin | Automatic shutoff device At 95% full | Automatic shutoff device At 95% full |  |  | Automatic Tank Gauge |  | Automatic flow restrictor (MLLD), Containment Sump | Containment Sump | Interstitial Monitoring within Secondary Containment | MANUAL/VISUAL CHECK | Annual line testing | Annual line testing |  | UST Currently In Use: 3; UST Temp Close: 0; AST Currently In Use: 0; AST Temp Closed: 0 | 3 | 0 | 0 | 23932-003-007461 | RUDRA ENTERPRISES
27203 | Currently in Use |  | 1974-01-01 |  | Petroleum | On road diesel | On road diesel | Retail | Steel | Steel | Field installed cathodic protection, Interior lined (not allowed as a standalone method of corrosion protection) |  | Flexible |  |  |  | Catchment Basin, Single walled catchment basin | Automatic shutoff device At 95% full | Automatic shutoff device At 95% full |  |  | Statistical Inventory Reconciliation (SIR) |  | Automatic flow restrictor (MLLD), Containment Sump | Containment Sump | Interstitial Monitoring within Secondary Containment | MANUAL/VISUAL CHECK | Annual line testing | Annual line testing |  | UST Currently In Use: 3; UST Temp Close: 0; AST Currently In Use: 0; AST Temp Closed: 0 | 3 | 0 | 0 | 23932-003-007461 | RUDRA ENTERPRISES
27204 | Permanently Closed | 1988-12-20 | 1969-01-01 | 1988-12-20 | Petroleum | Unleaded gasoline | Unleaded gasoline | Local government | Steel | Steel |  | Painted or None | Steel |  | 1901-01-01 | [15 empty] | UST Currently In Use: 0; UST Temp Close: 0; AST Currently In Use: 0; AST Temp Closed: 0 | 0 | 0 | 2 | 14254-059-000832 | RUSSELLVILLE ELECTRIC BOARD
27205 | Permanently Closed | 2007-04-19 | 1988-01-01 | 2007-04-19 | Petroleum | Unleaded gasoline | Unleaded gasoline | Local government | Steel | Steel | Coated & cathodic protection (sti-P3) |  | Steel |  | 1901-01-01 | Field installed cathodic protection | Catchment Basin, Single walled catchment basin | Flow Rest 90% Full | Flow Rest 90% Full |  |  | Statistical Inventory Reconciliation (SIR) | [8 empty] | UST Currently In Use: 0; UST Temp Close: 0; AST Currently In Use: 0; AST Temp Closed: 0 | 0 | 0 | 2 | 14254-059-000832 | RUSSELLVILLE ELECTRIC BOARD
27206 | Permanently Closed | 1990-01-26 | 1944-01-01 01:00 | 1990-01-26 | Petroleum | Unleaded gasoline | Unleaded gasoline |  | Steel | Steel | Interior lined (not allowed as a standalone method of corrosion protection) | Painted or None | Steel |  | 1901-01-01 | [15 empty] | UST Currently In Use: 0; UST Temp Close: 0; AST Currently In Use: 0; AST Temp Closed: 0 | 0 | 0 | 3 | 22529-091-004760 | WALTERS MERCANTILE LLC
27207 | Permanently Closed | 2009-09-02 | 1982-01-01 | 2016-08-03 | Petroleum | Unleaded gasoline | Unleaded gasoline | Retail | Steel | Steel | Interior lined (not allowed as a standalone method of corrosion protection) |  | Fiberglass reinforced plastic |  | 1901-01-01 |  | Catchment Basin, Single walled catchment basin | Automatic shutoff device At 95% full | Automatic shutoff device At 95% full |  |  | Statistical Inventory Reconciliation (SIR) | [8 empty] | UST Currently In Use: 0; UST Temp Close: 0; AST Currently In Use: 0; AST Temp Closed: 0 | 0 | 0 | 3 | 22529-091-004760 | WALTERS MERCANTILE LLC
27208 | Permanently Closed | 2009-09-02 | 1987-01-01 | 2016-08-03 | Petroleum | Premium gasoline | Premium gasoline | Retail | Steel | Steel | Interior lined (not allowed as a standalone method of corrosion protection) |  | Fiberglass reinforced plastic |  | 1901-01-01 |  | Catchment Basin, Single walled catchment basin | Automatic shutoff device At 95% full | Automatic shutoff device At 95% full |  |  | Statistical Inventory Reconciliation (SIR) | [8 empty] | UST Currently In Use: 0; UST Temp Close: 0; AST Currently In Use: 0; AST Temp Closed: 0 | 0 | 0 | 3 | 22529-091-004760 | WALTERS MERCANTILE LLC
27209 | Permanently Closed | 1989-09-01 | 1956-01-01 | 1989-09-01 | Petroleum | Unleaded gasoline | Unleaded gasoline |  | Steel | Steel |  |  | Steel |  | 1901-01-01 | [15 empty] | UST Currently In Use: 0; UST Temp Close: 0; AST Currently In Use: 0; AST Temp Closed: 0 | 0 | 0 | 2 | 14256-091-012603 | LANE SMITH
27210 | Permanently Closed | 1989-09-01 | 1956-01-01 | 1989-09-01 | Petroleum | Unleaded gasoline | Unleaded gasoline |  | Steel | Steel |  |  | Steel |  | 1901-01-01 | [15 empty] | UST Currently In Use: 0; UST Temp Close: 0; AST Currently In Use: 0; AST Temp Closed: 0 | 0 | 0 | 2 | 14256-091-012603 | LANE SMITH
27211 | Permanently Closed | 1996-05-11 | 1964-01-01 | 1998-05-11 | Petroleum | Used oil | Used oil | [7 empty] | 1901-01-01 | [6 empty] | Manual Tank Gauging (only tanks 1000 gal. or less and 48” or 64” in diameter) | [8 empty] | UST Currently In Use: 0; UST Temp Close: 0; AST Currently In Use: 1; AST Temp Closed: 0 | 0 | 0 | 4 | 14257-049-000389 | A 1 MUFFLER CENTER
27212 | Permanently Closed | 1966-01-19 | 1964-01-01 |  | Petroleum | Other, EMPTY | Other | [7 empty] | 1901-01-01 | [15 empty] | UST Currently In Use: 0; UST Temp Close: 0; AST Currently In Use: 1; AST Temp Closed: 0 | 0 | 0 | 4 | 14257-049-000389 | A 1 MUFFLER CENTER
27213 | Permanently Closed | 1966-01-19 | 1964-01-01 |  | Petroleum | Other, EMPTY | Other | [7 empty] | 1901-01-01 | [15 empty] | UST Currently In Use: 0; UST Temp Close: 0; AST Currently In Use: 1; AST Temp Closed: 0 | 0 | 0 | 4 | 14257-049-000389 | A 1 MUFFLER CENTER
27214 | Permanently Closed | 1966-01-19 | 1964-01-01 |  | Petroleum | Other, EMPTY | Other | [7 empty] | 1901-01-01 | [15 empty] | UST Currently In Use: 0; UST Temp Close: 0; AST Currently In Use: 1; AST Temp Closed: 0 | 0 | 0 | 4 | 14257-049-000389 | A 1 MUFFLER CENTER
27215 | Temporary Closed | 2004-11-03 | 1983-01-01 |  | Petroleum | Unleaded gasoline | Unleaded gasoline | Retail | Steel | Steel | Field installed cathodic protection |  | Fiberglass reinforced plastic |  |  |  | Catchment Basin, Single walled catchment basin | Automatic shutoff device At 95% full | Automatic shutoff device At 95% full |  |  | Statistical Inventory Reconciliation (SIR) | [8 empty] | UST Currently In Use: 0; UST Temp Close: 3; AST Currently In Use: 0; AST Temp Closed: 0 | 0 | 3 | 0 | 14258-095-008503 | RUTLAND OIL CO
27216 | Temporary Closed | 2004-11-03 | 1983-01-01 |  | Petroleum | Mid-grade gasoline | Mid-grade gasoline | Retail | Steel | Steel | Field installed cathodic protection |  | Fiberglass reinforced plastic |  |  |  | Catchment Basin, Single walled catchment basin | Automatic shutoff device At 95% full | Automatic shutoff device At 95% full |  |  | Statistical Inventory Reconciliation (SIR) | [8 empty] | UST Currently In Use: 0; UST Temp Close: 3; AST Currently In Use: 0; AST Temp Closed: 0 | 0 | 3 | 0 | 14258-095-008503 | RUTLAND OIL CO
27217 | Temporary Closed | 2004-11-03 | 1983-01-01 |  | Petroleum | Premium gasoline | Premium gasoline | Retail | Steel | Steel | Field installed cathodic protection |  | Fiberglass reinforced plastic |  |  |  | Catchment Basin, Single walled catchment basin | Automatic shutoff device At 95% full | Automatic shutoff device At 95% full |  |  | Statistical Inventory Reconciliation (SIR) | [8 empty] | UST Currently In Use: 0; UST Temp Close: 3; AST Currently In Use: 0; AST Temp Closed: 0 | 0 | 3 | 0 | 14258-095-008503 | RUTLAND OIL CO
27218 | Permanently Closed | 1989-12-06 | 1959-01-01 | 1989-12-06 | Petroleum | Unleaded gasoline | Unleaded gasoline |  | Steel | Steel |  | Painted or None | Steel |  | 1901-01-01 | [15 empty] | UST Currently In Use: 0; UST Temp Close: 0; AST Currently In Use: 0; AST Temp Closed: 0 | 0 | 0 | 3 | 14258-095-008504 | RUTLAND OIL CO
27219 | Permanently Closed | 1989-08-06 | 1959-01-01 | 1989-08-06 | Petroleum | Unleaded gasoline | Unleaded gasoline |  | Steel | Steel |  | Painted or None | Steel |  | 1901-01-01 | [15 empty] | UST Currently In Use: 0; UST Temp Close: 0; AST Currently In Use: 0; AST Temp Closed: 0 | 0 | 0 | 3 | 14258-095-008504 | RUTLAND OIL CO
27220 | Permanently Closed | 1989-12-06 | 1959-01-01 | 1989-12-06 | Petroleum | Unleaded gasoline | Unleaded gasoline |  | Steel | Steel |  | Painted or None | Steel |  | 1901-01-01 | [15 empty] | UST Currently In Use: 0; UST Temp Close: 0; AST Currently In Use: 0; AST Temp Closed: 0 | 0 | 0 | 3 | 14258-095-008504 | RUTLAND OIL CO
27221 | Permanently Closed | 1989-12-06 | 1959-01-01 | 1989-12-06 | Petroleum | Unleaded gasoline | Unleaded gasoline |  | Steel | Steel |  | Painted or None | Steel |  | 1901-01-01 | [15 empty] | UST Currently In Use: 0; UST Temp Close: 0; AST Currently In Use: 0; AST Temp Closed: 0 | 0 | 0 | 2 | 14258-095-008505 | RUTLAND OIL CO
27222 | Permanently Closed | 1989-12-06 | 1959-01-01 | 1989-12-06 | Petroleum | Unleaded gasoline | Unleaded gasoline |  | Steel | Steel |  | Painted or None | Steel |  | 1901-01-01 | [15 empty] | UST Currently In Use: 0; UST Temp Close: 0; AST Currently In Use: 0; AST Temp Closed: 0 | 0 | 0 | 2 | 14258-095-008505 | RUTLAND OIL CO
27223 | Permanently Closed | 2008-05-01 | 1978-01-01 | 2010-08-17 | Petroleum | Unleaded gasoline | Unleaded gasoline | Retail | Single Wall, Steel | Steel | Field installed cathodic protection |  | Single Wall, Steel |  |  | Field installed cathodic protection | Catchment Basin, Single walled catchment basin | Automatic shutoff device At 95% full | Automatic shutoff device At 95% full |  |  | Statistical Inventory Reconciliation (SIR) | [8 empty] | UST Currently In Use: 3; UST Temp Close: 0; AST Currently In Use: 0; AST Temp Closed: 0 | 3 | 0 | 4 | 21274-095-008506 | H OIL, INC.
27224 | Permanently Closed | 2008-05-01 | 1969-01-01 | 2010-08-17 | Petroleum | Mid-grade gasoline | Mid-grade gasoline | Retail | Single Wall, Steel, MANIFOLDED | Steel | Field installed cathodic protection |  | Single Wall, Steel |  |  | Field installed cathodic protection | Catchment Basin, Single walled catchment basin | Automatic shutoff device At 95% full | Automatic shutoff device At 95% full |  |  | Statistical Inventory Reconciliation (SIR) | [8 empty] | UST Currently In Use: 3; UST Temp Close: 0; AST Currently In Use: 0; AST Temp Closed: 0 | 3 | 0 | 4 | 21274-095-008506 | H OIL, INC.
27226 | Permanently Closed | 2008-05-01 | 1969-01-01 | 2010-08-17 | Petroleum | On road diesel | On road diesel | Retail | Single Wall, Steel | Steel | Field installed cathodic protection |  | Single Wall, Steel |  |  | Field installed cathodic protection | Catchment Basin, Single walled catchment basin | Automatic shutoff device At 95% full | Automatic shutoff device At 95% full |  |  | Statistical Inventory Reconciliation (SIR) | [8 empty] | UST Currently In Use: 3; UST Temp Close: 0; AST Currently In Use: 0; AST Temp Closed: 0 | 3 | 0 | 4 | 21274-095-008506 | H OIL, INC.
27227 | Permanently Closed | 1999-02-25 | 1969-01-01 | 2010-08-17 | Petroleum | On road diesel | On road diesel | Retail | Steel | Steel | Field installed cathodic protection | Painted or None | Steel |  | 1901-01-01 | Field installed cathodic protection | [5 empty] | Statistical Inventory Reconciliation (SIR) | [8 empty] | UST Currently In Use: 3; UST Temp Close: 0; AST Currently In Use: 0; AST Temp Closed: 0 | 3 | 0 | 4 | 21274-095-008506 | H OIL, INC.
27228 | Permanently Closed | 1989-01-01 | 1978-01-01 | 2000-06-19 | Petroleum | Unleaded gasoline | Unleaded gasoline |  | Steel | Steel |  | Painted or None | Steel |  | 1901-01-01 | [15 empty] | UST Currently In Use: 0; UST Temp Close: 0; AST Currently In Use: 0; AST Temp Closed: 0 | 0 | 0 | 1 | 14258-095-008507 | RUTLAND OIL CO
27229 | Permanently Closed | 1989-12-06 | 1969-01-01 | 1989-12-06 | Petroleum | On road diesel | On road diesel |  | Steel | Steel |  | Painted or None | Steel |  | 1901-01-01 | [15 empty] | UST Currently In Use: 0; UST Temp Close: 0; AST Currently In Use: 0; AST Temp Closed: 0 | 0 | 0 | 1 | 14258-095-008508 | RUTLAND OIL CO
27230 | Permanently Closed | 1991-10-01 | 1978-01-01 | 1991-10-01 | Petroleum | Unleaded gasoline | Unleaded gasoline |  | Steel | Steel |  | Painted or None | Steel |  | 1901-01-01 | [15 empty] | UST Currently In Use: 0; UST Temp Close: 0; AST Currently In Use: 0; AST Temp Closed: 0 | 0 | 0 | 1 | 14258-095-008509 | RUTLAND OIL CO
27231 | Permanently Closed | 1985-02-01 | 1969-01-01 | 1988-10-26 | Petroleum | Unleaded gasoline | Unleaded gasoline |  | Steel | Steel |  | Painted or None | Steel |  | 1901-01-01 | [15 empty] | UST Currently In Use: 0; UST Temp Close: 0; AST Currently In Use: 0; AST Temp Closed: 0 | 0 | 0 | 2 | 14258-095-008510 | RUTLAND OIL CO
27232 | Permanently Closed | 1985-02-01 | 1969-01-01 | 1988-10-26 | Petroleum | Unleaded gasoline | Unleaded gasoline |  | Steel | Steel |  | Painted or None | Steel |  | 1901-01-01 | [15 empty] | UST Currently In Use: 0; UST Temp Close: 0; AST Currently In Use: 0; AST Temp Closed: 0 | 0 | 0 | 2 | 14258-095-008510 | RUTLAND OIL CO
27233 | Permanently Closed | 1975-01-01 | 1964-01-01 | 1988-10-26 | Petroleum | Unleaded gasoline | Unleaded gasoline |  | Steel | Steel |  | Painted or None | Steel |  | 1901-01-01 | [15 empty] | UST Currently In Use: 0; UST Temp Close: 0; AST Currently In Use: 0; AST Temp Closed: 0 | 0 | 0 | 2 | 14258-095-008511 | RUTLAND OIL CO
27234 | Permanently Closed | 1975-01-01 | 1964-01-01 | 1988-10-26 | Petroleum | Unleaded gasoline | Unleaded gasoline |  | Steel | Steel |  | Painted or None | Steel |  | 1901-01-01 | [15 empty] | UST Currently In Use: 0; UST Temp Close: 0; AST Currently In Use: 0; AST Temp Closed: 0 | 0 | 0 | 2 | 14258-095-008511 | RUTLAND OIL CO
27235 | Permanently Closed | 1989-12-06 | 1969-01-01 | 1989-12-06 | Petroleum | Unleaded gasoline | Unleaded gasoline |  | Steel | Steel |  | Painted or None | Steel |  | 1901-01-01 | [15 empty] | UST Currently In Use: 0; UST Temp Close: 0; AST Currently In Use: 0; AST Temp Closed: 0 | 0 | 0 | 1 | 14258-095-008512 | RUTLAND OIL CO
27236 | Permanently Closed | 1991-01-01 | 1969-01-01 | 2010-04-01 | Petroleum | Unleaded gasoline | Unleaded gasoline | Industrial | Single Wall, Steel | Steel |  | Painted or None | Single Wall, Steel |  | 1901-01-01 | [15 empty] | UST Currently In Use: 0; UST Temp Close: 0; AST Currently In Use: 0; AST Temp Closed: 0 | 0 | 0 | 1 | 14258-095-008513 | RUTLAND OIL CO
27237 | Permanently Closed | 1989-12-06 | 1979-01-01 | 1989-12-06 | Petroleum | On road diesel | On road diesel |  | Steel | Steel |  | Painted or None | Steel |  | 1901-01-01 | [15 empty] | UST Currently In Use: 0; UST Temp Close: 0; AST Currently In Use: 0; AST Temp Closed: 0 | 0 | 0 | 2 | 14258-095-008514 | RUTLAND OIL CO
27238 | Permanently Closed | 1989-12-06 | 1964-01-01 | 1989-12-06 | Petroleum | On road diesel | On road diesel |  | Steel | Steel |  | Painted or None | Steel |  | 1901-01-01 | [15 empty] | UST Currently In Use: 0; UST Temp Close: 0; AST Currently In Use: 0; AST Temp Closed: 0 | 0 | 0 | 2 | 14258-095-008514 | RUTLAND OIL CO
27239 | Permanently Closed | 1983-02-01 | 1974-01-01 | 1988-10-26 | Petroleum | On road diesel | On road diesel |  | Steel | Steel |  | Painted or None | Steel |  | 1901-01-01 | [15 empty] | UST Currently In Use: 0; UST Temp Close: 0; AST Currently In Use: 0; AST Temp Closed: 0 | 0 | 0 | 1 | 14258-095-008515 | RUTLAND OIL CO
27240 | Permanently Closed | 1901-01-01 | 1978-01-01 | 1987-01-01 | Petroleum | Unleaded gasoline | Unleaded gasoline |  | Steel | Steel |  | Painted or None | Steel |  | 1901-01-01 | [15 empty] | UST Currently In Use: 0; UST Temp Close: 0; AST Currently In Use: 0; AST Temp Closed: 0 | 0 | 0 | 2 | 14258-095-008516 | RUTLAND OIL CO
27241 | Permanently Closed | 1901-01-01 | 1978-01-01 | 1987-01-01 | Petroleum | Unleaded gasoline | Unleaded gasoline |  | Steel | Steel |  | Painted or None | Steel |  | 1901-01-01 | [15 empty] | UST Currently In Use: 0; UST Temp Close: 0; AST Currently In Use: 0; AST Temp Closed: 0 | 0 | 0 | 2 | 14258-095-008516 | RUTLAND OIL CO
27242 | Permanently Closed | 1901-01-01 | 1959-01-01 | 1988-10-26 | Petroleum | Unleaded gasoline | Unleaded gasoline |  | Steel | Steel |  | Painted or None | Steel |  | 1901-01-01 | [15 empty] | UST Currently In Use: 0; UST Temp Close: 0; AST Currently In Use: 0; AST Temp Closed: 0 | 0 | 0 | 3 | 14258-095-008517 | RUTLAND OIL CO
27243 | Permanently Closed | 1901-01-01 | 1959-01-01 | 1988-10-26 | Petroleum | Unleaded gasoline | Unleaded gasoline |  | Steel | Steel |  | Painted or None | Steel |  | 1901-01-01 | [15 empty] | UST Currently In Use: 0; UST Temp Close: 0; AST Currently In Use: 0; AST Temp Closed: 0 | 0 | 0 | 3 | 14258-095-008517 | RUTLAND OIL CO
27244 | Permanently Closed | 1901-01-01 | 1959-01-01 | 1988-10-26 | Petroleum | Unleaded gasoline | Unleaded gasoline |  | Steel | Steel |  | Painted or None | Steel |  | 1901-01-01 | [15 empty] | UST Currently In Use: 0; UST Temp Close: 0; AST Currently In Use: 0; AST Temp Closed: 0 | 0 | 0 | 3 | 14258-095-008517 | RUTLAND OIL CO
27245 | Permanently Closed | 1988-10-26 | 1969-01-01 | 1988-10-26 | Petroleum | Unleaded gasoline | Unleaded gasoline |  | Steel | Steel |  | Painted or None | Steel |  | 1901-01-01 | [15 empty] | UST Currently In Use: 0; UST Temp Close: 0; AST Currently In Use: 0; AST Temp Closed: 0 | 0 | 0 | 2 | 14258-095-008518 | RUTLAND OIL CO
27246 | Permanently Closed | 1988-10-26 | 1969-01-01 | 1988-10-26 | Petroleum | Unleaded gasoline | Unleaded gasoline |  | Steel | Steel |  | Painted or None | Steel |  | 1901-01-01 | [15 empty] | UST Currently In Use: 0; UST Temp Close: 0; AST Currently In Use: 0; AST Temp Closed: 0 | 0 | 0 | 2 | 14258-095-008518 | RUTLAND OIL CO
27247 | Currently in Use |  | 1978-01-01 |  | Petroleum | Unleaded gasoline | Unleaded gasoline | Retail | Single Wall, Steel | Steel | Field installed cathodic protection |  | Fiberglass reinforced plastic, Single Wall |  |  | Other, STP FLEX | Catchment Basin, Single walled catchment basin | Automatic shutoff device At 95% full | Automatic shutoff device At 95% full |  |  | Statistical Inventory Reconciliation (SIR) |  | Automatic flow restrictor (MLLD) | Automatic flow restrictor (MLLD) |  |  | Annual line testing, Statistical inventory reconciliation (SIR) | Statistical inventory reconciliation (SIR) |  | UST Currently In Use: 3; UST Temp Close: 0; AST Currently In Use: 0; AST Temp Closed: 0 | 3 | 0 | 0 | 14258-095-008519 | RUTLAND OIL CO
27248 | Currently in Use |  | 1978-01-01 |  | Petroleum | Premium gasoline | Premium gasoline | Retail | Single Wall, Steel | Steel | Field installed cathodic protection |  | Fiberglass reinforced plastic, Single Wall |  |  | Other, STP FLEX | Catchment Basin, Single walled catchment basin | Automatic shutoff device At 95% full | Automatic shutoff device At 95% full |  |  | Statistical Inventory Reconciliation (SIR) |  | Automatic flow restrictor (MLLD) | Automatic flow restrictor (MLLD) |  |  | Annual line testing, Statistical inventory reconciliation (SIR) | Statistical inventory reconciliation (SIR) |  | UST Currently In Use: 3; UST Temp Close: 0; AST Currently In Use: 0; AST Temp Closed: 0 | 3 | 0 | 0 | 14258-095-008519 | RUTLAND OIL CO
27249 | Currently in Use |  | 1978-01-01 |  | Petroleum | On road diesel | On road diesel | Retail | Single Wall, Steel | Steel | Field installed cathodic protection |  | Fiberglass reinforced plastic, Single Wall |  |  | Other, STP FLEX | Catchment Basin, Single walled catchment basin | Automatic shutoff device At 95% full | Automatic shutoff device At 95% full |  |  | Statistical Inventory Reconciliation (SIR) |  | Automatic flow restrictor (MLLD) | Automatic flow restrictor (MLLD) |  |  | Annual line testing, Statistical inventory reconciliation (SIR) | Statistical inventory reconciliation (SIR) |  | UST Currently In Use: 3; UST Temp Close: 0; AST Currently In Use: 0; AST Temp Closed: 0 | 3 | 0 | 0 | 14258-095-008519 | RUTLAND OIL CO
27250 | Permanently Closed | 2010-12-31 | 1984-01-01 | 2015-02-27 | Petroleum | Unleaded gasoline | Unleaded gasoline | Retail | Fiberglass reinforced plastic, Single Wall | Single Wall |  |  | Fiberglass reinforced plastic, Single Wall |  | 1901-01-01 |  | Catchment Basin, Single walled catchment basin | Automatic shutoff device At 95% full | Automatic shutoff device At 95% full |  |  | Statistical Inventory Reconciliation (SIR) | [5 empty] | Statistical inventory reconciliation (SIR) | Statistical inventory reconciliation (SIR) |  | UST Currently In Use: 0; UST Temp Close: 0; AST Currently In Use: 0; AST Temp Closed: 0 | 0 | 0 | 3 | 14258-095-008520 | RUTLAND OIL CO
27251 | Permanently Closed | 2010-12-31 | 1983-01-01 | 2015-02-17 | Petroleum | Mid-grade gasoline | Mid-grade gasoline | Retail | Fiberglass reinforced plastic, Single Wall | Single Wall |  |  | Fiberglass reinforced plastic, Single Wall |  | 1901-01-01 |  | Catchment Basin, Single walled catchment basin | Automatic shutoff device At 95% full | Automatic shutoff device At 95% full |  |  | Statistical Inventory Reconciliation (SIR) | [5 empty] | Statistical inventory reconciliation (SIR) | Statistical inventory reconciliation (SIR) |  | UST Currently In Use: 0; UST Temp Close: 0; AST Currently In Use: 0; AST Temp Closed: 0 | 0 | 0 | 3 | 14258-095-008520 | RUTLAND OIL CO
27252 | Permanently Closed | 2010-12-31 | 1983-01-01 | 2015-02-17 | Petroleum | Premium gasoline | Premium gasoline | Retail | Fiberglass reinforced plastic, Single Wall | Single Wall |  |  | Fiberglass reinforced plastic, Single Wall |  | 1901-01-01 |  | Catchment Basin, Single walled catchment basin | Automatic shutoff device At 95% full | Automatic shutoff device At 95% full |  |  | Statistical Inventory Reconciliation (SIR) | [5 empty] | Statistical inventory reconciliation (SIR) | Statistical inventory reconciliation (SIR) |  | UST Currently In Use: 0; UST Temp Close: 0; AST Currently In Use: 0; AST Temp Closed: 0 | 0 | 0 | 3 | 14258-095-008520 | RUTLAND OIL CO
27253 | Permanently Closed | 1986-09-01 | 1978-01-01 | 1986-09-01 | Petroleum | On road diesel | On road diesel |  | Steel | Steel |  | Painted or None | Steel |  | 1901-01-01 | [15 empty] | UST Currently In Use: 3; UST Temp Close: 0; AST Currently In Use: 2; AST Temp Closed: 0 | 3 | 0 | 5 | 14258-095-008521 | RUTLAND OIL CO
27254 | Permanently Closed | 1986-09-01 | 1978-01-01 | 1986-09-01 | Petroleum | Unleaded gasoline | Unleaded gasoline |  | Steel | Steel |  | Painted or None | Steel |  | 1901-01-01 | [15 empty] | UST Currently In Use: 3; UST Temp Close: 0; AST Currently In Use: 2; AST Temp Closed: 0 | 3 | 0 | 5 | 14258-095-008521 | RUTLAND OIL CO
27255 | Permanently Closed | 1986-09-01 | 1978-01-01 | 1986-09-01 | Petroleum | Unleaded gasoline | Unleaded gasoline |  | Steel | Steel |  | Painted or None | Steel |  | 1901-01-01 | [15 empty] | UST Currently In Use: 3; UST Temp Close: 0; AST Currently In Use: 2; AST Temp Closed: 0 | 3 | 0 | 5 | 14258-095-008521 | RUTLAND OIL CO
27256 | Permanently Closed | 1986-09-01 | 1978-01-01 | 1986-09-01 | Petroleum | Unleaded gasoline | Unleaded gasoline |  | Steel | Steel |  | Painted or None | Steel |  | 1901-01-01 | [15 empty] | UST Currently In Use: 3; UST Temp Close: 0; AST Currently In Use: 2; AST Temp Closed: 0 | 3 | 0 | 5 | 14258-095-008521 | RUTLAND OIL CO
27257 | Currently in Use |  | 1985-01-01 |  | Petroleum | Unleaded gasoline | Unleaded gasoline | Retail | Single Wall, Steel | Steel | Coated & cathodic protection (sti-P3) |  | Fiberglass reinforced plastic, Single Wall |  |  |  | Catchment Basin, Single walled catchment basin | Automatic shutoff device At 95% full | Automatic shutoff device At 95% full |  |  | Statistical Inventory Reconciliation (SIR) |  | Automatic flow restrictor (MLLD) | Automatic flow restrictor (MLLD) |  |  | Statistical inventory reconciliation (SIR) | Statistical inventory reconciliation (SIR) |  | UST Currently In Use: 3; UST Temp Close: 0; AST Currently In Use: 2; AST Temp Closed: 0 | 3 | 0 | 5 | 14258-095-008521 | RUTLAND OIL CO
27258 | Currently in Use |  | 1985-01-01 |  | Petroleum | Premium gasoline | Premium gasoline | Retail | Single Wall, Steel | Steel | Coated & cathodic protection (sti-P3) |  | Fiberglass reinforced plastic, Single Wall |  |  |  | Catchment Basin, Single walled catchment basin | Automatic shutoff device At 95% full | Automatic shutoff device At 95% full |  |  | Statistical Inventory Reconciliation (SIR) |  | Automatic flow restrictor (MLLD) | Automatic flow restrictor (MLLD) |  |  | Statistical inventory reconciliation (SIR) | Statistical inventory reconciliation (SIR) |  | UST Currently In Use: 3; UST Temp Close: 0; AST Currently In Use: 2; AST Temp Closed: 0 | 3 | 0 | 5 | 14258-095-008521 | RUTLAND OIL CO
27259 | Currently in Use |  | 1985-01-01 |  | Petroleum | On road diesel | On road diesel | Retail | Single Wall, Steel | Steel | Coated & cathodic protection (sti-P3) |  | Fiberglass reinforced plastic, Single Wall |  |  |  | Catchment Basin, Single walled catchment basin | Automatic shutoff device At 95% full | Automatic shutoff device At 95% full |  |  | Statistical Inventory Reconciliation (SIR) |  | Automatic flow restrictor (MLLD) | Automatic flow restrictor (MLLD) |  |  | Statistical inventory reconciliation (SIR) | Statistical inventory reconciliation (SIR) |  | UST Currently In Use: 3; UST Temp Close: 0; AST Currently In Use: 2; AST Temp Closed: 0 | 3 | 0 | 5 | 14258-095-008521 | RUTLAND OIL CO
27260 | Permanently Closed | 1998-12-16 | 1986-01-01 | 1998-12-16 | Petroleum | On road diesel | On road diesel |  | Steel | Steel |  | Painted or None | Steel |  | 1901-01-01 | [6 empty] | Statistical Inventory Reconciliation (SIR) | [8 empty] | UST Currently In Use: 3; UST Temp Close: 0; AST Currently In Use: 2; AST Temp Closed: 0 | 3 | 0 | 5 | 14258-095-008521 | RUTLAND OIL CO
27261 | Permanently Closed | 1901-01-01 | 1973-01-01 | 1987-01-01 | Petroleum | Unleaded gasoline | Unleaded gasoline |  | Steel | Steel |  | Painted or None | Steel |  | 1901-01-01 | [15 empty] | UST Currently In Use: 0; UST Temp Close: 0; AST Currently In Use: 0; AST Temp Closed: 0 | 0 | 0 | 1 | 14258-095-008522 | RUTLAND OIL CO
27262 | Permanently Closed | 1992-09-17 | 1984-01-01 | 1992-09-17 | Petroleum | Unleaded gasoline | Unleaded gasoline |  | Steel | Steel | Coated & cathodic protection (sti-P3) |  | Fiberglass reinforced plastic |  | 1901-01-01 | [15 empty] | UST Currently In Use: 0; UST Temp Close: 0; AST Currently In Use: 0; AST Temp Closed: 0 | 0 | 0 | 2 | 14258-095-013137 | RUTLAND OIL CO
27263 | Permanently Closed | 1992-09-17 | 1984-01-01 | 1992-09-17 | Petroleum | Unleaded gasoline | Unleaded gasoline |  | Steel | Steel | Coated & cathodic protection (sti-P3) |  | Fiberglass reinforced plastic |  | 1901-01-01 | [15 empty] | UST Currently In Use: 0; UST Temp Close: 0; AST Currently In Use: 0; AST Temp Closed: 0 | 0 | 0 | 2 | 14258-095-013137 | RUTLAND OIL CO
27264 | Currently in Use |  | 1984-01-01 |  | Petroleum | Mid-grade gasoline | Mid-grade gasoline | Retail | Single Wall, Steel | Steel | Coated & cathodic protection (sti-P3) |  | Fiberglass reinforced plastic, Single Wall |  |  | Other, BOOTD FLEX | Catchment Basin, Single walled catchment basin | Automatic shutoff device At 95% full | Automatic shutoff device At 95% full |  |  | Statistical Inventory Reconciliation (SIR) |  | Automatic flow restrictor (MLLD) | Automatic flow restrictor (MLLD) |  |  | Statistical inventory reconciliation (SIR) | Statistical inventory reconciliation (SIR) |  | UST Currently In Use: 1; UST Temp Close: 0; AST Currently In Use: 0; AST Temp Closed: 0 | 1 | 0 | 0 | 14258-095-013140 | RUTLAND OIL CO
27265 | Permanently Closed | 1996-12-01 | 1988-01-01 | 1996-12-12 | Petroleum | Unleaded gasoline | Unleaded gasoline |  | Steel | Steel | Coated & cathodic protection (sti-P3), Interior lined (not allowed as a standalone method of corrosion protection) |  |  |  | 1901-01-01 | Field installed cathodic protection | [11 empty] | Annual line testing | Annual line testing |  | UST Currently In Use: 0; UST Temp Close: 0; AST Currently In Use: 0; AST Temp Closed: 0 | 0 | 0 | 2 | 14260-097-013325 | SSA INC
27266 | Permanently Closed | 1996-12-01 | 1988-01-01 | 1996-12-12 | Petroleum | On road diesel | On road diesel |  | Steel | Steel | Coated & cathodic protection (sti-P3), Interior lined (not allowed as a standalone method of corrosion protection) |  |  |  | 1901-01-01 | Field installed cathodic protection | [11 empty] | Annual line testing | Annual line testing |  | UST Currently In Use: 0; UST Temp Close: 0; AST Currently In Use: 0; AST Temp Closed: 0 | 0 | 0 | 2 | 14260-097-013325 | SSA INC
27267 | Permanently Closed | 1992-01-31 | 1977-01-01 | 1992-01-31 | Petroleum | On road diesel | On road diesel |  | Steel | Steel |  | Painted or None | Steel |  | 1901-01-01 | [15 empty] | UST Currently In Use: 0; UST Temp Close: 0; AST Currently In Use: 0; AST Temp Closed: 0 | 0 | 0 | 5 | 14262-103-007342 | Ryder System Inc.
27268 | Permanently Closed | 1992-01-31 | 1977-01-01 | 1992-01-31 | Petroleum | On road diesel | On road diesel |  | Steel | Steel |  | Painted or None | Steel |  | 1901-01-01 | [15 empty] | UST Currently In Use: 0; UST Temp Close: 0; AST Currently In Use: 0; AST Temp Closed: 0 | 0 | 0 | 5 | 14262-103-007342 | Ryder System Inc.
27269 | Permanently Closed | 1992-01-31 | 1977-01-01 | 1992-01-31 | Petroleum | Unleaded gasoline | Unleaded gasoline |  | Steel | Steel |  | Painted or None | Steel |  | 1901-01-01 | [15 empty] | UST Currently In Use: 0; UST Temp Close: 0; AST Currently In Use: 0; AST Temp Closed: 0 | 0 | 0 | 5 | 14262-103-007342 | Ryder System Inc.
27270 | Permanently Closed | 1992-01-31 | 1977-01-01 | 1992-01-31 | Petroleum | Other, MOTOR OIL | Other |  | Steel | Steel |  | Painted or None | Steel |  | 1901-01-01 | [15 empty] | UST Currently In Use: 0; UST Temp Close: 0; AST Currently In Use: 0; AST Temp Closed: 0 | 0 | 0 | 5 | 14262-103-007342 | Ryder System Inc.
27271 | Permanently Closed | 1992-01-31 | 1977-01-01 | 1992-01-31 | Petroleum | Other, ANTIFREEZE | Other |  | Steel | Steel |  | Painted or None | Steel |  | 1901-01-01 | [15 empty] | UST Currently In Use: 0; UST Temp Close: 0; AST Currently In Use: 0; AST Temp Closed: 0 | 0 | 0 | 5 | 14262-103-007342 | Ryder System Inc.
27272 | Permanently Closed | 1901-01-01 | 1975-01-01 |  | Petroleum | Unleaded gasoline | Unleaded gasoline |  | Steel | Steel |  | Painted or None | Steel |  | 1901-01-01 | [15 empty] | UST Currently In Use: 0; UST Temp Close: 0; AST Currently In Use: 1; AST Temp Closed: 0 | 0 | 0 | 13 | 14262-097-001214 | Ryder System Inc.
27273 | Permanently Closed | 1901-01-01 | 1975-01-01 |  | Petroleum | On road diesel | On road diesel |  | Steel | Steel |  | Painted or None | Steel |  | 1901-01-01 | [15 empty] | UST Currently In Use: 0; UST Temp Close: 0; AST Currently In Use: 1; AST Temp Closed: 0 | 0 | 0 | 13 | 14262-097-001214 | Ryder System Inc.
27274 | Permanently Closed | 1901-01-01 | 1975-01-01 |  | Petroleum | On road diesel | On road diesel |  | Steel | Steel |  | Painted or None | Steel |  | 1901-01-01 | [15 empty] | UST Currently In Use: 0; UST Temp Close: 0; AST Currently In Use: 1; AST Temp Closed: 0 | 0 | 0 | 13 | 14262-097-001214 | Ryder System Inc.
27275 | Permanently Closed | 1901-01-01 | 1975-01-01 |  | Petroleum | On road diesel | On road diesel |  | Steel | Steel |  | Painted or None | Steel |  | 1901-01-01 | [15 empty] | UST Currently In Use: 0; UST Temp Close: 0; AST Currently In Use: 1; AST Temp Closed: 0 | 0 | 0 | 13 | 14262-097-001214 | Ryder System Inc.
27276 | Permanently Closed | 1901-01-01 | 1975-01-01 |  | Petroleum | On road diesel | On road diesel |  | Steel | Steel |  | Painted or None | Steel |  | 1901-01-01 | [15 empty] | UST Currently In Use: 0; UST Temp Close: 0; AST Currently In Use: 1; AST Temp Closed: 0 | 0 | 0 | 13 | 14262-097-001214 | Ryder System Inc.
27277 | Permanently Closed | 1901-01-01 | 1975-01-01 |  | Petroleum | Other, MOTOR OIL | Other |  | Steel | Steel |  | Painted or None | Steel |  | 1901-01-01 | [15 empty] | UST Currently In Use: 0; UST Temp Close: 0; AST Currently In Use: 1; AST Temp Closed: 0 | 0 | 0 | 13 | 14262-097-001214 | Ryder System Inc.
27278 | Permanently Closed | 1901-01-01 | 1975-01-01 |  | Petroleum | Used oil | Used oil |  | Steel | Steel |  | Painted or None | Steel |  | 1901-01-01 | [15 empty] | UST Currently In Use: 0; UST Temp Close: 0; AST Currently In Use: 1; AST Temp Closed: 0 | 0 | 0 | 13 | 14262-097-001214 | Ryder System Inc.
27279 | Permanently Closed | 2017-05-03 | 1988-01-01 | 2017-05-31 | Petroleum | On road diesel | On road diesel | Industrial | Fiberglass reinforced plastic, DBL WALL | Fiberglass reinforced plastic |  |  | Flexible |  | 1901-01-01 |  | Catchment Basin, Single walled catchment basin | Flow Rest 90% Full | Flow Rest 90% Full | Interstitial Monitoring within Secondary Containment |  |  |  | Containment Sump | Containment Sump |  |  | Annual line testing | Annual line testing |  | UST Currently In Use: 0; UST Temp Close: 0; AST Currently In Use: 1; AST Temp Closed: 0 | 0 | 0 | 13 | 14262-097-001214 | Ryder System Inc.
27280 | Permanently Closed | 2017-05-03 | 1988-01-01 | 2017-05-31 | Petroleum | On road diesel | On road diesel | Industrial | Fiberglass reinforced plastic, DBL WALL | Fiberglass reinforced plastic |  |  | Flexible |  | 1901-01-01 |  | Catchment Basin, Single walled catchment basin | Flow Rest 90% Full | Flow Rest 90% Full | Interstitial Monitoring within Secondary Containment |  |  |  | Containment Sump | Containment Sump |  |  | Annual line testing | Annual line testing |  | UST Currently In Use: 0; UST Temp Close: 0; AST Currently In Use: 1; AST Temp Closed: 0 | 0 | 0 | 13 | 14262-097-001214 | Ryder System Inc.
27281 | Permanently Closed | 2017-05-03 | 1988-01-01 | 2017-05-31 | Petroleum | On road diesel | On road diesel | Industrial | Fiberglass reinforced plastic, DBL WALL | Fiberglass reinforced plastic |  |  | Flexible |  | 1901-01-01 |  | Catchment Basin, Single walled catchment basin | Flow Rest 90% Full | Flow Rest 90% Full | Interstitial Monitoring within Secondary Containment |  |  |  | Containment Sump, MANIFOLDED | Containment Sump |  |  | Other, MANIFOLDED | Other |  | UST Currently In Use: 0; UST Temp Close: 0; AST Currently In Use: 1; AST Temp Closed: 0 | 0 | 0 | 13 | 14262-097-001214 | Ryder System Inc.
27282 | Permanently Closed | 2017-05-03 | 1988-01-01 | 2017-05-31 | Petroleum | On road diesel | On road diesel | Industrial | Fiberglass reinforced plastic, DBL WALL | Fiberglass reinforced plastic |  |  | Flexible |  | 1901-01-01 |  | Catchment Basin, Single walled catchment basin | Flow Rest 90% Full | Flow Rest 90% Full | Interstitial Monitoring within Secondary Containment |  |  |  | Containment Sump | Containment Sump |  |  | Annual line testing | Annual line testing |  | UST Currently In Use: 0; UST Temp Close: 0; AST Currently In Use: 1; AST Temp Closed: 0 | 0 | 0 | 13 | 14262-097-001214 | Ryder System Inc.
27283 | Permanently Closed |  | 1988-01-01 | 2023-08-18 | Petroleum | Virgin oil | Virgin oil | Industrial | Fiberglass reinforced plastic, DBL WALL | Fiberglass reinforced plastic |  |  | Flexible |  | 1901-01-01 |  | Catchment Basin, Single walled catchment basin | Flow Rest 90% Full | Flow Rest 90% Full | Interstitial Monitoring within Secondary Containment | [10 empty] | UST Currently In Use: 0; UST Temp Close: 0; AST Currently In Use: 1; AST Temp Closed: 0 | 0 | 0 | 13 | 14262-097-001214 | Ryder System Inc.
27284 | Permanently Closed |  | 1988-01-01 | 2023-08-18 | Petroleum | Used oil | Used oil | Industrial | Fiberglass reinforced plastic, DBL WALL | Fiberglass reinforced plastic |  |  | Flexible |  | 1901-01-01 |  | Catchment Basin, EXEMPT | Other, EXEMPT | Other | Interstitial Monitoring within Secondary Containment | [10 empty] | UST Currently In Use: 0; UST Temp Close: 0; AST Currently In Use: 1; AST Temp Closed: 0 | 0 | 0 | 13 | 14262-097-001214 | Ryder System Inc.
27285 | Permanently Closed | 1994-01-03 | 1985-06-01 | 1994-01-03 | Petroleum | On road diesel | On road diesel |  | Steel | Steel | Coated & cathodic protection (sti-P3) |  | Steel |  | 1901-01-01 | [12 empty] | Annual line testing | Annual line testing |  | UST Currently In Use: 0; UST Temp Close: 0; AST Currently In Use: 3; AST Temp Closed: 0 | 0 | 0 | 3 | 14262-043-007343 | Ryder System Inc.
27286 | Permanently Closed | 1996-04-23 | 1972-01-01 | 1996-04-24 | Petroleum | On road diesel | On road diesel | Retail | Steel | Steel |  | Painted or None | Steel |  | 1901-01-01 | [12 empty] | Annual line testing | Annual line testing |  | UST Currently In Use: 0; UST Temp Close: 0; AST Currently In Use: 4; AST Temp Closed: 0 | 0 | 0 | 5 | 14262-069-001108 | Ryder System Inc.
27287 | Permanently Closed | 1996-04-23 | 1972-01-01 | 1996-04-24 | Petroleum | On road diesel | On road diesel | Retail | Steel | Steel |  | Painted or None | Steel |  | 1901-01-01 | [12 empty] | Annual line testing | Annual line testing |  | UST Currently In Use: 0; UST Temp Close: 0; AST Currently In Use: 4; AST Temp Closed: 0 | 0 | 0 | 5 | 14262-069-001108 | Ryder System Inc.
27288 | Permanently Closed | 1996-04-23 | 1979-01-01 | 1996-04-24 | Petroleum | Unleaded gasoline | Unleaded gasoline | Retail | Steel | Steel |  | Painted or None | Steel |  | 1901-01-01 | [12 empty] | Annual line testing | Annual line testing |  | UST Currently In Use: 0; UST Temp Close: 0; AST Currently In Use: 4; AST Temp Closed: 0 | 0 | 0 | 5 | 14262-069-001108 | Ryder System Inc.
27289 | Permanently Closed | 1996-04-23 | 1972-01-01 | 1996-04-24 | Petroleum | Other, NEW OIL | Other | Retail | Steel | Steel |  | Painted or None | Steel |  | 1901-01-01 | [12 empty] | Annual line testing | Annual line testing |  | UST Currently In Use: 0; UST Temp Close: 0; AST Currently In Use: 4; AST Temp Closed: 0 | 0 | 0 | 5 | 14262-069-001108 | Ryder System Inc.
27290 | Permanently Closed | 1992-11-03 | 1972-01-01 |  | Petroleum | Used oil | Used oil |  | Steel | Steel |  | Painted or None | Steel |  | 1901-01-01 | [12 empty] | Annual line testing | Annual line testing |  | UST Currently In Use: 0; UST Temp Close: 0; AST Currently In Use: 4; AST Temp Closed: 0 | 0 | 0 | 5 | 14262-069-001108 | Ryder System Inc.
27291 | Permanently Closed | 1990-09-06 | 1971-01-01 | 1990-09-06 | Petroleum | On road diesel | On road diesel |  | Steel | Steel |  | Painted or None | Steel |  | 1901-01-01 | [15 empty] | UST Currently In Use: 0; UST Temp Close: 0; AST Currently In Use: 0; AST Temp Closed: 0 | 0 | 0 | 1 | 14266-031-011049 | HUBERT TOOLE
27292 | Retired | 1983-09-01 | 1971-01-01 |  | Petroleum | Other, NEW OIL | Other |  | Steel | Steel |  | Painted or None | Steel |  | 1901-01-01 | [15 empty] | UST Currently In Use: 0; UST Temp Close: 0; AST Currently In Use: 0; AST Temp Closed: 0 | 0 | 0 | 1 | 14266-031-011049 | HUBERT TOOLE
27293 | Retired | 1983-09-01 | 1971-01-01 |  | Petroleum | Used oil | Used oil |  | Steel | Steel |  | Painted or None | Steel |  | 1901-01-01 | [15 empty] | UST Currently In Use: 0; UST Temp Close: 0; AST Currently In Use: 0; AST Temp Closed: 0 | 0 | 0 | 1 | 14266-031-011049 | HUBERT TOOLE
27294 | Retired | 1988-12-22 | 1901-01-01 |  | Petroleum | On road diesel | On road diesel | [7 empty] | 1901-01-01 | [15 empty] | UST Currently In Use: 0; UST Temp Close: 0; AST Currently In Use: 0; AST Temp Closed: 0 | 0 | 0 | 0 | 14267-081-005503 | RYDER TRUCK RENTAL INC
27295 | Retired | 1988-12-22 | 1901-01-01 |  | Petroleum | Used oil | Used oil | [7 empty] | 1901-01-01 | [15 empty] | UST Currently In Use: 0; UST Temp Close: 0; AST Currently In Use: 0; AST Temp Closed: 0 | 0 | 0 | 0 | 14267-081-005503 | RYDER TRUCK RENTAL INC
27296 | Permanently Closed | 1994-11-11 | 1980-01-01 | 1994-11-11 | Petroleum | Unleaded gasoline | Unleaded gasoline |  | Steel | Steel |  | Painted or None | Steel |  | 1901-01-01 | [12 empty] | Annual line testing | Annual line testing |  | UST Currently In Use: 0; UST Temp Close: 0; AST Currently In Use: 3; AST Temp Closed: 0 | 0 | 0 | 6 | 14262-015-001869 | Ryder System Inc.
27297 | Permanently Closed | 1994-11-11 | 1980-01-01 | 1994-11-11 | Petroleum | On road diesel | On road diesel |  | Steel | Steel |  | Painted or None | Steel |  | 1901-01-01 | [12 empty] | Annual line testing | Annual line testing |  | UST Currently In Use: 0; UST Temp Close: 0; AST Currently In Use: 3; AST Temp Closed: 0 | 0 | 0 | 6 | 14262-015-001869 | Ryder System Inc.
27298 | Permanently Closed | 1994-11-11 | 1980-01-01 | 1994-11-11 | Petroleum | On road diesel | On road diesel |  | Steel | Steel |  | Painted or None | Steel |  | 1901-01-01 | [12 empty] | Annual line testing | Annual line testing |  | UST Currently In Use: 0; UST Temp Close: 0; AST Currently In Use: 3; AST Temp Closed: 0 | 0 | 0 | 6 | 14262-015-001869 | Ryder System Inc.
27299 | Permanently Closed | 1994-11-11 | 1980-01-01 | 1994-11-11 | Petroleum | On road diesel | On road diesel |  | Steel | Steel |  | Painted or None | Steel |  | 1901-01-01 | [12 empty] | Annual line testing | Annual line testing |  | UST Currently In Use: 0; UST Temp Close: 0; AST Currently In Use: 3; AST Temp Closed: 0 | 0 | 0 | 6 | 14262-015-001869 | Ryder System Inc.
27300 | Permanently Closed | 1994-11-11 | 1980-01-01 | 1994-11-11 | Petroleum | Other, NEW OIL | Other |  | Steel | Steel |  | Painted or None | Steel |  | 1901-01-01 | [15 empty] | UST Currently In Use: 0; UST Temp Close: 0; AST Currently In Use: 3; AST Temp Closed: 0 | 0 | 0 | 6 | 14262-015-001869 | Ryder System Inc.
27301 | Permanently Closed | 1994-11-11 | 1980-01-01 | 1994-11-11 | Petroleum | Used oil | Used oil |  | Steel | Steel |  | Painted or None | Steel |  | 1901-01-01 | [15 empty] | UST Currently In Use: 0; UST Temp Close: 0; AST Currently In Use: 3; AST Temp Closed: 0 | 0 | 0 | 6 | 14262-015-001869 | Ryder System Inc.
27302 | Permanently Closed | 1993-01-01 | 1964-01-01 | 1994-07-19 | Petroleum | Used oil | Used oil |  | Steel | Steel |  | Painted or None | Steel |  | 1901-01-01 | [15 empty] | UST Currently In Use: 0; UST Temp Close: 0; AST Currently In Use: 0; AST Temp Closed: 0 | 0 | 0 | 1 | 14262-047-007975 | Ryder System Inc.
27303 | Retired | 1978-05-01 | 1964-01-01 |  | Petroleum | Other, X | Other |  | Steel | Steel |  | Painted or None | Steel |  | 1901-01-01 | [15 empty] | UST Currently In Use: 0; UST Temp Close: 0; AST Currently In Use: 0; AST Temp Closed: 0 | 0 | 0 | 1 | 14262-047-007975 | Ryder System Inc.
27304 | Permanently Closed | 1994-11-03 | 1974-01-01 | 1994-11-03 | Petroleum | Used oil | Used oil |  | Steel | Steel |  | Painted or None | Steel |  | 1901-01-01 | [15 empty] | UST Currently In Use: 0; UST Temp Close: 0; AST Currently In Use: 3; AST Temp Closed: 0 | 0 | 0 | 5 | 14262-055-001863 | Ryder System Inc.
27305 | Permanently Closed | 1998-07-11 | 1982-01-01 | 1998-07-11 | Petroleum | On road diesel | On road diesel |  | Steel | Steel |  | Painted or None | Steel |  | 1901-01-01 | [12 empty] | Annual line testing | Annual line testing |  | UST Currently In Use: 0; UST Temp Close: 0; AST Currently In Use: 3; AST Temp Closed: 0 | 0 | 0 | 5 | 14262-055-001863 | Ryder System Inc.
27306 | Permanently Closed | 1998-07-11 | 1982-01-01 | 1998-07-11 | Petroleum | On road diesel | On road diesel |  | Steel | Steel |  | Painted or None | Steel |  | 1901-01-01 | [12 empty] | Annual line testing | Annual line testing |  | UST Currently In Use: 0; UST Temp Close: 0; AST Currently In Use: 3; AST Temp Closed: 0 | 0 | 0 | 5 | 14262-055-001863 | Ryder System Inc.
27307 | Permanently Closed | 1994-11-03 | 1974-01-01 | 1994-11-03 | Petroleum | Used oil | Used oil |  | Steel | Steel |  | Painted or None | Steel |  | 1901-01-01 | [15 empty] | UST Currently In Use: 0; UST Temp Close: 0; AST Currently In Use: 3; AST Temp Closed: 0 | 0 | 0 | 5 | 14262-055-001863 | Ryder System Inc.
27308 | Permanently Closed | 1994-11-03 | 1974-01-01 | 1994-11-03 | Petroleum | Used oil | Used oil |  | Steel | Steel |  | Painted or None | Steel |  | 1901-01-01 | [15 empty] | UST Currently In Use: 0; UST Temp Close: 0; AST Currently In Use: 3; AST Temp Closed: 0 | 0 | 0 | 5 | 14262-055-001863 | Ryder System Inc.
27309 | Permanently Closed | 2004-12-02 | 1978-01-01 | 1994-12-07 | Petroleum | Unleaded gasoline | Unleaded gasoline |  | Steel | Steel |  | Painted or None | Steel |  | 1901-01-01 | [15 empty] | UST Currently In Use: 1; UST Temp Close: 0; AST Currently In Use: 2; AST Temp Closed: 0 | 1 | 0 | 7 | 14262-073-001867 | Ryder System Inc.
27310 | Permanently Closed | 2004-12-02 | 1978-01-01 | 1994-12-07 | Petroleum | Unleaded gasoline | Unleaded gasoline |  | Steel | Steel |  | Painted or None | Steel |  | 1901-01-01 | [15 empty] | UST Currently In Use: 1; UST Temp Close: 0; AST Currently In Use: 2; AST Temp Closed: 0 | 1 | 0 | 7 | 14262-073-001867 | Ryder System Inc.
27311 | Permanently Closed | 2004-12-02 | 1978-01-01 | 1994-12-07 | Petroleum | Unleaded gasoline | Unleaded gasoline |  | Steel | Steel |  | Painted or None | Steel |  | 1901-01-01 | [15 empty] | UST Currently In Use: 1; UST Temp Close: 0; AST Currently In Use: 2; AST Temp Closed: 0 | 1 | 0 | 7 | 14262-073-001867 | Ryder System Inc.
27312 | Permanently Closed | 2004-12-02 | 1978-01-01 | 1994-12-07 | Petroleum | Unleaded gasoline | Unleaded gasoline |  | Steel | Steel |  | Painted or None | Steel |  | 1901-01-01 | [15 empty] | UST Currently In Use: 1; UST Temp Close: 0; AST Currently In Use: 2; AST Temp Closed: 0 | 1 | 0 | 7 | 14262-073-001867 | Ryder System Inc.
27313 | Permanently Closed | 1993-11-15 | 1978-01-01 | 1993-11-17 | Petroleum | Used oil | Used oil |  | Steel | Steel |  | Painted or None | Steel |  | 1901-01-01 | [12 empty] | Annual line testing | Annual line testing |  | UST Currently In Use: 1; UST Temp Close: 0; AST Currently In Use: 2; AST Temp Closed: 0 | 1 | 0 | 7 | 14262-073-001867 | Ryder System Inc.
27314 | Permanently Closed | 1993-11-15 | 1978-01-01 | 1993-11-17 | Petroleum | Used oil | Used oil |  | Steel | Steel |  | Painted or None | Steel |  | 1901-01-01 | [12 empty] | Annual line testing | Annual line testing |  | UST Currently In Use: 1; UST Temp Close: 0; AST Currently In Use: 2; AST Temp Closed: 0 | 1 | 0 | 7 | 14262-073-001867 | Ryder System Inc.
27315 | Permanently Closed | 1983-01-01 | 1978-01-01 | 1993-11-17 | Petroleum | Other, ANTIFREEZE | Other |  | Steel | Steel |  | Painted or None | Steel |  | 1901-01-01 | [15 empty] | UST Currently In Use: 1; UST Temp Close: 0; AST Currently In Use: 2; AST Temp Closed: 0 | 1 | 0 | 7 | 14262-073-001867 | Ryder System Inc.
27316 | Permanently Closed | 1990-04-04 | 1962-01-01 | 1990-04-04 | Petroleum | Unleaded gasoline | Unleaded gasoline |  | Steel | Steel |  |  | Steel |  | 1901-01-01 | [15 empty] | UST Currently In Use: 0; UST Temp Close: 0; AST Currently In Use: 0; AST Temp Closed: 0 | 0 | 0 | 5 | 14268-073-001868 | RYDER TRUCK RENTAL
27317 | Permanently Closed | 1990-04-04 | 1962-01-01 | 1990-04-04 | Petroleum | On road diesel | On road diesel |  | Steel | Steel |  |  | Steel |  | 1901-01-01 | [15 empty] | UST Currently In Use: 0; UST Temp Close: 0; AST Currently In Use: 0; AST Temp Closed: 0 | 0 | 0 | 5 | 14268-073-001868 | RYDER TRUCK RENTAL
27318 | Permanently Closed | 1990-04-04 | 1971-01-01 | 1990-04-04 | Petroleum | On road diesel | On road diesel |  | Steel | Steel |  |  | Steel |  | 1901-01-01 | [15 empty] | UST Currently In Use: 0; UST Temp Close: 0; AST Currently In Use: 0; AST Temp Closed: 0 | 0 | 0 | 5 | 14268-073-001868 | RYDER TRUCK RENTAL
27319 | Permanently Closed | 1990-04-04 | 1962-01-01 | 1990-04-04 | Petroleum | Other, NEW OIL | Other |  | Steel | Steel |  |  | Steel |  | 1901-01-01 | [15 empty] | UST Currently In Use: 0; UST Temp Close: 0; AST Currently In Use: 0; AST Temp Closed: 0 | 0 | 0 | 5 | 14268-073-001868 | RYDER TRUCK RENTAL
27320 | Permanently Closed | 1990-04-04 | 1962-01-01 | 1990-04-04 | Petroleum | Used oil | Used oil |  | Steel | Steel |  |  | Steel |  | 1901-01-01 | [15 empty] | UST Currently In Use: 0; UST Temp Close: 0; AST Currently In Use: 0; AST Temp Closed: 0 | 0 | 0 | 5 | 14268-073-001868 | RYDER TRUCK RENTAL
27321 | Retired | 1988-08-08 | 1964-01-01 |  | Petroleum | On road diesel | On road diesel |  | Steel | Steel |  | Painted or None | Steel |  | 1901-01-01 | [15 empty] | UST Currently In Use: 0; UST Temp Close: 0; AST Currently In Use: 0; AST Temp Closed: 0 | 0 | 0 | 0 | 14268-077-007341 | RYDER TRUCK RENTAL
27322 | Retired | 1988-08-08 | 1964-01-01 |  | Petroleum | On road diesel | On road diesel |  | Steel | Steel |  | Painted or None | Steel |  | 1901-01-01 | [15 empty] | UST Currently In Use: 0; UST Temp Close: 0; AST Currently In Use: 0; AST Temp Closed: 0 | 0 | 0 | 0 | 14268-077-007341 | RYDER TRUCK RENTAL
27323 | Retired | 1988-08-08 | 1964-01-01 |  | Petroleum | On road diesel | On road diesel |  | Steel | Steel |  | Painted or None | Steel |  | 1901-01-01 | [15 empty] | UST Currently In Use: 0; UST Temp Close: 0; AST Currently In Use: 0; AST Temp Closed: 0 | 0 | 0 | 0 | 14268-077-007341 | RYDER TRUCK RENTAL
27324 | Retired | 1988-08-08 | 1980-01-01 |  | Petroleum | Used oil | Used oil |  | Steel | Steel |  | Painted or None | Steel |  | 1901-01-01 | [15 empty] | UST Currently In Use: 0; UST Temp Close: 0; AST Currently In Use: 0; AST Temp Closed: 0 | 0 | 0 | 0 | 14268-077-007341 | RYDER TRUCK RENTAL
27325 | Retired | 1988-08-08 | 1980-01-01 |  | Petroleum | Other, MNRL OIL | Other |  | Steel | Steel |  | Painted or None | Steel |  | 1901-01-01 | [15 empty] | UST Currently In Use: 0; UST Temp Close: 0; AST Currently In Use: 0; AST Temp Closed: 0 | 0 | 0 | 0 | 14268-077-007341 | RYDER TRUCK RENTAL
27326 | Permanently Closed | 1996-04-01 | 1982-01-01 | 1996-04-10 | Petroleum | Unleaded gasoline | Unleaded gasoline | Industrial | Steel | Steel |  | Painted or None | Steel |  | 1901-01-01 | [12 empty] | Annual line testing | Annual line testing |  | UST Currently In Use: 2; UST Temp Close: 0; AST Currently In Use: 0; AST Temp Closed: 0 | 2 | 0 | 5 | 14262-101-001865 | Ryder System Inc.
27327 | Permanently Closed | 1996-04-01 | 1982-01-01 | 1996-04-10 | Petroleum | On road diesel | On road diesel | Industrial | Steel | Steel |  | Painted or None | Steel |  | 1901-01-01 | [12 empty] | Annual line testing | Annual line testing |  | UST Currently In Use: 2; UST Temp Close: 0; AST Currently In Use: 0; AST Temp Closed: 0 | 2 | 0 | 5 | 14262-101-001865 | Ryder System Inc.
27328 | Permanently Closed | 1996-04-01 | 1982-01-01 | 1996-04-10 | Petroleum | On road diesel | On road diesel | Industrial | Steel | Steel |  | Painted or None | Steel |  | 1901-01-01 | [12 empty] | Annual line testing | Annual line testing |  | UST Currently In Use: 2; UST Temp Close: 0; AST Currently In Use: 0; AST Temp Closed: 0 | 2 | 0 | 5 | 14262-101-001865 | Ryder System Inc.
27329 | Permanently Closed | 1996-04-01 | 1982-01-01 | 1996-04-10 | Petroleum | Used oil | Used oil | Industrial | Steel | Steel |  | Painted or None | Steel |  | 1901-01-01 | [15 empty] | UST Currently In Use: 2; UST Temp Close: 0; AST Currently In Use: 0; AST Temp Closed: 0 | 2 | 0 | 5 | 14262-101-001865 | Ryder System Inc.
27330 | Permanently Closed | 1996-04-01 | 1978-01-01 | 1996-04-10 | Petroleum | Used oil | Used oil | Industrial |  |  |  |  | Steel |  | 1901-01-01 | [15 empty] | UST Currently In Use: 2; UST Temp Close: 0; AST Currently In Use: 0; AST Temp Closed: 0 | 2 | 0 | 5 | 14262-101-001865 | Ryder System Inc.
27331 | Retired | 1988-08-08 | 1974-01-01 |  | Petroleum | Unleaded gasoline | Unleaded gasoline |  | Steel | Steel |  | Painted or None | Steel |  | 1901-01-01 | [15 empty] | UST Currently In Use: 0; UST Temp Close: 0; AST Currently In Use: 0; AST Temp Closed: 0 | 0 | 0 | 0 | 14268-125-001864 | RYDER TRUCK RENTAL
27332 | Retired | 1988-08-08 | 1977-01-01 |  | Petroleum | On road diesel | On road diesel |  | Steel | Steel |  | Painted or None | Steel |  | 1901-01-01 | [15 empty] | UST Currently In Use: 0; UST Temp Close: 0; AST Currently In Use: 0; AST Temp Closed: 0 | 0 | 0 | 0 | 14268-125-001864 | RYDER TRUCK RENTAL
27333 | Retired | 1988-08-08 | 1977-01-01 |  | Petroleum | On road diesel | On road diesel |  | Steel | Steel |  | Painted or None | Steel |  | 1901-01-01 | [15 empty] | UST Currently In Use: 0; UST Temp Close: 0; AST Currently In Use: 0; AST Temp Closed: 0 | 0 | 0 | 0 | 14268-125-001864 | RYDER TRUCK RENTAL
27334 | Retired | 1988-08-08 | 1977-01-01 |  | Petroleum | Used oil | Used oil |  | Steel | Steel |  | Painted or None | Steel |  | 1901-01-01 | [15 empty] | UST Currently In Use: 0; UST Temp Close: 0; AST Currently In Use: 0; AST Temp Closed: 0 | 0 | 0 | 0 | 14268-125-001864 | RYDER TRUCK RENTAL
27335 | Retired | 1988-08-08 | 1977-01-01 |  | Petroleum | Used oil | Used oil |  | Steel | Steel |  | Painted or None | Steel |  | 1901-01-01 | [15 empty] | UST Currently In Use: 0; UST Temp Close: 0; AST Currently In Use: 0; AST Temp Closed: 0 | 0 | 0 | 0 | 14268-125-001864 | RYDER TRUCK RENTAL
27336 | Permanently Closed | 1994-01-10 | 1978-01-01 | 1994-01-12 | Petroleum | On road diesel | On road diesel | Industrial | Steel | Steel |  | Painted or None | Steel |  | 1901-01-01 | [15 empty] | UST Currently In Use: 0; UST Temp Close: 0; AST Currently In Use: 3; AST Temp Closed: 0 | 0 | 0 | 2 | 14262-125-007981 | Ryder System Inc.
27337 | Permanently Closed | 1996-08-01 | 1978-01-01 | 1997-08-19 | Petroleum | Used oil | Used oil |  | Steel | Steel |  | Painted or None | Steel |  | 1901-01-01 | [6 empty] | Manual Tank Gauging (only tanks 1000 gal. or less and 48” or 64” in diameter) | [8 empty] | UST Currently In Use: 0; UST Temp Close: 0; AST Currently In Use: 3; AST Temp Closed: 0 | 0 | 0 | 2 | 14262-125-007981 | Ryder System Inc.
27338 | Retired | 1988-08-08 | 1970-01-01 |  | Petroleum | Unleaded gasoline | Unleaded gasoline |  | Steel | Steel |  |  | Steel |  | 1901-01-01 | [15 empty] | UST Currently In Use: 0; UST Temp Close: 0; AST Currently In Use: 0; AST Temp Closed: 0 | 0 | 0 | 0 | 14268-127-001866 | RYDER TRUCK RENTAL
27339 | Permanently Closed | 1996-09-01 | 1987-01-01 | 1996-09-17 | Petroleum | On road diesel | On road diesel |  | Steel | Steel |  | Painted or None | Steel |  | 1901-01-01 | [12 empty] | Annual line testing | Annual line testing |  | UST Currently In Use: 0; UST Temp Close: 0; AST Currently In Use: 0; AST Temp Closed: 0 | 0 | 0 | 4 | 14269-077-012946 | RYDER TRUCK RENTAL INC
27340 | Permanently Closed | 1996-09-01 | 1987-01-01 | 1996-09-17 | Petroleum | Unleaded gasoline | Unleaded gasoline |  | Steel | Steel |  | Painted or None | Steel |  | 1901-01-01 | [12 empty] | Annual line testing | Annual line testing |  | UST Currently In Use: 0; UST Temp Close: 0; AST Currently In Use: 0; AST Temp Closed: 0 | 0 | 0 | 4 | 14269-077-012946 | RYDER TRUCK RENTAL INC
27341 | Permanently Closed | 1995-09-01 | 1973-01-01 | 1995-12-15 | Petroleum | Other, MOTOR OIL | Other |  | Steel | Steel |  | Painted or None | Steel |  | 1901-01-01 | [12 empty] | Annual line testing | Annual line testing |  | UST Currently In Use: 0; UST Temp Close: 0; AST Currently In Use: 0; AST Temp Closed: 0 | 0 | 0 | 4 | 14269-077-012946 | RYDER TRUCK RENTAL INC
27342 | Permanently Closed | 1995-09-01 | 1978-01-01 | 1995-12-15 | Petroleum | Used oil | Used oil |  | Steel | Steel |  | Painted or None | Steel |  | 1901-01-01 | [12 empty] | Annual line testing | Annual line testing |  | UST Currently In Use: 0; UST Temp Close: 0; AST Currently In Use: 0; AST Temp Closed: 0 | 0 | 0 | 4 | 14269-077-012946 | RYDER TRUCK RENTAL INC
27343 | Permanently Closed | 1994-10-17 | 1973-01-01 | 1994-10-17 | Petroleum | Used oil | Used oil |  | Steel | Steel |  | Painted or None | Steel |  | 1901-01-01 | [15 empty] | UST Currently In Use: 0; UST Temp Close: 0; AST Currently In Use: 0; AST Temp Closed: 0 | 0 | 0 | 1 | 14271-071-010512 | S & B DEVELOPMENT CO
27344 | Permanently Closed | 1991-05-30 | 1974-01-01 | 1991-05-30 | Petroleum | On road diesel | On road diesel |  | Steel | Steel |  | Painted or None | Steel |  | 1901-01-01 | [15 empty] | UST Currently In Use: 0; UST Temp Close: 0; AST Currently In Use: 3; AST Temp Closed: 0 | 0 | 0 | 3 | 14272-033-002575 | S & M EQUIPMENT CO
27345 | Permanently Closed | 1991-05-30 | 1974-01-01 | 1991-05-30 | Petroleum | Unleaded gasoline | Unleaded gasoline |  | Steel | Steel |  | Painted or None | Steel |  | 1901-01-01 | [15 empty] | UST Currently In Use: 0; UST Temp Close: 0; AST Currently In Use: 3; AST Temp Closed: 0 | 0 | 0 | 3 | 14272-033-002575 | S & M EQUIPMENT CO
27346 | Permanently Closed | 1991-05-30 | 1972-01-01 | 1991-05-30 | Petroleum | On road diesel | On road diesel |  | Steel | Steel |  | Painted or None | Steel |  | 1901-01-01 | [15 empty] | UST Currently In Use: 0; UST Temp Close: 0; AST Currently In Use: 3; AST Temp Closed: 0 | 0 | 0 | 3 | 14272-033-002575 | S & M EQUIPMENT CO
27347 | Permanently Closed | 1986-08-11 | 1973-01-01 | 1986-08-12 | Petroleum | Unleaded gasoline | Unleaded gasoline |  | Steel | Steel |  |  |  |  | 1901-01-01 | [15 empty] | UST Currently In Use: 0; UST Temp Close: 0; AST Currently In Use: 0; AST Temp Closed: 0 | 0 | 0 | 1 | 14273-101-012267 | S & M FARMS INC
27348 | Permanently Closed | 1989-12-04 | 1969-01-01 | 1989-12-04 | Petroleum | Unleaded gasoline | Unleaded gasoline |  | Steel | Steel |  | Painted or None | Steel |  | 1901-01-01 | [15 empty] | UST Currently In Use: 0; UST Temp Close: 0; AST Currently In Use: 0; AST Temp Closed: 0 | 0 | 0 | 1 | 14274-073-007423 | S & S CHEMICAL & DRY ICE CO INC
27349 | Permanently Closed | 1998-12-14 | 1968-01-01 | 1998-12-14 | Petroleum | Unleaded gasoline | Unleaded gasoline |  | Steel | Steel |  |  |  |  | 1901-01-01 | [15 empty] | UST Currently In Use: 0; UST Temp Close: 0; AST Currently In Use: 0; AST Temp Closed: 0 | 0 | 0 | 1 | 14275-073-004373 | S AND S CONSTRUCTION CO INC
27350 | Permanently Closed | 1990-11-21 | 1976-01-01 | 1994-11-21 | Petroleum | Unleaded gasoline | Unleaded gasoline |  | Steel | Steel | Interior lined (not allowed as a standalone method of corrosion protection) | Painted or None | Steel |  | 1901-01-01 | [15 empty] | UST Currently In Use: 0; UST Temp Close: 0; AST Currently In Use: 0; AST Temp Closed: 0 | 0 | 0 | 2 | 14276-019-006055 | S & S CONVENIENCE STORE
27351 | Permanently Closed | 1990-11-21 | 1976-01-01 | 1994-11-21 | Petroleum | Unleaded gasoline | Unleaded gasoline |  | Steel | Steel | Interior lined (not allowed as a standalone method of corrosion protection) | Painted or None | Steel |  | 1901-01-01 | [15 empty] | UST Currently In Use: 0; UST Temp Close: 0; AST Currently In Use: 0; AST Temp Closed: 0 | 0 | 0 | 2 | 14276-019-006055 | S & S CONVENIENCE STORE
27352 | Permanently Closed | 1988-10-01 | 1974-01-01 | 1988-11-23 | Petroleum | Unleaded gasoline | Unleaded gasoline |  | Steel | Steel |  |  | Steel |  | 1901-01-01 | [15 empty] | UST Currently In Use: 0; UST Temp Close: 0; AST Currently In Use: 0; AST Temp Closed: 0 | 0 | 0 | 2 | 14277-051-004936 | S & S FOREST PRODUCTS
27353 | Permanently Closed | 1987-10-01 | 1974-01-01 | 1988-11-23 | Petroleum | On road diesel | On road diesel |  | Steel | Steel |  |  | Steel |  | 1901-01-01 | [15 empty] | UST Currently In Use: 0; UST Temp Close: 0; AST Currently In Use: 0; AST Temp Closed: 0 | 0 | 0 | 2 | 14277-051-004936 | S & S FOREST PRODUCTS
27354 | Permanently Closed | 1996-05-03 | 1970-01-01 | 1996-05-03 | Petroleum | Unleaded gasoline | Unleaded gasoline | State/federal government |  |  |  | Painted or None | Steel |  | 1901-01-01 | [15 empty] | UST Currently In Use: 0; UST Temp Close: 0; AST Currently In Use: 0; AST Temp Closed: 0 | 0 | 0 | 1 | 14278-097-010329 | S D BISHOP STATE JUNIOR COLLEGE
27355 | Permanently Closed | 1989-01-01 | 1953-01-01 | 1992-08-01 | Petroleum | Unleaded gasoline | Unleaded gasoline |  | Steel | Steel |  | Painted or None | Steel |  | 1901-01-01 | [15 empty] | UST Currently In Use: 0; UST Temp Close: 0; AST Currently In Use: 0; AST Temp Closed: 0 | 0 | 0 | 2 | 14279-017-008615 | S D EARL
27356 | Permanently Closed | 1989-01-01 | 1953-01-01 | 1992-08-01 | Petroleum | Unleaded gasoline | Unleaded gasoline |  | Steel | Steel |  | Painted or None | Steel |  | 1901-01-01 | [15 empty] | UST Currently In Use: 0; UST Temp Close: 0; AST Currently In Use: 0; AST Temp Closed: 0 | 0 | 0 | 2 | 14279-017-008615 | S D EARL
27357 | Permanently Closed | 1992-12-02 | 1975-01-01 | 1993-11-02 | Petroleum | Unleaded gasoline | Unleaded gasoline |  | Fiberglass coated steel | Fiberglass coated steel |  |  | Steel |  | 1901-01-01 | [15 empty] | UST Currently In Use: 0; UST Temp Close: 0; AST Currently In Use: 0; AST Temp Closed: 0 | 0 | 0 | 4 | 14280-119-009761 | S D WARD
27358 | Permanently Closed | 1992-12-02 | 1975-01-01 | 1993-11-02 | Petroleum | Unleaded gasoline | Unleaded gasoline |  | Fiberglass coated steel | Fiberglass coated steel |  |  | Steel |  | 1901-01-01 | [15 empty] | UST Currently In Use: 0; UST Temp Close: 0; AST Currently In Use: 0; AST Temp Closed: 0 | 0 | 0 | 4 | 14280-119-009761 | S D WARD
27359 | Permanently Closed | 1992-12-02 | 1975-01-01 | 1993-11-02 | Petroleum | Unleaded gasoline | Unleaded gasoline |  | Fiberglass coated steel | Fiberglass coated steel |  |  | Steel |  | 1901-01-01 | [15 empty] | UST Currently In Use: 0; UST Temp Close: 0; AST Currently In Use: 0; AST Temp Closed: 0 | 0 | 0 | 4 | 14280-119-009761 | S D WARD
27360 | Permanently Closed | 1992-12-02 | 1975-01-01 | 1993-11-02 | Petroleum | Used oil | Used oil |  | Fiberglass coated steel | Fiberglass coated steel |  |  | Steel |  | 1901-01-01 | [15 empty] | UST Currently In Use: 0; UST Temp Close: 0; AST Currently In Use: 0; AST Temp Closed: 0 | 0 | 0 | 4 | 14280-119-009761 | S D WARD
27361 | Permanently Closed | 1991-10-22 | 1968-01-01 | 1991-10-22 | Petroleum | Unleaded gasoline | Unleaded gasoline |  | Steel | Steel |  |  | Steel |  | 1901-01-01 | [15 empty] | UST Currently In Use: 2; UST Temp Close: 0; AST Currently In Use: 0; AST Temp Closed: 0 | 2 | 0 | 3 | 14281-103-008351 | JAMES WEAVER
27362 | Permanently Closed | 1991-10-22 | 1968-01-01 | 1991-10-22 | Petroleum | Unleaded gasoline | Unleaded gasoline |  | Steel | Steel |  |  | Steel |  | 1901-01-01 | [15 empty] | UST Currently In Use: 2; UST Temp Close: 0; AST Currently In Use: 0; AST Temp Closed: 0 | 2 | 0 | 3 | 14281-103-008351 | JAMES WEAVER
27363 | Permanently Closed | 1991-10-22 | 1972-01-01 | 1991-10-22 | Petroleum | Unleaded gasoline | Unleaded gasoline |  | Steel | Steel |  |  | Steel |  | 1901-01-01 | [15 empty] | UST Currently In Use: 2; UST Temp Close: 0; AST Currently In Use: 0; AST Temp Closed: 0 | 2 | 0 | 3 | 14281-103-008351 | JAMES WEAVER
27364 | Currently in Use |  | 1977-09-28 |  | Petroleum | Premium gasoline | Premium gasoline | Retail | Fiberglass reinforced plastic, Single Wall | Single Wall |  |  | Double Wall, Fiberglass reinforced plastic |  |  |  | Catchment Basin, Single walled catchment basin | Flow Rest 90% Full | Flow Rest 90% Full |  |  | Automatic Tank Gauge | Single walled submersible pump containment sump | Automatic flow restrictor (MLLD) | Automatic flow restrictor (MLLD) |  | SENSOR TO ATG | Annual line testing | Annual line testing |  | UST Currently In Use: 2; UST Temp Close: 0; AST Currently In Use: 0; AST Temp Closed: 0 | 2 | 0 | 3 | 14281-103-008351 | JAMES WEAVER
27365 | Permanently Closed | 1998-12-21 | 1968-01-01 | 1999-02-03 | Petroleum | On road diesel | On road diesel |  | Steel | Steel |  | Painted or None | Steel |  | 1901-01-01 | [15 empty] | UST Currently In Use: 0; UST Temp Close: 0; AST Currently In Use: 0; AST Temp Closed: 0 | 0 | 0 | 6 | 14283-073-008841 | S E RUSSELL JR
27366 | Permanently Closed | 1998-12-21 | 1968-01-01 | 1999-02-03 | Petroleum | On road diesel | On road diesel |  | Steel | Steel |  | Painted or None | Steel |  | 1901-01-01 | [15 empty] | UST Currently In Use: 0; UST Temp Close: 0; AST Currently In Use: 0; AST Temp Closed: 0 | 0 | 0 | 6 | 14283-073-008841 | S E RUSSELL JR
27367 | Permanently Closed | 1901-01-01 | 1968-01-01 |  | Petroleum | Other, OTHER | Other |  | Steel | Steel |  | Painted or None | Steel |  | 1901-01-01 | [15 empty] | UST Currently In Use: 0; UST Temp Close: 0; AST Currently In Use: 0; AST Temp Closed: 0 | 0 | 0 | 6 | 14283-073-008841 | S E RUSSELL JR
27368 | Permanently Closed | 1901-01-01 | 1982-01-01 |  | Petroleum | Used oil | Used oil |  | Steel | Steel |  | Painted or None | Steel |  | 1901-01-01 | [15 empty] | UST Currently In Use: 0; UST Temp Close: 0; AST Currently In Use: 0; AST Temp Closed: 0 | 0 | 0 | 6 | 14283-073-008841 | S E RUSSELL JR
27369 | Permanently Closed | 1998-12-21 | 1968-01-01 | 1999-02-03 | Petroleum | Other, 30 WT OIL | Other |  | Steel | Steel |  | Painted or None | Steel |  | 1901-01-01 | [15 empty] | UST Currently In Use: 0; UST Temp Close: 0; AST Currently In Use: 0; AST Temp Closed: 0 | 0 | 0 | 6 | 14283-073-008841 | S E RUSSELL JR
27370 | Permanently Closed | 1994-01-05 | 1983-01-01 | 1994-01-05 | Petroleum | On road diesel | On road diesel |  | Steel | Steel |  | Painted or None | Steel |  | 1901-01-01 | [15 empty] | UST Currently In Use: 0; UST Temp Close: 0; AST Currently In Use: 2; AST Temp Closed: 0 | 0 | 0 | 2 | 14284-079-004779 | S S I INC
27371 | Permanently Closed | 1994-01-05 | 1983-01-01 | 1994-01-05 | Petroleum | Unleaded gasoline | Unleaded gasoline |  | Steel | Steel |  | Painted or None | Steel |  | 1901-01-01 | [15 empty] | UST Currently In Use: 0; UST Temp Close: 0; AST Currently In Use: 2; AST Temp Closed: 0 | 0 | 0 | 2 | 14284-079-004779 | S S I INC
27372 | Permanently Closed | 2003-08-08 | 1977-01-01 | 2003-08-08 | Petroleum | Unleaded gasoline | Unleaded gasoline | Industrial | Steel | Steel | Field installed cathodic protection |  | Steel |  | 1901-01-01 | Field installed cathodic protection | Catchment Basin, Single walled catchment basin | Automatic shutoff device At 95% full | Automatic shutoff device At 95% full | [11 empty] | UST Currently In Use: 0; UST Temp Close: 0; AST Currently In Use: 0; AST Temp Closed: 0 | 0 | 0 | 2 | 14285-097-000936 | S S STEELE AND CO INC
27373 | Permanently Closed | 2003-08-08 | 1977-01-01 | 2003-08-08 | Petroleum | On road diesel | On road diesel | Industrial | Steel | Steel | Field installed cathodic protection |  | Steel |  | 1901-01-01 | Field installed cathodic protection | Catchment Basin, Single walled catchment basin | Automatic shutoff device At 95% full | Automatic shutoff device At 95% full | [11 empty] | UST Currently In Use: 0; UST Temp Close: 0; AST Currently In Use: 0; AST Temp Closed: 0 | 0 | 0 | 2 | 14285-097-000936 | S S STEELE AND CO INC
27374 | Permanently Closed | 1990-12-26 | 1928-01-01 | 1990-12-26 | Petroleum | Other, X | Other |  | Steel | Steel | Other, ASPHALT |  | Steel |  | 1901-01-01 | [15 empty] | UST Currently In Use: 0; UST Temp Close: 0; AST Currently In Use: 0; AST Temp Closed: 0 | 0 | 0 | 4 | 14286-021-001673 | S T BENTLEY
27375 | Permanently Closed | 1990-12-26 | 1928-01-01 | 1990-12-26 | Petroleum | Other, X | Other |  | Steel | Steel | Other, ASPHALT |  | Steel |  | 1901-01-01 | [15 empty] | UST Currently In Use: 0; UST Temp Close: 0; AST Currently In Use: 0; AST Temp Closed: 0 | 0 | 0 | 4 | 14286-021-001673 | S T BENTLEY
27376 | Permanently Closed | 1989-12-22 | 1963-01-01 | 1990-07-24 | Petroleum | Unleaded gasoline | Unleaded gasoline |  | Steel | Steel | Other, ASPHALT |  | Steel |  | 1901-01-01 | [15 empty] | UST Currently In Use: 0; UST Temp Close: 0; AST Currently In Use: 0; AST Temp Closed: 0 | 0 | 0 | 4 | 14286-021-001673 | S T BENTLEY
27377 | Permanently Closed | 1990-12-26 | 1978-01-01 | 1990-12-26 | Petroleum | On road diesel | On road diesel |  | Steel | Steel | Other, ASPHALT |  | Steel |  | 1901-01-01 | [15 empty] | UST Currently In Use: 0; UST Temp Close: 0; AST Currently In Use: 0; AST Temp Closed: 0 | 0 | 0 | 4 | 14286-021-001673 | S T BENTLEY
27378 | Permanently Closed | 1993-12-28 | 1982-01-01 |  | Petroleum | Unleaded gasoline | Unleaded gasoline |  | Steel | Steel |  | Painted or None | Steel |  | 1901-01-01 | [15 empty] | UST Currently In Use: 0; UST Temp Close: 0; AST Currently In Use: 0; AST Temp Closed: 0 | 0 | 0 | 3 | 14287-033-001319 | SAM T CARTER OIL COMPANY, INC.
27379 | Permanently Closed | 1987-07-01 | 1973-01-01 | 1987-07-01 | Petroleum | Unleaded gasoline | Unleaded gasoline |  | Steel | Steel |  | Painted or None | Steel |  | 1901-01-01 | [15 empty] | UST Currently In Use: 0; UST Temp Close: 0; AST Currently In Use: 0; AST Temp Closed: 0 | 0 | 0 | 3 | 14287-033-001319 | SAM T CARTER OIL COMPANY, INC.
27380 | Permanently Closed | 1993-12-28 | 1984-01-01 |  | Petroleum | Unleaded gasoline | Unleaded gasoline |  | Steel | Steel | Coated & cathodic protection (sti-P3) |  | Steel |  | 1901-01-01 | [15 empty] | UST Currently In Use: 0; UST Temp Close: 0; AST Currently In Use: 0; AST Temp Closed: 0 | 0 | 0 | 3 | 14287-033-001319 | SAM T CARTER OIL COMPANY, INC.
27381 | Permanently Closed | 1991-01-28 | 1964-01-01 | 1991-01-28 | Petroleum | Unleaded gasoline | Unleaded gasoline |  | Steel | Steel |  | Painted or None | Steel |  | 1901-01-01 | [15 empty] | UST Currently In Use: 0; UST Temp Close: 0; AST Currently In Use: 2; AST Temp Closed: 0 | 0 | 0 | 2 | 14287-033-001321 | SAM T CARTER OIL COMPANY, INC.
27382 | Permanently Closed | 1991-01-28 | 1964-01-01 | 1991-01-28 | Petroleum | Unleaded gasoline | Unleaded gasoline |  | Steel | Steel |  | Painted or None | Steel |  | 1901-01-01 | [15 empty] | UST Currently In Use: 0; UST Temp Close: 0; AST Currently In Use: 2; AST Temp Closed: 0 | 0 | 0 | 2 | 14287-033-001321 | SAM T CARTER OIL COMPANY, INC.
27384 | Permanently Closed | 2018-04-02 | 1973-10-16 | 2021-08-27 | Petroleum | Unleaded gasoline | Unleaded gasoline | Bulk facility | Single Wall, Steel | Steel | Field installed cathodic protection |  | Double Wall, Fiberglass reinforced plastic |  |  |  | Catchment Basin, Single walled catchment basin | Automatic shutoff device At 95% full, Flow Rest 90% Full | Flow Rest 90% Full |  |  | Continuous Automatic Tank Gauge |  | Automatic flow restrictor (MLLD), Containment Sump | Containment Sump |  | SENSOR TO ATG | Annual line testing | Annual line testing |  | UST Currently In Use: 2; UST Temp Close: 0; AST Currently In Use: 6; AST Temp Closed: 1 | 2 | 0 | 8 | 14287-033-001817 | SAM T CARTER OIL COMPANY, INC.
27385 | Permanently Closed | 2018-04-02 | 1973-10-16 | 2021-08-27 | Petroleum | Other, OFF RD DSL | Other | Bulk facility | Single Wall, Steel | Steel | Field installed cathodic protection |  | Double Wall, Fiberglass reinforced plastic |  |  |  | Catchment Basin, Single walled catchment basin | Automatic shutoff device At 95% full, Flow Rest 90% Full | Flow Rest 90% Full |  |  | Continuous Automatic Tank Gauge |  | Automatic flow restrictor (MLLD), Containment Sump | Containment Sump |  | SENSOR TO ATG | Annual line testing | Annual line testing |  | UST Currently In Use: 2; UST Temp Close: 0; AST Currently In Use: 6; AST Temp Closed: 1 | 2 | 0 | 8 | 14287-033-001817 | SAM T CARTER OIL COMPANY, INC.
27386 | Permanently Closed | 2018-04-02 | 1973-10-16 | 2021-08-27 | Petroleum | On road diesel | On road diesel | Bulk facility | Single Wall, Steel | Steel | Field installed cathodic protection |  | Double Wall, Fiberglass reinforced plastic |  |  |  | Catchment Basin, Single walled catchment basin | Automatic shutoff device At 95% full, Flow Rest 90% Full | Flow Rest 90% Full |  |  | Continuous Automatic Tank Gauge |  | Automatic flow restrictor (MLLD), Containment Sump | Containment Sump |  | SENSOR TO ATG | Annual line testing | Annual line testing |  | UST Currently In Use: 2; UST Temp Close: 0; AST Currently In Use: 6; AST Temp Closed: 1 | 2 | 0 | 8 | 14287-033-001817 | SAM T CARTER OIL COMPANY, INC.
27387 | Permanently Closed | 2017-07-17 | 1973-10-13 | 2021-08-27 | Petroleum | Other, OFF RD DSL | Other | Bulk facility | Single Wall, Steel | Steel | Field installed cathodic protection |  | Double Wall, Fiberglass reinforced plastic |  |  |  | Catchment Basin, Single walled catchment basin | Automatic shutoff device At 95% full, Flow Rest 90% Full | Flow Rest 90% Full |  |  | Continuous Automatic Tank Gauge |  | Automatic flow restrictor (MLLD), Containment Sump | Containment Sump |  | SENSOR TO ATG | Annual line testing | Annual line testing |  | UST Currently In Use: 2; UST Temp Close: 0; AST Currently In Use: 6; AST Temp Closed: 1 | 2 | 0 | 8 | 14287-033-001817 | SAM T CARTER OIL COMPANY, INC.
27388 | Permanently Closed | 2008-08-19 | 1973-10-13 | 2008-08-19 | Petroleum | Unleaded gasoline | Unleaded gasoline | Bulk facility | Steel | Steel | Field installed cathodic protection |  | Fiberglass reinforced plastic |  |  |  |  | Flow Rest 90% Full | Flow Rest 90% Full |  |  | Automatic Tank Gauge |  |  |  | Interstitial Monitoring within Secondary Containment |  |  |  |  | UST Currently In Use: 2; UST Temp Close: 0; AST Currently In Use: 6; AST Temp Closed: 1 | 2 | 0 | 8 | 14287-033-001817 | SAM T CARTER OIL COMPANY, INC.
27389 | Permanently Closed | 2017-07-31 | 1973-10-16 | 2021-08-27 | Petroleum | Kerosene | Kerosene | Bulk facility | Single Wall, Steel | Steel | Field installed cathodic protection |  | Double Wall, Fiberglass reinforced plastic |  |  |  | Catchment Basin, Single walled catchment basin | Automatic shutoff device At 95% full, Flow Rest 90% Full | Flow Rest 90% Full |  |  | Continuous Automatic Tank Gauge |  | Automatic flow restrictor (MLLD), Containment Sump | Containment Sump |  | SENSOR TO ATG | Annual line testing | Annual line testing |  | UST Currently In Use: 2; UST Temp Close: 0; AST Currently In Use: 6; AST Temp Closed: 1 | 2 | 0 | 8 | 14287-033-001817 | SAM T CARTER OIL COMPANY, INC.
27390 | Permanently Closed | 1989-11-17 | 1959-01-01 | 1989-11-17 | Petroleum | Other, MNRLSPIRIT | Other |  | Steel | Steel |  | Painted or None | Steel |  | 1901-01-01 | [15 empty] | UST Currently In Use: 2; UST Temp Close: 0; AST Currently In Use: 6; AST Temp Closed: 1 | 2 | 0 | 8 | 14287-033-001817 | SAM T CARTER OIL COMPANY, INC.
27391 | Permanently Closed | 1989-11-17 | 1959-01-01 | 1989-11-17 | Petroleum | Kerosene | Kerosene |  | Single Wall, Steel | Steel |  | Painted or None | Single Wall, Steel |  | 1901-01-01 | [15 empty] | UST Currently In Use: 2; UST Temp Close: 0; AST Currently In Use: 6; AST Temp Closed: 1 | 2 | 0 | 8 | 14287-033-001817 | SAM T CARTER OIL COMPANY, INC.
27392 | Permanently Closed | 1991-03-28 | 1974-01-01 | 1991-03-28 | Petroleum | Unleaded gasoline | Unleaded gasoline |  | Steel | Steel |  | Painted or None | Steel |  | 1901-01-01 | [15 empty] | UST Currently In Use: 0; UST Temp Close: 0; AST Currently In Use: 0; AST Temp Closed: 0 | 0 | 0 | 1 | 14287-033-001818 | SAM T CARTER OIL COMPANY, INC.
27393 | Permanently Closed | 1998-02-01 | 1974-01-01 | 1998-05-13 | Petroleum | Unleaded gasoline | Unleaded gasoline |  | Steel | Steel |  | Painted or None | Steel |  | 1901-01-01 | [12 empty] | Annual line testing | Annual line testing |  | UST Currently In Use: 0; UST Temp Close: 0; AST Currently In Use: 0; AST Temp Closed: 0 | 0 | 0 | 1 | 14287-033-001819 | SAM T CARTER OIL COMPANY, INC.
27394 | Permanently Closed | 1991-08-19 | 1978-01-01 | 1991-08-19 | Petroleum | Unleaded gasoline | Unleaded gasoline |  | Steel | Steel |  | Painted or None | Steel |  | 1901-01-01 | [15 empty] | UST Currently In Use: 0; UST Temp Close: 0; AST Currently In Use: 0; AST Temp Closed: 0 | 0 | 0 | 2 | 14288-101-001731 | SABEL STEEL SERVICE INC
27395 | Permanently Closed | 1998-11-01 | 1983-01-01 | 1999-09-13 | Petroleum | On road diesel | On road diesel |  | Fiberglass reinforced plastic | Fiberglass reinforced plastic |  |  | Steel |  | 1901-01-01 | [15 empty] | UST Currently In Use: 0; UST Temp Close: 0; AST Currently In Use: 0; AST Temp Closed: 0 | 0 | 0 | 2 | 14288-101-001731 | SABEL STEEL SERVICE INC
27396 | Permanently Closed | 1999-11-10 | 1969-01-01 | 1999-11-10 | Petroleum | Unleaded gasoline | Unleaded gasoline |  | Steel | Steel |  | Painted or None | Steel |  | 1901-01-01 | [15 empty] | UST Currently In Use: 0; UST Temp Close: 0; AST Currently In Use: 0; AST Temp Closed: 0 | 0 | 0 | 1 | 14288-101-001732 | SABEL STEEL SERVICE INC
27397 | Permanently Closed | 1991-08-19 | 1971-01-01 | 1991-08-19 | Petroleum | Unleaded gasoline | Unleaded gasoline |  | Steel | Steel |  | Painted or None | Steel |  | 1901-01-01 | [15 empty] | UST Currently In Use: 0; UST Temp Close: 0; AST Currently In Use: 0; AST Temp Closed: 0 | 0 | 0 | 2 | 14288-125-001733 | SABEL STEEL SERVICE INC
27398 | Permanently Closed | 1991-08-19 | 1971-01-01 | 1991-08-19 | Petroleum | On road diesel | On road diesel |  | Steel | Steel |  | Painted or None | Steel |  | 1901-01-01 | [15 empty] | UST Currently In Use: 0; UST Temp Close: 0; AST Currently In Use: 0; AST Temp Closed: 0 | 0 | 0 | 2 | 14288-125-001733 | SABEL STEEL SERVICE INC
27399 | Retired | 1984-06-01 | 1966-01-01 |  | Petroleum | On road diesel | On road diesel |  | Steel | Steel |  | Painted or None | Steel |  | 1901-01-01 | [15 empty] | UST Currently In Use: 0; UST Temp Close: 0; AST Currently In Use: 0; AST Temp Closed: 0 | 0 | 0 | 2 | 14288-125-001733 | SABEL STEEL SERVICE INC
27400 | Permanently Closed | 1901-01-01 | 1958-01-01 | 1989-09-27 | Petroleum | Unleaded gasoline | Unleaded gasoline |  | Steel | Steel |  | Painted or None | Steel |  | 1901-01-01 | [15 empty] | UST Currently In Use: 0; UST Temp Close: 0; AST Currently In Use: 0; AST Temp Closed: 0 | 0 | 0 | 2 | 14289-013-010150 | SADIE REYNOLDS
27401 | Permanently Closed | 1901-01-01 | 1958-01-01 | 1989-09-27 | Petroleum | Unleaded gasoline | Unleaded gasoline |  | Steel | Steel |  | Painted or None | Steel |  | 1901-01-01 | [15 empty] | UST Currently In Use: 0; UST Temp Close: 0; AST Currently In Use: 0; AST Temp Closed: 0 | 0 | 0 | 2 | 14289-013-010150 | SADIE REYNOLDS
27402 | Permanently Closed | 1995-05-30 | 1975-01-01 | 1995-05-30 | Petroleum | Unleaded gasoline | Unleaded gasoline |  | Steel | Steel |  | Painted or None | Steel |  | 1901-01-01 | [15 empty] | UST Currently In Use: 0; UST Temp Close: 0; AST Currently In Use: 0; AST Temp Closed: 0 | 0 | 0 | 3 | 14291-017-004126 | SADLER OIL CO INC
27403 | Permanently Closed | 1995-05-30 | 1975-01-01 | 1995-05-30 | Petroleum | Unleaded gasoline | Unleaded gasoline |  | Steel | Steel |  | Painted or None | Steel |  | 1901-01-01 | [15 empty] | UST Currently In Use: 0; UST Temp Close: 0; AST Currently In Use: 0; AST Temp Closed: 0 | 0 | 0 | 3 | 14291-017-004126 | SADLER OIL CO INC
27404 | Permanently Closed | 1995-05-30 | 1975-01-01 | 1995-05-30 | Petroleum | Unleaded gasoline | Unleaded gasoline |  | Steel | Steel |  | Painted or None | Steel |  | 1901-01-01 | [15 empty] | UST Currently In Use: 0; UST Temp Close: 0; AST Currently In Use: 0; AST Temp Closed: 0 | 0 | 0 | 3 | 14291-017-004126 | SADLER OIL CO INC
27405 | Permanently Closed | 1995-01-17 | 1982-01-01 | 1995-01-17 | Petroleum | Kerosene | Kerosene |  | Steel | Steel |  | Painted or None | Steel |  | 1901-01-01 | [15 empty] | UST Currently In Use: 0; UST Temp Close: 0; AST Currently In Use: 0; AST Temp Closed: 0 | 0 | 0 | 1 | 14291-017-004127 | SADLER OIL CO INC
27406 | Permanently Closed | 1998-12-02 | 1980-01-01 | 1999-05-25 | Petroleum | Unleaded gasoline | Unleaded gasoline |  | Steel | Steel |  | Painted or None | Steel |  | 1901-01-01 | [6 empty] | Statistical Inventory Reconciliation (SIR) | [8 empty] | UST Currently In Use: 0; UST Temp Close: 0; AST Currently In Use: 0; AST Temp Closed: 0 | 0 | 0 | 3 | 14291-017-004134 | SADLER OIL CO INC
27407 | Permanently Closed | 1998-12-02 | 1980-01-01 | 1999-05-25 | Petroleum | Unleaded gasoline | Unleaded gasoline |  | Steel | Steel |  | Painted or None | Steel |  | 1901-01-01 | [6 empty] | Statistical Inventory Reconciliation (SIR) | [8 empty] | UST Currently In Use: 0; UST Temp Close: 0; AST Currently In Use: 0; AST Temp Closed: 0 | 0 | 0 | 3 | 14291-017-004134 | SADLER OIL CO INC
27408 | Permanently Closed | 1998-12-02 | 1980-01-01 | 1999-05-25 | Petroleum | Unleaded gasoline | Unleaded gasoline |  | Steel | Steel |  | Painted or None | Steel |  | 1901-01-01 | [6 empty] | Statistical Inventory Reconciliation (SIR) | [8 empty] | UST Currently In Use: 0; UST Temp Close: 0; AST Currently In Use: 0; AST Temp Closed: 0 | 0 | 0 | 3 | 14291-017-004134 | SADLER OIL CO INC
27409 | Cannot Locate or abandoned | 1998-12-02 | 1966-01-01 |  | Petroleum | Kerosene | Kerosene |  | Steel | Steel |  | Painted or None | Steel |  | 1901-01-01 | [6 empty] | Statistical Inventory Reconciliation (SIR) | [8 empty] | UST Currently In Use: 0; UST Temp Close: 0; AST Currently In Use: 0; AST Temp Closed: 0 | 0 | 0 | 3 | 14291-017-004134 | SADLER OIL CO INC
27410 | Permanently Closed | 1990-10-01 | 1970-01-01 | 1990-10-26 | Petroleum | Kerosene | Kerosene |  | Steel | Steel |  | Painted or None | Steel |  | 1901-01-01 | [15 empty] | UST Currently In Use: 0; UST Temp Close: 0; AST Currently In Use: 0; AST Temp Closed: 0 | 0 | 0 | 4 | 14291-051-004128 | SADLER OIL CO INC
27411 | Permanently Closed | 1990-10-26 | 1970-01-01 | 1990-10-26 | Petroleum | Unleaded gasoline | Unleaded gasoline |  | Steel | Steel |  | Painted or None | Steel |  | 1901-01-01 | [15 empty] | UST Currently In Use: 0; UST Temp Close: 0; AST Currently In Use: 0; AST Temp Closed: 0 | 0 | 0 | 4 | 14291-051-004128 | SADLER OIL CO INC
27412 | Permanently Closed | 1990-10-26 | 1970-01-01 | 1990-10-26 | Petroleum | Unleaded gasoline | Unleaded gasoline |  | Steel | Steel |  | Painted or None | Steel |  | 1901-01-01 | [15 empty] | UST Currently In Use: 0; UST Temp Close: 0; AST Currently In Use: 0; AST Temp Closed: 0 | 0 | 0 | 4 | 14291-051-004128 | SADLER OIL CO INC
27413 | Permanently Closed | 1990-10-26 | 1970-01-01 | 1990-10-26 | Petroleum | Unleaded gasoline | Unleaded gasoline |  | Steel | Steel |  | Painted or None | Steel |  | 1901-01-01 | [15 empty] | UST Currently In Use: 0; UST Temp Close: 0; AST Currently In Use: 0; AST Temp Closed: 0 | 0 | 0 | 4 | 14291-051-004128 | SADLER OIL CO INC
27414 | Currently in Use |  | 1989-12-30 |  | Petroleum | Unleaded gasoline | Unleaded gasoline | Retail | Fiberglass reinforced plastic, Single Wall | Single Wall |  |  | Fiberglass reinforced plastic, Single Wall |  | 1901-01-01 |  | Catchment Basin, Single walled catchment basin | Automatic shutoff device At 95% full, Flow Rest 90% Full | Flow Rest 90% Full |  |  | Continuous Automatic Tank Gauge |  | Automatic shutoff device (AELLD) | Automatic shutoff device (AELLD) | [5 empty] | UST Currently In Use: 4; UST Temp Close: 0; AST Currently In Use: 0; AST Temp Closed: 0 | 4 | 0 | 0 | 17045-051-015093 | AMY GLASS
27415 | Currently in Use |  | 1989-12-30 |  | Petroleum | Mid-grade gasoline | Mid-grade gasoline | Retail | Fiberglass reinforced plastic | Fiberglass reinforced plastic |  |  | Fiberglass reinforced plastic |  | 1901-01-01 |  | Catchment Basin, Single walled catchment basin | Automatic shutoff device At 95% full, Flow Rest 90% Full | Flow Rest 90% Full |  |  | Continuous Automatic Tank Gauge |  | Automatic shutoff device (AELLD) | Automatic shutoff device (AELLD) | [5 empty] | UST Currently In Use: 4; UST Temp Close: 0; AST Currently In Use: 0; AST Temp Closed: 0 | 4 | 0 | 0 | 17045-051-015093 | AMY GLASS
27416 | Currently in Use |  | 1989-12-30 |  | Petroleum | Premium gasoline | Premium gasoline | Retail | Fiberglass coated steel | Fiberglass coated steel |  |  | Fiberglass reinforced plastic |  | 1901-01-01 |  | Catchment Basin, Single walled catchment basin | Automatic shutoff device At 95% full, Flow Rest 90% Full | Flow Rest 90% Full |  |  | Continuous Automatic Tank Gauge |  | Automatic flow restrictor (MLLD) | Automatic flow restrictor (MLLD) |  |  | Annual line testing | Annual line testing |  | UST Currently In Use: 4; UST Temp Close: 0; AST Currently In Use: 0; AST Temp Closed: 0 | 4 | 0 | 0 | 17045-051-015093 | AMY GLASS
27417 | Cannot Locate or abandoned | 1998-12-02 | 1976-01-01 |  | Petroleum | On road diesel | On road diesel |  | Steel | Steel |  | Painted or None | Steel |  | 1901-01-01 | [15 empty] | UST Currently In Use: 0; UST Temp Close: 0; AST Currently In Use: 0; AST Temp Closed: 0 | 0 | 0 | 0 | 14291-051-010949 | SADLER OIL CO INC
27418 | Permanently Closed | 2014-07-01 | 1988-01-01 | 2017-12-15 | Petroleum | On road diesel | On road diesel | Retail | Steel | Steel | Coated & cathodic protection (sti-P3), Field installed cathodic protection |  | Fiberglass reinforced plastic |  |  | Other, FLXS ISOLA | Catchment Basin, Single walled catchment basin | Automatic shutoff device At 95% full | Automatic shutoff device At 95% full |  |  | Continuous Automatic Tank Gauge |  | Containment Sump | Containment Sump |  |  | Annual line testing | Annual line testing |  | UST Currently In Use: 0; UST Temp Close: 0; AST Currently In Use: 0; AST Temp Closed: 0 | 0 | 0 | 5 | 15021-051-002679 | TURNER OIL INC
27419 | Permanently Closed | 1901-01-01 | 1967-01-01 | 1988-04-01 | Petroleum | Other, X | Other |  | Steel | Steel |  | Painted or None | Steel |  | 1901-01-01 | [15 empty] | UST Currently In Use: 0; UST Temp Close: 0; AST Currently In Use: 0; AST Temp Closed: 0 | 0 | 0 | 4 | 14291-081-003008 | SADLER OIL CO INC
27420 | Permanently Closed | 2005-09-28 | 1970-01-01 | 2006-09-29 | Petroleum | Unleaded gasoline | Unleaded gasoline | Retail | Steel | Steel | Interior lined (not allowed as a standalone method of corrosion protection) |  | Fiberglass reinforced plastic, Steel |  | 1901-01-01 |  | Catchment Basin, Single walled catchment basin | Flow Rest 90% Full | Flow Rest 90% Full |  |  | Continuous Automatic Tank Gauge | [8 empty] | UST Currently In Use: 0; UST Temp Close: 0; AST Currently In Use: 0; AST Temp Closed: 0 | 0 | 0 | 4 | 14291-081-003008 | SADLER OIL CO INC
27421 | Permanently Closed | 2005-09-28 | 1970-01-01 | 2006-09-29 | Petroleum | Unleaded gasoline | Unleaded gasoline | Retail | Steel | Steel | Interior lined (not allowed as a standalone method of corrosion protection) |  | Fiberglass reinforced plastic, Steel |  | 1901-01-01 |  | Catchment Basin, Single walled catchment basin | Flow Rest 90% Full | Flow Rest 90% Full |  |  | Continuous Automatic Tank Gauge, Statistical Inventory Reconciliation (SIR) | [5 empty] | Statistical inventory reconciliation (SIR) | Statistical inventory reconciliation (SIR) |  | UST Currently In Use: 0; UST Temp Close: 0; AST Currently In Use: 0; AST Temp Closed: 0 | 0 | 0 | 4 | 14291-081-003008 | SADLER OIL CO INC
27422 | Permanently Closed | 2005-09-28 | 1970-01-01 | 2006-09-29 | Petroleum | Premium gasoline | Premium gasoline | Retail | Steel | Steel | Interior lined (not allowed as a standalone method of corrosion protection) |  | Fiberglass reinforced plastic, Steel |  | 1901-01-01 |  | Catchment Basin, Single walled catchment basin | Flow Rest 90% Full | Flow Rest 90% Full |  |  | Continuous Automatic Tank Gauge, Statistical Inventory Reconciliation (SIR) | [5 empty] | Statistical inventory reconciliation (SIR) | Statistical inventory reconciliation (SIR) |  | UST Currently In Use: 0; UST Temp Close: 0; AST Currently In Use: 0; AST Temp Closed: 0 | 0 | 0 | 4 | 14291-081-003008 | SADLER OIL CO INC
27423 | Currently in Use |  | 1985-01-01 |  | Petroleum | Unleaded gasoline | Unleaded gasoline | Retail | Steel | Steel | Field installed cathodic protection |  | Steel |  |  | Field installed cathodic protection | Catchment Basin, Single walled catchment basin | Automatic shutoff device At 95% full | Automatic shutoff device At 95% full |  |  | Automatic Tank Gauge |  | Automatic flow restrictor (MLLD) | Automatic flow restrictor (MLLD) |  |  | Annual line testing | Annual line testing |  | UST Currently In Use: 3; UST Temp Close: 0; AST Currently In Use: 0; AST Temp Closed: 0 | 3 | 0 | 0 | 25891-081-004125 | JAYESH PATEL
27424 | Currently in Use |  | 1985-01-01 |  | Petroleum | Mid-grade gasoline | Mid-grade gasoline | Retail | Steel | Steel | Field installed cathodic protection |  | Steel |  |  | Field installed cathodic protection | Catchment Basin, Single walled catchment basin | Automatic shutoff device At 95% full | Automatic shutoff device At 95% full |  |  | Automatic Tank Gauge |  | Automatic flow restrictor (MLLD) | Automatic flow restrictor (MLLD) |  |  | Annual line testing | Annual line testing |  | UST Currently In Use: 3; UST Temp Close: 0; AST Currently In Use: 0; AST Temp Closed: 0 | 3 | 0 | 0 | 25891-081-004125 | JAYESH PATEL
27425 | Currently in Use |  | 1985-01-01 |  | Petroleum | Premium gasoline | Premium gasoline | Retail | Steel | Steel | Field installed cathodic protection |  | Steel |  |  | Field installed cathodic protection | Catchment Basin, Single walled catchment basin | Automatic shutoff device At 95% full | Automatic shutoff device At 95% full |  |  | Automatic Tank Gauge |  | Automatic flow restrictor (MLLD) | Automatic flow restrictor (MLLD) |  |  | Annual line testing | Annual line testing |  | UST Currently In Use: 3; UST Temp Close: 0; AST Currently In Use: 0; AST Temp Closed: 0 | 3 | 0 | 0 | 25891-081-004125 | JAYESH PATEL
27426 | Currently in Use |  | 1982-01-01 |  | Petroleum | Mid-grade gasoline | Mid-grade gasoline | Retail | Steel | Steel | Field installed cathodic protection |  | Steel |  |  | Field installed cathodic protection | Catchment Basin, Single walled catchment basin | Automatic shutoff device At 95% full | Automatic shutoff device At 95% full |  |  | Statistical Inventory Reconciliation (SIR) |  | Automatic flow restrictor (MLLD) | Automatic flow restrictor (MLLD) |  |  | Annual line testing, Statistical inventory reconciliation (SIR) | Statistical inventory reconciliation (SIR) |  | UST Currently In Use: 4; UST Temp Close: 1; AST Currently In Use: 0; AST Temp Closed: 0 | 4 | 1 | 0 | 20760-081-004129 | LAKE MARTIN, INC
27427 | Currently in Use |  | 1982-01-01 |  | Petroleum | Premium gasoline | Premium gasoline | Retail | Steel | Steel | Field installed cathodic protection |  | Steel |  |  | Field installed cathodic protection | Catchment Basin, Single walled catchment basin | Automatic shutoff device At 95% full | Automatic shutoff device At 95% full |  |  | Statistical Inventory Reconciliation (SIR) |  | Automatic flow restrictor (MLLD) | Automatic flow restrictor (MLLD) |  |  | Annual line testing, Statistical inventory reconciliation (SIR) | Statistical inventory reconciliation (SIR) |  | UST Currently In Use: 4; UST Temp Close: 1; AST Currently In Use: 0; AST Temp Closed: 0 | 4 | 1 | 0 | 20760-081-004129 | LAKE MARTIN, INC
27428 | Currently in Use |  | 1982-01-01 |  | Petroleum | Unleaded gasoline | Unleaded gasoline | Retail | Steel | Steel | Field installed cathodic protection |  | Steel |  |  | Field installed cathodic protection | Catchment Basin, Single walled catchment basin | Automatic shutoff device At 95% full | Automatic shutoff device At 95% full |  |  | Statistical Inventory Reconciliation (SIR) |  | Automatic flow restrictor (MLLD) | Automatic flow restrictor (MLLD) |  |  | Annual line testing, Statistical inventory reconciliation (SIR) | Statistical inventory reconciliation (SIR) |  | UST Currently In Use: 4; UST Temp Close: 1; AST Currently In Use: 0; AST Temp Closed: 0 | 4 | 1 | 0 | 20760-081-004129 | LAKE MARTIN, INC
27429 | Currently in Use |  | 1982-01-01 |  | Petroleum | On road diesel | On road diesel | Retail | Steel | Steel | Field installed cathodic protection |  | Steel |  |  | Field installed cathodic protection | Catchment Basin, Single walled catchment basin | Automatic shutoff device At 95% full | Automatic shutoff device At 95% full |  |  | Statistical Inventory Reconciliation (SIR) |  | Automatic flow restrictor (MLLD) | Automatic flow restrictor (MLLD) |  |  | Annual line testing, Statistical inventory reconciliation (SIR) | Statistical inventory reconciliation (SIR) |  | UST Currently In Use: 4; UST Temp Close: 1; AST Currently In Use: 0; AST Temp Closed: 0 | 4 | 1 | 0 | 20760-081-004129 | LAKE MARTIN, INC
27430 | Temporary Closed | 2021-09-15 | 1982-01-01 |  | Petroleum | Other, OFF-ROAD | Other | Retail | Steel | Steel | Field installed cathodic protection |  | Steel |  |  | Field installed cathodic protection | Catchment Basin, Single walled catchment basin | Flow Rest 90% Full | Flow Rest 90% Full |  |  | Statistical Inventory Reconciliation (SIR) | [8 empty] | UST Currently In Use: 4; UST Temp Close: 1; AST Currently In Use: 0; AST Temp Closed: 0 | 4 | 1 | 0 | 20760-081-004129 | LAKE MARTIN, INC
27431 | Permanently Closed | 2000-07-24 | 1968-01-01 | 2000-07-24 | Petroleum | Unleaded gasoline | Unleaded gasoline | Retail | Steel | Steel | Field installed cathodic protection | Painted or None | Steel |  | 1901-01-01 | Field installed cathodic protection | Catchment Basin, Single walled catchment basin | Flow Rest 90% Full | Flow Rest 90% Full |  |  | Statistical Inventory Reconciliation (SIR) | [8 empty] | UST Currently In Use: 0; UST Temp Close: 0; AST Currently In Use: 0; AST Temp Closed: 0 | 0 | 0 | 3 | 15429-081-004130 | CHATTAHOOCHEE OIL CO. C/O PETRO SO.
27432 | Permanently Closed | 2000-07-24 | 1968-01-01 | 2000-07-24 | Petroleum | Mid-grade gasoline | Mid-grade gasoline | Retail | Steel | Steel | Field installed cathodic protection | Painted or None | Steel |  | 1901-01-01 | Field installed cathodic protection | Catchment Basin, Single walled catchment basin | Flow Rest 90% Full | Flow Rest 90% Full |  |  | Statistical Inventory Reconciliation (SIR) | [8 empty] | UST Currently In Use: 0; UST Temp Close: 0; AST Currently In Use: 0; AST Temp Closed: 0 | 0 | 0 | 3 | 15429-081-004130 | CHATTAHOOCHEE OIL CO. C/O PETRO SO.
27433 | Permanently Closed | 2000-07-24 | 1968-01-01 | 2000-07-24 | Petroleum | Premium gasoline | Premium gasoline | Retail | Steel | Steel | Field installed cathodic protection | Painted or None | Steel |  | 1901-01-01 | Field installed cathodic protection | Catchment Basin, Single walled catchment basin | Flow Rest 90% Full | Flow Rest 90% Full |  |  | Statistical Inventory Reconciliation (SIR) | [8 empty] | UST Currently In Use: 0; UST Temp Close: 0; AST Currently In Use: 0; AST Temp Closed: 0 | 0 | 0 | 3 | 15429-081-004130 | CHATTAHOOCHEE OIL CO. C/O PETRO SO.
27434 | Retired | 1980-02-01 | 1968-01-01 |  | Petroleum | Other, OTHER | Other |  | Steel | Steel |  | Painted or None | Steel |  | 1901-01-01 | [15 empty] | UST Currently In Use: 0; UST Temp Close: 0; AST Currently In Use: 0; AST Temp Closed: 0 | 0 | 0 | 0 | 14291-081-004131 | SADLER OIL CO INC
27435 | Retired | 1980-02-01 | 1968-01-01 |  | Petroleum | Other, OTHER | Other |  | Steel | Steel |  | Painted or None | Steel |  | 1901-01-01 | [15 empty] | UST Currently In Use: 0; UST Temp Close: 0; AST Currently In Use: 0; AST Temp Closed: 0 | 0 | 0 | 0 | 14291-081-004131 | SADLER OIL CO INC
27436 | Permanently Closed | 1901-01-01 | 1965-01-01 | 2011-11-11 | Petroleum | Unleaded gasoline | Unleaded gasoline |  | Steel | Steel |  | Painted or None | Steel |  | 1901-01-01 | [15 empty] | UST Currently In Use: 0; UST Temp Close: 0; AST Currently In Use: 0; AST Temp Closed: 0 | 0 | 0 | 4 | 14291-081-004132 | SADLER OIL CO INC
27437 | Permanently Closed | 1901-01-01 | 1965-01-01 | 2011-11-11 | Petroleum | On road diesel | On road diesel |  | Steel | Steel |  | Painted or None | Steel |  | 1901-01-01 | [15 empty] | UST Currently In Use: 0; UST Temp Close: 0; AST Currently In Use: 0; AST Temp Closed: 0 | 0 | 0 | 4 | 14291-081-004132 | SADLER OIL CO INC
27438 | Permanently Closed | 1901-01-01 | 1965-01-01 | 2011-11-11 | Petroleum | Unleaded gasoline | Unleaded gasoline |  | Steel | Steel |  | Painted or None | Steel |  | 1901-01-01 | [15 empty] | UST Currently In Use: 0; UST Temp Close: 0; AST Currently In Use: 0; AST Temp Closed: 0 | 0 | 0 | 4 | 14291-081-004132 | SADLER OIL CO INC
27439 | Permanently Closed | 1974-01-01 | 1965-01-01 | 2011-11-11 | Petroleum | Other, OTHER | Other |  | Steel | Steel |  | Painted or None | Steel |  | 1901-01-01 | [15 empty] | UST Currently In Use: 0; UST Temp Close: 0; AST Currently In Use: 0; AST Temp Closed: 0 | 0 | 0 | 4 | 14291-081-004132 | SADLER OIL CO INC
27440 | Permanently Closed | 1998-12-01 | 1981-01-01 | 2001-10-11 | Petroleum | Unleaded gasoline | Unleaded gasoline | Retail | Steel | Steel | Field installed cathodic protection | Painted or None | Steel |  | 1901-01-01 | Field installed cathodic protection | Catchment Basin, Single walled catchment basin | Flow Rest 90% Full | Flow Rest 90% Full |  |  | Statistical Inventory Reconciliation (SIR) | [8 empty] | UST Currently In Use: 0; UST Temp Close: 0; AST Currently In Use: 0; AST Temp Closed: 0 | 0 | 0 | 5 | 14291-081-004133 | SADLER OIL CO INC
27441 | Permanently Closed | 1998-12-01 | 1981-01-01 | 2001-10-11 | Petroleum | Mid-grade gasoline | Mid-grade gasoline | Retail | Steel | Steel | Field installed cathodic protection | Painted or None | Steel |  | 1901-01-01 | Field installed cathodic protection | Catchment Basin, Single walled catchment basin | Flow Rest 90% Full | Flow Rest 90% Full |  |  | Statistical Inventory Reconciliation (SIR) | [8 empty] | UST Currently In Use: 0; UST Temp Close: 0; AST Currently In Use: 0; AST Temp Closed: 0 | 0 | 0 | 5 | 14291-081-004133 | SADLER OIL CO INC
27442 | Permanently Closed | 1998-12-01 | 1981-01-01 | 2001-10-11 | Petroleum | Premium gasoline | Premium gasoline | Retail | Steel | Steel | Field installed cathodic protection | Painted or None | Steel |  | 1901-01-01 | Field installed cathodic protection | Catchment Basin, Single walled catchment basin | Flow Rest 90% Full | Flow Rest 90% Full |  |  | Statistical Inventory Reconciliation (SIR) | [8 empty] | UST Currently In Use: 0; UST Temp Close: 0; AST Currently In Use: 0; AST Temp Closed: 0 | 0 | 0 | 5 | 14291-081-004133 | SADLER OIL CO INC
27443 | Permanently Closed | 1998-12-01 | 1981-01-01 | 2001-10-11 | Petroleum | On road diesel | On road diesel | Retail | Steel | Steel | Field installed cathodic protection | Painted or None | Steel |  | 1901-01-01 | Field installed cathodic protection | Catchment Basin, Single walled catchment basin | Flow Rest 90% Full | Flow Rest 90% Full |  |  | Statistical Inventory Reconciliation (SIR) | [8 empty] | UST Currently In Use: 0; UST Temp Close: 0; AST Currently In Use: 0; AST Temp Closed: 0 | 0 | 0 | 5 | 14291-081-004133 | SADLER OIL CO INC
27444 | Permanently Closed | 1999-12-01 | 1981-01-01 | 2002-01-14 | Petroleum | Kerosene | Kerosene | Retail | Steel | Steel | Field installed cathodic protection | Painted or None | Steel |  | 1901-01-01 | Field installed cathodic protection | Catchment Basin, Single walled catchment basin | Flow Rest 90% Full | Flow Rest 90% Full |  |  | Statistical Inventory Reconciliation (SIR) | [8 empty] | UST Currently In Use: 0; UST Temp Close: 0; AST Currently In Use: 0; AST Temp Closed: 0 | 0 | 0 | 5 | 14291-081-004133 | SADLER OIL CO INC
27445 | Permanently Closed | 1990-07-18 | 1968-01-01 | 1990-07-18 | Petroleum | Unleaded gasoline | Unleaded gasoline | Retail | Steel | Steel |  | Painted or None | Steel |  | 1901-01-01 | None |  | Audible high level alarm At 90% full | Audible high level alarm At 90% full | [11 empty] | UST Currently In Use: 2; UST Temp Close: 0; AST Currently In Use: 0; AST Temp Closed: 0 | 2 | 0 | 4 | 25265-081-004135 | LGWS/CROSS AMERICA PARTNERS
27446 | Permanently Closed | 1990-07-18 | 1968-01-01 | 1990-07-18 | Petroleum | Mid-grade gasoline | Mid-grade gasoline | Retail | Steel | Steel |  | Painted or None | Steel |  | 1901-01-01 | None | [14 empty] | UST Currently In Use: 2; UST Temp Close: 0; AST Currently In Use: 0; AST Temp Closed: 0 | 2 | 0 | 4 | 25265-081-004135 | LGWS/CROSS AMERICA PARTNERS
27447 | Permanently Closed | 1990-07-18 | 1968-01-01 | 1990-07-18 | Petroleum | Premium gasoline | Premium gasoline | Retail | Steel | Steel |  | Painted or None | Steel |  | 1901-01-01 | None | [14 empty] | UST Currently In Use: 2; UST Temp Close: 0; AST Currently In Use: 0; AST Temp Closed: 0 | 2 | 0 | 4 | 25265-081-004135 | LGWS/CROSS AMERICA PARTNERS
27448 | Permanently Closed | 1990-07-17 | 1966-01-01 | 1990-07-18 | Petroleum | Used oil | Used oil |  | Steel | Steel |  | Painted or None | Steel |  | 1901-01-01 | [15 empty] | UST Currently In Use: 2; UST Temp Close: 0; AST Currently In Use: 0; AST Temp Closed: 0 | 2 | 0 | 4 | 25265-081-004135 | LGWS/CROSS AMERICA PARTNERS
27449 | Permanently Closed | 1995-06-28 | 1966-01-01 | 1995-06-28 | Petroleum | Unleaded gasoline | Unleaded gasoline |  | Steel | Steel | Coated & cathodic protection (sti-P3) |  | Steel |  | 1901-01-01 | [6 empty] | Statistical Inventory Reconciliation (SIR) | [5 empty] | Statistical inventory reconciliation (SIR) | Statistical inventory reconciliation (SIR) |  | UST Currently In Use: 0; UST Temp Close: 0; AST Currently In Use: 0; AST Temp Closed: 0 | 0 | 0 | 4 | 14291-081-004136 | SADLER OIL CO INC
27450 | Permanently Closed | 1995-06-28 | 1966-01-01 | 1995-06-28 | Petroleum | Unleaded gasoline | Unleaded gasoline |  | Steel | Steel | Coated & cathodic protection (sti-P3) |  | Steel |  | 1901-01-01 | [6 empty] | Statistical Inventory Reconciliation (SIR) | [5 empty] | Statistical inventory reconciliation (SIR) | Statistical inventory reconciliation (SIR) |  | UST Currently In Use: 0; UST Temp Close: 0; AST Currently In Use: 0; AST Temp Closed: 0 | 0 | 0 | 4 | 14291-081-004136 | SADLER OIL CO INC
27451 | Permanently Closed | 1995-06-28 | 1966-01-01 | 1995-06-28 | Petroleum | Unleaded gasoline | Unleaded gasoline |  | Steel | Steel | Coated & cathodic protection (sti-P3) |  | Steel |  | 1901-01-01 | [6 empty] | Statistical Inventory Reconciliation (SIR) | [5 empty] | Statistical inventory reconciliation (SIR) | Statistical inventory reconciliation (SIR) |  | UST Currently In Use: 0; UST Temp Close: 0; AST Currently In Use: 0; AST Temp Closed: 0 | 0 | 0 | 4 | 14291-081-004136 | SADLER OIL CO INC
27452 | Permanently Closed | 1995-06-28 | 1966-01-01 | 1995-06-28 | Petroleum | Used oil | Used oil |  | Steel | Steel | Coated & cathodic protection (sti-P3) |  | Steel |  | 1901-01-01 | [15 empty] | UST Currently In Use: 0; UST Temp Close: 0; AST Currently In Use: 0; AST Temp Closed: 0 | 0 | 0 | 4 | 14291-081-004136 | SADLER OIL CO INC
27453 | Retired | 1979-01-01 | 1974-01-01 |  | Petroleum | Other, OTHER | Other |  | Steel | Steel |  | Painted or None | Steel |  | 1901-01-01 | [15 empty] | UST Currently In Use: 0; UST Temp Close: 0; AST Currently In Use: 0; AST Temp Closed: 0 | 0 | 0 | 0 | 14291-087-004124 | SADLER OIL CO INC
27454 | Permanently Closed | 1901-01-01 | 1966-01-01 | 2011-11-11 | Petroleum | Unleaded gasoline | Unleaded gasoline |  | Steel | Steel |  | Painted or None | Steel |  | 1901-01-01 | [15 empty] | UST Currently In Use: 0; UST Temp Close: 0; AST Currently In Use: 0; AST Temp Closed: 0 | 0 | 0 | 3 | 14291-087-004137 | SADLER OIL CO INC
27455 | Permanently Closed | 1901-01-01 | 1966-01-01 | 2011-11-11 | Petroleum | Unleaded gasoline | Unleaded gasoline |  | Steel | Steel |  | Painted or None | Steel |  | 1901-01-01 | [15 empty] | UST Currently In Use: 0; UST Temp Close: 0; AST Currently In Use: 0; AST Temp Closed: 0 | 0 | 0 | 3 | 14291-087-004137 | SADLER OIL CO INC
27456 | Permanently Closed | 1901-01-01 | 1966-01-01 | 2011-11-11 | Petroleum | Unleaded gasoline | Unleaded gasoline |  | Steel | Steel |  | Painted or None | Steel |  | 1901-01-01 | [15 empty] | UST Currently In Use: 0; UST Temp Close: 0; AST Currently In Use: 0; AST Temp Closed: 0 | 0 | 0 | 3 | 14291-087-004137 | SADLER OIL CO INC
27457 | Temporary Closed | 2004-11-23 | 1969-01-01 |  | Petroleum | Unleaded gasoline | Unleaded gasoline | Retail | Steel | Steel | Interior lined (not allowed as a standalone method of corrosion protection) |  | Fiberglass reinforced plastic |  | 1901-01-01 |  | Catchment Basin, Single walled catchment basin | Flow Rest 90% Full | Flow Rest 90% Full |  |  | Statistical Inventory Reconciliation (SIR) | [8 empty] | UST Currently In Use: 0; UST Temp Close: 3; AST Currently In Use: 0; AST Temp Closed: 0 | 0 | 3 | 0 | 14291-087-004139 | SADLER OIL CO INC
27458 | Temporary Closed | 2004-11-23 | 1969-01-01 |  | Petroleum | Mid-grade gasoline | Mid-grade gasoline | Retail | Steel | Steel | Interior lined (not allowed as a standalone method of corrosion protection) |  | Fiberglass reinforced plastic |  | 1901-01-01 |  | Catchment Basin, Single walled catchment basin | Flow Rest 90% Full | Flow Rest 90% Full |  |  | Statistical Inventory Reconciliation (SIR) | [8 empty] | UST Currently In Use: 0; UST Temp Close: 3; AST Currently In Use: 0; AST Temp Closed: 0 | 0 | 3 | 0 | 14291-087-004139 | SADLER OIL CO INC
27459 | Temporary Closed | 2004-11-23 | 1969-01-01 |  | Petroleum | Premium gasoline | Premium gasoline | Retail | Steel | Steel | Interior lined (not allowed as a standalone method of corrosion protection) |  | Fiberglass reinforced plastic |  | 1901-01-01 |  | Catchment Basin, Single walled catchment basin | Flow Rest 90% Full | Flow Rest 90% Full |  |  | Statistical Inventory Reconciliation (SIR) | [8 empty] | UST Currently In Use: 0; UST Temp Close: 3; AST Currently In Use: 0; AST Temp Closed: 0 | 0 | 3 | 0 | 14291-087-004139 | SADLER OIL CO INC
27460 | Permanently Closed | 1901-01-01 | 1959-01-01 | 1990-01-11 | Petroleum | Unleaded gasoline | Unleaded gasoline |  | Steel | Steel |  | Painted or None | Steel |  | 1901-01-01 | [6 empty] | Statistical Inventory Reconciliation (SIR) | [8 empty] | UST Currently In Use: 0; UST Temp Close: 0; AST Currently In Use: 0; AST Temp Closed: 0 | 0 | 0 | 3 | 14291-087-004140 | SADLER OIL CO INC
27461 | Permanently Closed | 1901-01-01 | 1959-01-01 | 1990-01-11 | Petroleum | Unleaded gasoline | Unleaded gasoline |  | Steel | Steel |  | Painted or None | Steel |  | 1901-01-01 | [15 empty] | UST Currently In Use: 0; UST Temp Close: 0; AST Currently In Use: 0; AST Temp Closed: 0 | 0 | 0 | 3 | 14291-087-004140 | SADLER OIL CO INC
27462 | Permanently Closed | 1901-01-01 | 1959-01-01 | 1990-01-11 | Petroleum | Unleaded gasoline | Unleaded gasoline |  | Steel | Steel |  | Painted or None | Steel |  | 1901-01-01 | [15 empty] | UST Currently In Use: 0; UST Temp Close: 0; AST Currently In Use: 0; AST Temp Closed: 0 | 0 | 0 | 3 | 14291-087-004140 | SADLER OIL CO INC
27463 | Cannot Locate or abandoned | 2004-11-04 | 1990-01-08 |  | Petroleum | Unleaded gasoline | Unleaded gasoline | Retail | Steel | Steel | Coated & cathodic protection (sti-P3) |  | Fiberglass reinforced plastic |  | 1901-01-01 |  | Catchment Basin, Single walled catchment basin | Automatic shutoff device At 95% full, Flow Rest 90% Full | Flow Rest 90% Full |  |  | Statistical Inventory Reconciliation (SIR) | [8 empty] | UST Currently In Use: 0; UST Temp Close: 0; AST Currently In Use: 0; AST Temp Closed: 0 | 0 | 0 | 3 | 14291-087-004140 | SADLER OIL CO INC
27464 | Cannot Locate or abandoned | 2004-11-04 | 1990-01-08 |  | Petroleum | Premium gasoline | Premium gasoline | Retail | Steel | Steel | Coated & cathodic protection (sti-P3) |  | Fiberglass reinforced plastic |  | 1901-01-01 |  | Catchment Basin, Single walled catchment basin | Flow Rest 90% Full | Flow Rest 90% Full |  |  | Statistical Inventory Reconciliation (SIR) | [8 empty] | UST Currently In Use: 0; UST Temp Close: 0; AST Currently In Use: 0; AST Temp Closed: 0 | 0 | 0 | 3 | 14291-087-004140 | SADLER OIL CO INC
27465 | Permanently Closed | 1986-11-01 | 1966-01-01 | 1986-11-01 | Petroleum | Unleaded gasoline | Unleaded gasoline |  | Steel | Steel |  | Painted or None | Steel |  | 1901-01-01 | [15 empty] | UST Currently In Use: 0; UST Temp Close: 0; AST Currently In Use: 0; AST Temp Closed: 0 | 0 | 0 | 2 | 14291-087-004141 | SADLER OIL CO INC
27466 | Permanently Closed | 1986-11-01 | 1966-01-01 | 1986-11-01 | Petroleum | Unleaded gasoline | Unleaded gasoline |  | Steel | Steel |  | Painted or None | Steel |  | 1901-01-01 | [15 empty] | UST Currently In Use: 0; UST Temp Close: 0; AST Currently In Use: 0; AST Temp Closed: 0 | 0 | 0 | 2 | 14291-087-004141 | SADLER OIL CO INC
27467 | Permanently Closed | 1996-01-22 | 1969-01-01 | 1998-01-22 | Petroleum | Unleaded gasoline | Unleaded gasoline |  | Steel | Steel |  | Painted or None | Steel |  | 1901-01-01 | [15 empty] | UST Currently In Use: 0; UST Temp Close: 0; AST Currently In Use: 0; AST Temp Closed: 0 | 0 | 0 | 2 | 14291-087-004142 | SADLER OIL CO INC
27468 | Permanently Closed | 1996-01-22 | 1969-01-01 | 1998-01-22 | Petroleum | Unleaded gasoline | Unleaded gasoline |  | Steel | Steel |  | Painted or None | Steel |  | 1901-01-01 | [15 empty] | UST Currently In Use: 0; UST Temp Close: 0; AST Currently In Use: 0; AST Temp Closed: 0 | 0 | 0 | 2 | 14291-087-004142 | SADLER OIL CO INC
27469 | Permanently Closed | 2000-04-01 | 1975-01-01 | 2000-04-01 | Petroleum | Unleaded gasoline | Unleaded gasoline |  | Steel | Steel |  | Painted or None | Steel |  | 1901-01-01 |  |  | Flow Rest 90% Full | Flow Rest 90% Full |  |  | Manual Tank Gauging (only tanks 1000 gal. or less and 48” or 64” in diameter) | [8 empty] | UST Currently In Use: 0; UST Temp Close: 0; AST Currently In Use: 0; AST Temp Closed: 0 | 0 | 0 | 2 | 17541-087-004143 | JAMES A TAUNTON
27470 | Permanently Closed | 1998-12-02 | 1978-01-01 | 2000-02-28 | Petroleum | Unleaded gasoline | Unleaded gasoline |  | Steel | Steel |  | Painted or None | Steel |  | 1901-01-01 | [6 empty] | Statistical Inventory Reconciliation (SIR) | [8 empty] | UST Currently In Use: 0; UST Temp Close: 0; AST Currently In Use: 0; AST Temp Closed: 0 | 0 | 0 | 3 | 14291-087-004144 | SADLER OIL CO INC
27471 | Permanently Closed | 1998-12-02 | 1976-01-01 | 2000-02-28 | Petroleum | Unleaded gasoline | Unleaded gasoline |  | Steel | Steel |  | Painted or None | Steel |  | 1901-01-01 | [15 empty] | UST Currently In Use: 0; UST Temp Close: 0; AST Currently In Use: 0; AST Temp Closed: 0 | 0 | 0 | 3 | 14291-087-004144 | SADLER OIL CO INC
27472 | Permanently Closed | 1998-12-02 | 1976-01-01 | 2000-02-28 | Petroleum | Unleaded gasoline | Unleaded gasoline |  | Steel | Steel |  | Painted or None | Steel |  | 1901-01-01 | [15 empty] | UST Currently In Use: 0; UST Temp Close: 0; AST Currently In Use: 0; AST Temp Closed: 0 | 0 | 0 | 3 | 14291-087-004144 | SADLER OIL CO INC
27473 | Cannot Locate or abandoned | 1998-12-02 | 1980-01-01 |  | Petroleum | Other, OTHER | Other |  | Steel | Steel |  | Painted or None | Steel |  | 1901-01-01 | [15 empty] | UST Currently In Use: 0; UST Temp Close: 0; AST Currently In Use: 0; AST Temp Closed: 0 | 0 | 0 | 0 | 14291-087-004145 | SADLER OIL CO INC
27474 | Permanently Closed | 1998-12-02 | 1974-01-01 | 1999-07-26 | Petroleum | On road diesel | On road diesel |  | Steel | Steel |  | Painted or None | Steel |  | 1901-01-01 | [15 empty] | UST Currently In Use: 0; UST Temp Close: 0; AST Currently In Use: 0; AST Temp Closed: 0 | 0 | 0 | 1 | 14291-087-004147 | SADLER OIL CO INC
27475 | Cannot Locate or abandoned | 2000-08-14 | 1970-01-01 |  | Petroleum | Unleaded gasoline | Unleaded gasoline |  | Steel | Steel |  | Painted or None | Steel |  | 1901-01-01 | [15 empty] | UST Currently In Use: 0; UST Temp Close: 0; AST Currently In Use: 0; AST Temp Closed: 0 | 0 | 0 | 0 | 14291-087-004148 | SADLER OIL CO INC
27476 |  | 1998-06-01 | 1982-01-01 |  | Petroleum | Unleaded gasoline | Unleaded gasoline |  | Steel | Steel |  | Painted or None | Steel |  | 1901-01-01 | [6 empty] | Statistical Inventory Reconciliation (SIR) | [8 empty] | UST Currently In Use: 0; UST Temp Close: 0; AST Currently In Use: 0; AST Temp Closed: 0 | 0 | 0 | 0 | 14291-087-004149 | SADLER OIL CO INC
27477 | Permanently Closed | 1989-10-01 | 1969-01-01 | 1989-10-09 | Petroleum | Unleaded gasoline | Unleaded gasoline |  | Steel | Steel |  | Painted or None | Steel |  | 1901-01-01 | [15 empty] | UST Currently In Use: 0; UST Temp Close: 2; AST Currently In Use: 0; AST Temp Closed: 0 | 0 | 2 | 3 | 22160-113-004123 | YOUNGNAM HYUN
27478 | Permanently Closed | 1989-10-01 | 1969-01-01 | 1989-10-09 | Petroleum | Unleaded gasoline | Unleaded gasoline |  | Steel | Steel |  | Painted or None | Steel |  | 1901-01-01 | [15 empty] | UST Currently In Use: 0; UST Temp Close: 2; AST Currently In Use: 0; AST Temp Closed: 0 | 0 | 2 | 3 | 22160-113-004123 | YOUNGNAM HYUN
27479 | Permanently Closed | 1989-10-01 | 1978-01-01 | 1989-10-09 | Petroleum | Unleaded gasoline | Unleaded gasoline |  | Steel | Steel |  | Painted or None | Steel |  | 1901-01-01 | [15 empty] | UST Currently In Use: 0; UST Temp Close: 2; AST Currently In Use: 0; AST Temp Closed: 0 | 0 | 2 | 3 | 22160-113-004123 | YOUNGNAM HYUN
27480 | Temporary Closed | 2013-07-18 | 1989-11-14 |  | Petroleum | Unleaded gasoline | Unleaded gasoline | Retail | Single Wall, Steel | Steel | Coated & cathodic protection (sti-P3) |  | Fiberglass reinforced plastic, Single Wall |  |  |  | Catchment Basin, Single walled catchment basin | Automatic shutoff device At 95% full, Flow Rest 90% Full | Flow Rest 90% Full |  |  | Statistical Inventory Reconciliation (SIR) | [8 empty] | UST Currently In Use: 0; UST Temp Close: 2; AST Currently In Use: 0; AST Temp Closed: 0 | 0 | 2 | 3 | 22160-113-004123 | YOUNGNAM HYUN
27481 | Temporary Closed | 2006-06-01 | 1989-11-14 |  | Petroleum | Premium gasoline | Premium gasoline | Retail | Single Wall, Steel | Steel | Coated & cathodic protection (sti-P3) |  | Fiberglass reinforced plastic, Single Wall |  |  |  | Catchment Basin, Single walled catchment basin | Automatic shutoff device At 95% full, Flow Rest 90% Full | Flow Rest 90% Full |  |  | Statistical Inventory Reconciliation (SIR) | [8 empty] | UST Currently In Use: 0; UST Temp Close: 2; AST Currently In Use: 0; AST Temp Closed: 0 | 0 | 2 | 3 | 22160-113-004123 | YOUNGNAM HYUN
27482 | Permanently Closed | 1901-01-01 | 1966-01-01 | 1988-12-14 | Petroleum | Unleaded gasoline | Unleaded gasoline |  | Steel | Steel |  | Painted or None | Steel |  | 1901-01-01 | [15 empty] | UST Currently In Use: 0; UST Temp Close: 0; AST Currently In Use: 0; AST Temp Closed: 0 | 0 | 0 | 3 | 14291-123-004138 | SADLER OIL CO INC
27483 | Permanently Closed | 1901-01-01 | 1966-01-01 | 1988-12-14 | Petroleum | Unleaded gasoline | Unleaded gasoline |  | Steel | Steel |  | Painted or None | Steel |  | 1901-01-01 | [15 empty] | UST Currently In Use: 0; UST Temp Close: 0; AST Currently In Use: 0; AST Temp Closed: 0 | 0 | 0 | 3 | 14291-123-004138 | SADLER OIL CO INC
27484 | Permanently Closed | 1901-01-01 | 1976-01-01 | 1988-12-14 | Petroleum | Unleaded gasoline | Unleaded gasoline |  | Steel | Steel |  | Painted or None | Steel |  | 1901-01-01 | [15 empty] | UST Currently In Use: 0; UST Temp Close: 0; AST Currently In Use: 0; AST Temp Closed: 0 | 0 | 0 | 3 | 14291-123-004138 | SADLER OIL CO INC
27485 | Cannot Locate or abandoned | 2002-04-24 | 1980-01-01 |  | Petroleum | Unleaded gasoline | Unleaded gasoline |  | Steel | Steel |  | Painted or None | Steel |  | 1901-01-01 | [15 empty] | UST Currently In Use: 0; UST Temp Close: 0; AST Currently In Use: 0; AST Temp Closed: 0 | 0 | 0 | 0 | 14291-123-004146 | SADLER OIL CO INC
27486 | Permanently Closed | 1901-01-01 | 1978-01-01 | 1989-08-08 | Petroleum | On road diesel | On road diesel |  | Steel | Steel |  |  | Steel |  | 1901-01-01 | [15 empty] | UST Currently In Use: 0; UST Temp Close: 0; AST Currently In Use: 0; AST Temp Closed: 0 | 0 | 0 | 1 | 14293-073-002775 | SAF T GREEN OF BIRMINGHAM INC
27487 | Permanently Closed | 1989-12-27 | 1969-01-01 | 1989-12-27 | Hazardous Substance |  |  |  | Steel | Steel |  | Painted or None | Steel |  | 1901-01-01 | [15 empty] | UST Currently In Use: 1; UST Temp Close: 4; AST Currently In Use: 0; AST Temp Closed: 0 | 1 | 4 | 5 | 14294-003-002573 | CROWN USA INC.
27488 | Permanently Closed | 1989-12-27 | 1969-01-01 | 1989-12-27 | Petroleum | Other, MNRLSPIRIT | Other |  | Steel | Steel |  | Painted or None | Steel |  | 1901-01-01 | [15 empty] | UST Currently In Use: 1; UST Temp Close: 4; AST Currently In Use: 0; AST Temp Closed: 0 | 1 | 4 | 5 | 14294-003-002573 | CROWN USA INC.
27489 | Permanently Closed | 1989-12-27 | 1975-01-01 | 1989-12-27 | Petroleum | Other, ALYD RESIN | Other |  | Steel | Steel |  | Painted or None | Steel |  | 1901-01-01 | [15 empty] | UST Currently In Use: 1; UST Temp Close: 4; AST Currently In Use: 0; AST Temp Closed: 0 | 1 | 4 | 5 | 14294-003-002573 | CROWN USA INC.
27490 | Permanently Closed | 1989-12-27 | 1975-01-01 | 1989-12-27 | Petroleum | Other, ALYD RESIN | Other |  | Steel | Steel |  | Painted or None | Steel |  | 1901-01-01 | [15 empty] | UST Currently In Use: 1; UST Temp Close: 4; AST Currently In Use: 0; AST Temp Closed: 0 | 1 | 4 | 5 | 14294-003-002573 | CROWN USA INC.
27491 | Permanently Closed | 1989-12-27 | 1975-01-01 | 1989-12-27 | Hazardous Substance |  |  |  | Steel | Steel |  | Painted or None | Steel |  | 1901-01-01 | [15 empty] | UST Currently In Use: 1; UST Temp Close: 4; AST Currently In Use: 0; AST Temp Closed: 0 | 1 | 4 | 5 | 14294-003-002573 | CROWN USA INC.
27492 | Temporary Closed | 2017-10-01 | 1989-12-29 |  | Petroleum | Other, ACETONE | Other | Industrial | Steel | Steel | Coated & cathodic protection (sti-P3) |  | Other, ABOVE GRND |  |  |  | Catchment Basin, Single walled catchment basin | Flow Rest 90% Full | Flow Rest 90% Full | Interstitial Monitoring within Secondary Containment | [10 empty] | UST Currently In Use: 1; UST Temp Close: 4; AST Currently In Use: 0; AST Temp Closed: 0 | 1 | 4 | 5 | 14294-003-002573 | CROWN USA INC.
27493 | Temporary Closed | 2017-10-01 | 1989-12-29 |  | Hazardous Substance |  |  | Industrial | Steel | Steel | Coated & cathodic protection (sti-P3) |  | Other, ABOVE GRND |  |  |  | Catchment Basin, Single walled catchment basin | Flow Rest 90% Full | Flow Rest 90% Full | Interstitial Monitoring within Secondary Containment | [10 empty] | UST Currently In Use: 1; UST Temp Close: 4; AST Currently In Use: 0; AST Temp Closed: 0 | 1 | 4 | 5 | 14294-003-002573 | CROWN USA INC.
27494 | Currently in Use |  | 1989-12-29 |  | Petroleum | Other, METHANOL | Other | Industrial | Steel | Steel | Coated & cathodic protection (sti-P3) |  | Other, ABOVE GRND |  |  |  | Catchment Basin, Single walled catchment basin | Flow Rest 90% Full | Flow Rest 90% Full | Interstitial Monitoring within Secondary Containment | [10 empty] | UST Currently In Use: 1; UST Temp Close: 4; AST Currently In Use: 0; AST Temp Closed: 0 | 1 | 4 | 5 | 14294-003-002573 | CROWN USA INC.
27495 | Temporary Closed | 2017-10-01 | 1989-12-29 |  | Petroleum | Other, MED RESIN | Other | Industrial | Steel | Steel | Coated & cathodic protection (sti-P3) |  | Other, ABOVE GRND |  |  |  | Catchment Basin, Single walled catchment basin | Flow Rest 90% Full | Flow Rest 90% Full | Interstitial Monitoring within Secondary Containment | [10 empty] | UST Currently In Use: 1; UST Temp Close: 4; AST Currently In Use: 0; AST Temp Closed: 0 | 1 | 4 | 5 | 14294-003-002573 | CROWN USA INC.
27496 | Temporary Closed | 2009-04-01 | 1989-12-29 |  | Petroleum | Other, SHORT RESN | Other | Industrial | Steel | Steel | Coated & cathodic protection (sti-P3) |  | Other, ABOVE GRND |  |  |  | Catchment Basin, Single walled catchment basin | Flow Rest 90% Full | Flow Rest 90% Full | Interstitial Monitoring within Secondary Containment | [10 empty] | UST Currently In Use: 1; UST Temp Close: 4; AST Currently In Use: 0; AST Temp Closed: 0 | 1 | 4 | 5 | 14294-003-002573 | CROWN USA INC.
27497 | Retired | 1988-12-22 | 1974-01-01 |  | Petroleum | Other, SKIM OIL | Other |  | Steel | Steel | Coated & cathodic protection (sti-P3) |  |  |  | 1901-01-01 | [15 empty] | UST Currently In Use: 0; UST Temp Close: 0; AST Currently In Use: 0; AST Temp Closed: 0 | 0 | 0 | 3 | 20731-083-002761 | DPH-DAS LLC
27498 | Permanently Closed | 1992-08-01 | 1974-01-01 | 1992-08-01 | Hazardous Substance |  |  |  | Steel | Steel | Coated & cathodic protection (sti-P3) |  |  |  | 1901-01-01 | [15 empty] | UST Currently In Use: 0; UST Temp Close: 0; AST Currently In Use: 0; AST Temp Closed: 0 | 0 | 0 | 3 | 20731-083-002761 | DPH-DAS LLC
27499 | Permanently Closed | 1992-08-10 | 1974-01-01 | 1992-08-10 | Petroleum | On road diesel | On road diesel |  | Steel | Steel | Coated & cathodic protection (sti-P3) |  |  |  | 1901-01-01 | [15 empty] | UST Currently In Use: 0; UST Temp Close: 0; AST Currently In Use: 0; AST Temp Closed: 0 | 0 | 0 | 3 | 20731-083-002761 | DPH-DAS LLC
27500 | Permanently Closed | 1992-08-11 | 1974-01-01 | 1992-08-11 | Petroleum | Unleaded gasoline | Unleaded gasoline |  | Steel | Steel | Coated & cathodic protection (sti-P3) |  |  |  | 1901-01-01 | [15 empty] | UST Currently In Use: 0; UST Temp Close: 0; AST Currently In Use: 0; AST Temp Closed: 0 | 0 | 0 | 3 | 20731-083-002761 | DPH-DAS LLC
27501 | Permanently Closed | 1989-12-01 | 1976-01-01 | 1990-10-30 | Petroleum | On road diesel | On road diesel |  | Steel | Steel | Interior lined (not allowed as a standalone method of corrosion protection) | Painted or None |  |  | 1901-01-01 | [15 empty] | UST Currently In Use: 1; UST Temp Close: 0; AST Currently In Use: 0; AST Temp Closed: 0 | 1 | 0 | 2 | 14296-073-013105 | SAIA MOTOR FREIGHT LINE INC
27502 | Permanently Closed | 1989-12-01 | 1976-01-01 | 1990-10-30 | Petroleum | On road diesel | On road diesel |  | Steel | Steel | Interior lined (not allowed as a standalone method of corrosion protection) | Painted or None |  |  | 1901-01-01 | [15 empty] | UST Currently In Use: 1; UST Temp Close: 0; AST Currently In Use: 0; AST Temp Closed: 0 | 1 | 0 | 2 | 14296-073-013105 | SAIA MOTOR FREIGHT LINE INC
27503 | Permanently Closed | 1979-12-01 | 1956-01-01 | 1979-12-01 | Petroleum | On road diesel | On road diesel |  | Steel | Steel |  | Painted or None | Steel |  | 1901-01-01 | [15 empty] | UST Currently In Use: 0; UST Temp Close: 1; AST Currently In Use: 0; AST Temp Closed: 0 | 0 | 1 | 2 | 14296-097-002806 | SAIA MOTOR FREIGHT LINE INC
27504 | Permanently Closed | 1990-01-01 | 1969-01-01 | 1990-01-01 | Petroleum | On road diesel | On road diesel |  | Steel | Steel |  | Painted or None | Steel |  | 1901-01-01 | [15 empty] | UST Currently In Use: 0; UST Temp Close: 1; AST Currently In Use: 0; AST Temp Closed: 0 | 0 | 1 | 2 | 14296-097-002806 | SAIA MOTOR FREIGHT LINE INC
27505 | Temporary Closed | 2001-11-18 | 1990-01-01 |  | Petroleum | On road diesel | On road diesel |  | Fiberglass coated steel | Fiberglass coated steel | Other, FBRGLS CTD |  | Fiberglass reinforced plastic |  | 1901-01-01 |  | Catchment Basin, Single walled catchment basin | Automatic shutoff device At 95% full | Automatic shutoff device At 95% full | [11 empty] | UST Currently In Use: 0; UST Temp Close: 1; AST Currently In Use: 0; AST Temp Closed: 0 | 0 | 1 | 2 | 14296-097-002806 | SAIA MOTOR FREIGHT LINE INC
27506 | Permanently Closed | 1991-12-16 | 1977-01-01 | 1991-12-16 | Petroleum | On road diesel | On road diesel |  | Steel | Steel | Interior lined (not allowed as a standalone method of corrosion protection) | Painted or None | Steel |  | 1901-01-01 | [15 empty] | UST Currently In Use: 1; UST Temp Close: 0; AST Currently In Use: 0; AST Temp Closed: 0 | 1 | 0 | 1 | 14296-101-000378 | SAIA MOTOR FREIGHT LINE INC
27507 | Permanently Closed | 1992-03-13 | 1982-01-01 | 1992-03-13 | Petroleum | On road diesel | On road diesel |  | Fiberglass reinforced plastic | Fiberglass reinforced plastic |  |  | Steel |  | 1901-01-01 | [15 empty] | UST Currently In Use: 0; UST Temp Close: 0; AST Currently In Use: 1; AST Temp Closed: 0 | 0 | 0 | 1 | 14298-081-008335 | SALEM WASTE DISPOSAL CENTER INC
27508 | Temporary Closed | 2024-03-04 | 1962-01-01 |  | Petroleum | Premium gasoline | Premium gasoline | Bulk facility | Steel | Steel | Field installed cathodic protection |  | Steel |  |  | Field installed cathodic protection | Catchment Basin, Single walled catchment basin | Audible high level alarm At 90% full | Audible high level alarm At 90% full |  |  | Continuous Automatic Tank Gauge | [8 empty] | UST Currently In Use: 0; UST Temp Close: 4; AST Currently In Use: 0; AST Temp Closed: 0 | 0 | 4 | 0 | 25496-081-009977 | MIKE WOODHAM
27509 | Temporary Closed | 2024-03-04 | 1962-01-01 |  | Petroleum | Premium gasoline | Premium gasoline | Bulk facility | Steel | Steel | Field installed cathodic protection |  | Steel |  |  | Field installed cathodic protection | Catchment Basin, Single walled catchment basin | Audible high level alarm At 90% full | Audible high level alarm At 90% full |  |  | Continuous Automatic Tank Gauge | [8 empty] | UST Currently In Use: 0; UST Temp Close: 4; AST Currently In Use: 0; AST Temp Closed: 0 | 0 | 4 | 0 | 25496-081-009977 | MIKE WOODHAM
27510 | Temporary Closed | 2006-12-24 | 1962-01-01 |  | Petroleum | Unleaded gasoline | Unleaded gasoline | Retail | Steel | Steel | Field installed cathodic protection |  | Steel |  |  | Field installed cathodic protection | Catchment Basin, Single walled catchment basin | Audible high level alarm At 90% full | Audible high level alarm At 90% full |  |  | Continuous Automatic Tank Gauge | [8 empty] | UST Currently In Use: 0; UST Temp Close: 4; AST Currently In Use: 0; AST Temp Closed: 0 | 0 | 4 | 0 | 25496-081-009977 | MIKE WOODHAM
27511 | Temporary Closed | 2006-12-24 | 1962-01-01 |  | Petroleum | Unleaded gasoline | Unleaded gasoline | Retail | Steel | Steel | Field installed cathodic protection |  | Steel |  |  | Field installed cathodic protection | Catchment Basin, Single walled catchment basin | Audible high level alarm At 90% full | Audible high level alarm At 90% full |  |  | Continuous Automatic Tank Gauge | [8 empty] | UST Currently In Use: 0; UST Temp Close: 4; AST Currently In Use: 0; AST Temp Closed: 0 | 0 | 4 | 0 | 25496-081-009977 | MIKE WOODHAM
27512 | Permanently Closed | 2008-12-14 | 1953-01-01 | 2009-07-22 | Petroleum | Unleaded gasoline | Unleaded gasoline | Retail | Steel | Steel | Field installed cathodic protection |  | Steel |  |  | Field installed cathodic protection | Catchment Basin, Single walled catchment basin | Automatic shutoff device At 95% full | Automatic shutoff device At 95% full |  |  | Continuous Automatic Tank Gauge | [8 empty] | UST Currently In Use: 0; UST Temp Close: 0; AST Currently In Use: 0; AST Temp Closed: 0 | 0 | 0 | 3 | 23334-081-009978 | JESSE R NIX
27513 | Permanently Closed | 2008-12-14 | 1953-01-01 | 2009-07-22 | Petroleum | Premium gasoline | Premium gasoline | Retail | Steel | Steel | Field installed cathodic protection |  | Steel |  |  | Field installed cathodic protection | Catchment Basin, Single walled catchment basin | Automatic shutoff device At 95% full | Automatic shutoff device At 95% full |  |  | Continuous Automatic Tank Gauge | [8 empty] | UST Currently In Use: 0; UST Temp Close: 0; AST Currently In Use: 0; AST Temp Closed: 0 | 0 | 0 | 3 | 23334-081-009978 | JESSE R NIX
27514 | Permanently Closed | 2008-12-14 | 1953-01-01 | 2009-07-22 | Petroleum | On road diesel | On road diesel | Retail | Steel | Steel | Field installed cathodic protection |  | Steel |  |  | Field installed cathodic protection | Catchment Basin, Single walled catchment basin | Automatic shutoff device At 95% full | Automatic shutoff device At 95% full |  |  | Continuous Automatic Tank Gauge | [8 empty] | UST Currently In Use: 0; UST Temp Close: 0; AST Currently In Use: 0; AST Temp Closed: 0 | 0 | 0 | 3 | 23334-081-009978 | JESSE R NIX
27515 | Permanently Closed | 1988-08-08 | 1974-01-01 | 1996-09-23 | Petroleum | Unleaded gasoline | Unleaded gasoline | Bulk facility |  |  |  |  | Steel |  | 1901-01-01 | [15 empty] | UST Currently In Use: 0; UST Temp Close: 0; AST Currently In Use: 0; AST Temp Closed: 0 | 0 | 0 | 1 | 14300-101-001738 | SAM BRYAN AIR COND & HEATING
27516 | Currently in Use |  | 1981-01-01 |  | Petroleum | Unleaded gasoline | Unleaded gasoline | Retail | Steel | Steel | Field installed cathodic protection |  | Steel |  |  | Field installed cathodic protection | Catchment Basin, Single walled catchment basin | Automatic shutoff device At 95% full | Automatic shutoff device At 95% full |  |  | Statistical Inventory Reconciliation (SIR) | [8 empty] | UST Currently In Use: 1; UST Temp Close: 1; AST Currently In Use: 1; AST Temp Closed: 0 | 1 | 1 | 0 | 22720-097-004164 | WARREN J. RIVERS SR.
27517 | Temporary Closed | 2010-01-01 | 1981-01-01 |  | Petroleum | Unleaded gasoline | Unleaded gasoline | Retail | Steel | Steel | Field installed cathodic protection |  | Steel |  |  | Field installed cathodic protection | Catchment Basin, Single walled catchment basin | Automatic shutoff device At 95% full | Automatic shutoff device At 95% full |  |  | Statistical Inventory Reconciliation (SIR) | [8 empty] | UST Currently In Use: 1; UST Temp Close: 1; AST Currently In Use: 1; AST Temp Closed: 0 | 1 | 1 | 0 | 22720-097-004164 | WARREN J. RIVERS SR.
27518 | Temporary Closed | 2019-01-10 | 1985-05-01 |  | Petroleum | Premium gasoline | Premium gasoline | Retail | Steel | Steel | Coated & cathodic protection (sti-P3) |  | Steel |  | 1901-01-01 | Field installed cathodic protection | Catchment Basin, Single walled catchment basin | Automatic shutoff device At 95% full | Automatic shutoff device At 95% full |  |  | Statistical Inventory Reconciliation (SIR) | [8 empty] | UST Currently In Use: 0; UST Temp Close: 2; AST Currently In Use: 0; AST Temp Closed: 0 | 0 | 2 | 2 | 23872-057-006317 | STANLEY BEAVERS
27519 | Permanently Closed | 1993-05-25 | 1975-01-01 | 1993-05-25 | Petroleum | Unleaded gasoline | Unleaded gasoline | Retail | Steel | Steel |  | Painted or None | Steel |  | 1901-01-01 | [15 empty] | UST Currently In Use: 0; UST Temp Close: 2; AST Currently In Use: 0; AST Temp Closed: 0 | 0 | 2 | 2 | 23872-057-006317 | STANLEY BEAVERS
27520 | Permanently Closed | 1993-01-04 | 1975-01-01 | 1993-05-24 | Petroleum | On road diesel | On road diesel |  | Steel | Steel |  | Painted or None | Steel |  | 1901-01-01 | [15 empty] | UST Currently In Use: 0; UST Temp Close: 2; AST Currently In Use: 0; AST Temp Closed: 0 | 0 | 2 | 2 | 23872-057-006317 | STANLEY BEAVERS
27521 | Permanently Closed | 1991-02-01 | 1965-01-01 | 1991-02-01 | Petroleum | Unleaded gasoline | Unleaded gasoline |  | Steel | Steel |  | Painted or None | Steel |  | 1901-01-01 | [15 empty] | UST Currently In Use: 0; UST Temp Close: 0; AST Currently In Use: 0; AST Temp Closed: 0 | 0 | 0 | 6 | 14303-101-011375 | SAM MCGLAMRY
27522 | Permanently Closed | 1991-02-01 | 1965-01-01 | 1991-02-01 | Petroleum | Unleaded gasoline | Unleaded gasoline |  | Steel | Steel |  | Painted or None | Steel |  | 1901-01-01 | [15 empty] | UST Currently In Use: 0; UST Temp Close: 0; AST Currently In Use: 0; AST Temp Closed: 0 | 0 | 0 | 6 | 14303-101-011375 | SAM MCGLAMRY
27523 | Permanently Closed | 1991-02-01 | 1965-01-01 | 1991-02-01 | Petroleum | Unleaded gasoline | Unleaded gasoline |  | Steel | Steel |  | Painted or None | Steel |  | 1901-01-01 | [15 empty] | UST Currently In Use: 0; UST Temp Close: 0; AST Currently In Use: 0; AST Temp Closed: 0 | 0 | 0 | 6 | 14303-101-011375 | SAM MCGLAMRY
27524 | Permanently Closed | 1991-02-01 | 1965-01-01 | 1991-02-01 | Petroleum | Unleaded gasoline | Unleaded gasoline |  | Steel | Steel |  | Painted or None | Steel |  | 1901-01-01 | [15 empty] | UST Currently In Use: 0; UST Temp Close: 0; AST Currently In Use: 0; AST Temp Closed: 0 | 0 | 0 | 6 | 14303-101-011375 | SAM MCGLAMRY
27525 | Permanently Closed | 1991-02-01 | 1969-01-01 | 1991-02-01 | Petroleum | Unleaded gasoline | Unleaded gasoline |  | Steel | Steel |  | Painted or None | Steel |  | 1901-01-01 | [15 empty] | UST Currently In Use: 0; UST Temp Close: 0; AST Currently In Use: 0; AST Temp Closed: 0 | 0 | 0 | 6 | 14303-101-011375 | SAM MCGLAMRY
27526 | Permanently Closed | 1991-02-01 | 1965-01-01 | 1991-02-01 | Petroleum | Used oil | Used oil |  | Steel | Steel |  | Painted or None | Steel |  | 1901-01-01 | [15 empty] | UST Currently In Use: 0; UST Temp Close: 0; AST Currently In Use: 0; AST Temp Closed: 0 | 0 | 0 | 6 | 14303-101-011375 | SAM MCGLAMRY
27527 | Permanently Closed | 1980-01-01 | 1973-01-01 | 1988-06-27 | Petroleum | On road diesel | On road diesel |  | Steel | Steel |  | Painted or None | Steel |  | 1901-01-01 | [15 empty] | UST Currently In Use: 0; UST Temp Close: 0; AST Currently In Use: 1; AST Temp Closed: 0 | 0 | 0 | 4 | 14304-071-009794 | SAM NOBLE TRUCKING CO INC
27528 | Permanently Closed | 1980-01-01 | 1975-01-01 | 1988-06-27 | Petroleum | On road diesel | On road diesel |  | Steel | Steel |  | Painted or None | Steel |  | 1901-01-01 | [15 empty] | UST Currently In Use: 0; UST Temp Close: 0; AST Currently In Use: 1; AST Temp Closed: 0 | 0 | 0 | 4 | 14304-071-009794 | SAM NOBLE TRUCKING CO INC
27529 | Permanently Closed | 1980-01-01 | 1975-01-01 | 1988-12-06 | Petroleum | Used oil | Used oil |  | Steel | Steel |  | Painted or None | Steel |  | 1901-01-01 | [15 empty] | UST Currently In Use: 0; UST Temp Close: 0; AST Currently In Use: 1; AST Temp Closed: 0 | 0 | 0 | 4 | 14304-071-009794 | SAM NOBLE TRUCKING CO INC
27530 | Permanently Closed | 1980-01-01 | 1982-01-01 | 1988-12-06 | Petroleum | Used oil | Used oil |  | Steel | Steel |  | Painted or None | Steel |  | 1901-01-01 | [15 empty] | UST Currently In Use: 0; UST Temp Close: 0; AST Currently In Use: 1; AST Temp Closed: 0 | 0 | 0 | 4 | 14304-071-009794 | SAM NOBLE TRUCKING CO INC
27531 | Permanently Closed | 1992-03-23 | 1981-01-01 | 1992-03-23 | Petroleum | Unleaded gasoline | Unleaded gasoline |  | Steel | Steel |  | Painted or None | Steel |  | 1901-01-01 | [12 empty] | Annual line testing | Annual line testing |  | UST Currently In Use: 0; UST Temp Close: 0; AST Currently In Use: 0; AST Temp Closed: 0 | 0 | 0 | 4 | 14306-073-002079 | SAMFORD UNIVERSITY
27532 | Permanently Closed | 1998-03-23 | 1981-01-01 | 1998-03-30 | Petroleum | Unleaded gasoline | Unleaded gasoline |  | Steel | Steel |  | Painted or None | Steel |  | 1901-01-01 | [12 empty] | Annual line testing | Annual line testing |  | UST Currently In Use: 0; UST Temp Close: 0; AST Currently In Use: 0; AST Temp Closed: 0 | 0 | 0 | 4 | 14306-073-002079 | SAMFORD UNIVERSITY
27533 | Permanently Closed | 1992-01-01 | 1979-01-01 | 1992-01-01 | Petroleum | On road diesel | On road diesel |  | Steel | Steel |  | Painted or None | Steel |  | 1901-01-01 | [15 empty] | UST Currently In Use: 0; UST Temp Close: 0; AST Currently In Use: 0; AST Temp Closed: 0 | 0 | 0 | 4 | 14306-073-002079 | SAMFORD UNIVERSITY
27534 | Permanently Closed | 1997-03-03 | 1968-01-01 | 1997-03-03 | Petroleum | Used oil | Used oil |  | Steel | Steel |  | Painted or None | Steel |  | 1901-01-01 | [15 empty] | UST Currently In Use: 0; UST Temp Close: 0; AST Currently In Use: 0; AST Temp Closed: 0 | 0 | 0 | 1 | 14307-081-010139 | SAMUEL D WESLEY
27535 | Permanently Closed | 1901-01-01 | 1968-01-01 | 1989-01-01 | Petroleum | On road diesel | On road diesel |  | Steel | Steel |  | Painted or None | Steel |  | 1901-01-01 | [15 empty] | UST Currently In Use: 0; UST Temp Close: 0; AST Currently In Use: 0; AST Temp Closed: 0 | 0 | 0 | 1 | 14308-113-008631 | SAMUEL H STREETMAN JR
27536 | Permanently Closed | 1990-05-02 | 1961-01-01 | 1990-05-02 | Petroleum | Unleaded gasoline | Unleaded gasoline |  | Steel | Steel |  | Painted or None | Steel |  | 1901-01-01 | [15 empty] | UST Currently In Use: 0; UST Temp Close: 0; AST Currently In Use: 0; AST Temp Closed: 0 | 0 | 0 | 2 | 14309-015-003832 | KERR MCGEE REFINING CORP
27537 | Permanently Closed | 1990-05-02 | 1961-01-01 | 1990-05-02 | Petroleum | Unleaded gasoline | Unleaded gasoline |  | Steel | Steel |  | Painted or None | Steel |  | 1901-01-01 | [15 empty] | UST Currently In Use: 0; UST Temp Close: 0; AST Currently In Use: 0; AST Temp Closed: 0 | 0 | 0 | 2 | 14309-015-003832 | KERR MCGEE REFINING CORP
27538 | Permanently Closed | 2009-09-21 | 1965-01-01 | 2009-09-21 | Petroleum | Unleaded gasoline | Unleaded gasoline | Retail | Steel | Steel | Field installed cathodic protection |  | Flexible |  |  |  | Catchment Basin, Single walled catchment basin | Flow Rest 90% Full | Flow Rest 90% Full |  |  | Automatic Tank Gauge, Statistical Inventory Reconciliation (SIR) |  |  |  | Interstitial Monitoring within Secondary Containment |  | Statistical inventory reconciliation (SIR) | Statistical inventory reconciliation (SIR) |  | UST Currently In Use: 0; UST Temp Close: 0; AST Currently In Use: 0; AST Temp Closed: 0 | 0 | 0 | 2 | 17924-033-003804 | BRITTON OIL CO
27539 | Permanently Closed | 2009-09-21 | 1965-01-01 | 2009-09-21 | Petroleum | Premium gasoline | Premium gasoline | Retail | Steel | Steel | Field installed cathodic protection |  | Flexible |  |  |  | Catchment Basin, Single walled catchment basin | Flow Rest 90% Full | Flow Rest 90% Full |  |  | Automatic Tank Gauge, Statistical Inventory Reconciliation (SIR) |  |  |  | Interstitial Monitoring within Secondary Containment |  | Statistical inventory reconciliation (SIR) | Statistical inventory reconciliation (SIR) |  | UST Currently In Use: 0; UST Temp Close: 0; AST Currently In Use: 0; AST Temp Closed: 0 | 0 | 0 | 2 | 17924-033-003804 | BRITTON OIL CO
27540 | Temporary Closed | 2022-04-04 | 1981-01-01 |  | Petroleum | On road diesel | On road diesel | Retail | Single Wall, Steel | Steel | Field installed cathodic protection |  | Double Wall, Fiberglass reinforced plastic |  |  |  | Catchment Basin, Single walled catchment basin | Flow Rest 90% Full | Flow Rest 90% Full |  |  | Continuous Automatic Tank Gauge |  | Automatic flow restrictor (MLLD), Sump sensor relayed to automatically shut off submersible pump | Sump sensor relayed to automatically shut off submersible pump | Interstitial Monitoring within Secondary Containment | SENSOR TO ATG | Continuous alarm system | Continuous alarm system |  | UST Currently In Use: 3; UST Temp Close: 1; AST Currently In Use: 0; AST Temp Closed: 0 | 3 | 1 | 0 | 25265-049-003808 | LGWS/CROSS AMERICA PARTNERS
27541 | Currently in Use |  | 1981-01-01 |  | Petroleum | On road diesel | On road diesel | Retail | Single Wall, Steel | Steel | Field installed cathodic protection |  | Double Wall, Fiberglass reinforced plastic |  |  |  | Catchment Basin, Single walled catchment basin | Flow Rest 90% Full | Flow Rest 90% Full |  |  | Continuous Automatic Tank Gauge |  | Automatic flow restrictor (MLLD), Sump sensor relayed to automatically shut off submersible pump | Sump sensor relayed to automatically shut off submersible pump | Interstitial Monitoring within Secondary Containment | SENSOR TO ATG | Continuous alarm system | Continuous alarm system |  | UST Currently In Use: 3; UST Temp Close: 1; AST Currently In Use: 0; AST Temp Closed: 0 | 3 | 1 | 0 | 25265-049-003808 | LGWS/CROSS AMERICA PARTNERS
27542 | Currently in Use |  | 1981-01-01 |  | Petroleum | Premium gasoline | Premium gasoline | Retail | Single Wall, Steel | Steel | Field installed cathodic protection |  | Double Wall, Fiberglass reinforced plastic |  |  |  | Catchment Basin, Single walled catchment basin | Flow Rest 90% Full | Flow Rest 90% Full |  |  | Continuous Automatic Tank Gauge |  | Automatic flow restrictor (MLLD), Sump sensor relayed to automatically shut off submersible pump | Sump sensor relayed to automatically shut off submersible pump | Interstitial Monitoring within Secondary Containment | SENSOR TO ATG | Continuous alarm system | Continuous alarm system |  | UST Currently In Use: 3; UST Temp Close: 1; AST Currently In Use: 0; AST Temp Closed: 0 | 3 | 1 | 0 | 25265-049-003808 | LGWS/CROSS AMERICA PARTNERS
27543 | Permanently Closed | 1997-06-01 | 1956-01-01 | 1997-06-01 | Petroleum | Unleaded gasoline | Unleaded gasoline | Retail | Steel | Steel |  | Painted or None | Steel |  | 1901-01-01 | [6 empty] | Other, Statistical Inventory Reconciliation (SIR) | [5 empty] | Annual line testing | Annual line testing |  | UST Currently In Use: 0; UST Temp Close: 0; AST Currently In Use: 0; AST Temp Closed: 0 | 0 | 0 | 2 | 17924-049-003820 | BRITTON OIL CO
27544 | Permanently Closed | 1997-06-01 | 1956-01-01 | 1997-06-01 | Petroleum | Unleaded gasoline | Unleaded gasoline | Retail | Steel | Steel |  | Painted or None | Steel |  | 1901-01-01 | [6 empty] | Statistical Inventory Reconciliation (SIR) | [5 empty] | Annual line testing | Annual line testing |  | UST Currently In Use: 0; UST Temp Close: 0; AST Currently In Use: 0; AST Temp Closed: 0 | 0 | 0 | 2 | 17924-049-003820 | BRITTON OIL CO
27545 | Permanently Closed | 1991-11-05 | 1982-01-01 | 1991-11-05 | Petroleum | Unleaded gasoline | Unleaded gasoline |  | Steel | Steel | Coated & cathodic protection (sti-P3) |  | Steel |  | 1901-01-01 | [15 empty] | UST Currently In Use: 0; UST Temp Close: 0; AST Currently In Use: 0; AST Temp Closed: 0 | 0 | 0 | 2 | 14309-055-003793 | KERR MCGEE REFINING CORP
27546 | Permanently Closed | 1991-11-05 | 1982-01-01 | 1991-11-05 | Petroleum | Unleaded gasoline | Unleaded gasoline |  | Steel | Steel | Coated & cathodic protection (sti-P3) |  | Steel |  | 1901-01-01 | [15 empty] | UST Currently In Use: 0; UST Temp Close: 0; AST Currently In Use: 0; AST Temp Closed: 0 | 0 | 0 | 2 | 14309-055-003793 | KERR MCGEE REFINING CORP
27547 | Permanently Closed | 1990-08-15 | 1964-01-01 | 1990-08-15 | Petroleum | Unleaded gasoline | Unleaded gasoline |  | Steel | Steel |  | Painted or None | Steel |  | 1901-01-01 | [15 empty] | UST Currently In Use: 0; UST Temp Close: 0; AST Currently In Use: 0; AST Temp Closed: 0 | 0 | 0 | 2 | 14309-055-003794 | KERR MCGEE REFINING CORP
27548 | Permanently Closed | 1990-08-15 | 1964-01-01 | 1990-08-15 | Petroleum | Unleaded gasoline | Unleaded gasoline |  | Steel | Steel |  | Painted or None | Steel |  | 1901-01-01 | [15 empty] | UST Currently In Use: 0; UST Temp Close: 0; AST Currently In Use: 0; AST Temp Closed: 0 | 0 | 0 | 2 | 14309-055-003794 | KERR MCGEE REFINING CORP
27549 | Permanently Closed | 2001-03-13 | 1982-01-01 | 2001-04-06 | Petroleum | Unleaded gasoline | Unleaded gasoline |  | Steel | Steel | Field installed cathodic protection |  | Steel |  | 1901-01-01 | Field installed cathodic protection | Catchment Basin, Single walled catchment basin | Flow Rest 90% Full | Flow Rest 90% Full |  |  | Statistical Inventory Reconciliation (SIR) | [5 empty] | Annual line testing, Statistical inventory reconciliation (SIR) | Statistical inventory reconciliation (SIR) |  | UST Currently In Use: 0; UST Temp Close: 0; AST Currently In Use: 0; AST Temp Closed: 0 | 0 | 0 | 3 | 17924-055-003799 | BRITTON OIL CO
27550 | Permanently Closed | 2001-03-13 | 1982-01-01 | 2001-04-06 | Petroleum | Unleaded gasoline | Unleaded gasoline |  | Steel | Steel | Field installed cathodic protection |  | Steel |  | 1901-01-01 | Field installed cathodic protection | Catchment Basin, Single walled catchment basin | Flow Rest 90% Full | Flow Rest 90% Full |  |  | Statistical Inventory Reconciliation (SIR) | [8 empty] | UST Currently In Use: 0; UST Temp Close: 0; AST Currently In Use: 0; AST Temp Closed: 0 | 0 | 0 | 3 | 17924-055-003799 | BRITTON OIL CO
27551 | Permanently Closed | 2001-03-13 | 1982-01-01 | 2001-04-06 | Petroleum | Unleaded gasoline | Unleaded gasoline |  | Steel | Steel | Field installed cathodic protection |  | Steel |  | 1901-01-01 | Field installed cathodic protection | Catchment Basin, Single walled catchment basin | Flow Rest 90% Full | Flow Rest 90% Full |  |  | Statistical Inventory Reconciliation (SIR) | [8 empty] | UST Currently In Use: 0; UST Temp Close: 0; AST Currently In Use: 0; AST Temp Closed: 0 | 0 | 0 | 3 | 17924-055-003799 | BRITTON OIL CO
27552 | Permanently Closed | 1991-07-31 | 1956-01-01 | 1991-07-31 | Petroleum | Unleaded gasoline | Unleaded gasoline |  | Steel | Steel |  | Painted or None | Steel |  | 1901-01-01 | [15 empty] | UST Currently In Use: 0; UST Temp Close: 0; AST Currently In Use: 0; AST Temp Closed: 0 | 0 | 0 | 3 | 14309-055-003801 | KERR MCGEE REFINING CORP
27553 | Permanently Closed | 1991-07-31 | 1980-01-01 | 1991-07-31 | Petroleum | Unleaded gasoline | Unleaded gasoline |  | Steel | Steel |  | Painted or None | Steel |  | 1901-01-01 | [15 empty] | UST Currently In Use: 0; UST Temp Close: 0; AST Currently In Use: 0; AST Temp Closed: 0 | 0 | 0 | 3 | 14309-055-003801 | KERR MCGEE REFINING CORP
27554 | Permanently Closed | 1991-07-31 | 1956-01-01 | 1991-07-31 | Petroleum | Unleaded gasoline | Unleaded gasoline |  | Steel | Steel |  | Painted or None | Steel |  | 1901-01-01 | [15 empty] | UST Currently In Use: 0; UST Temp Close: 0; AST Currently In Use: 0; AST Temp Closed: 0 | 0 | 0 | 3 | 14309-055-003801 | KERR MCGEE REFINING CORP
27555 | Permanently Closed | 1993-03-09 | 1969-01-01 | 1993-03-09 | Petroleum | Unleaded gasoline | Unleaded gasoline |  | Steel | Steel |  | Painted or None | Steel |  | 1901-01-01 | [12 empty] | Annual line testing | Annual line testing |  | UST Currently In Use: 0; UST Temp Close: 0; AST Currently In Use: 0; AST Temp Closed: 0 | 0 | 0 | 3 | 17924-055-003812 | BRITTON OIL CO
27556 | Permanently Closed | 1994-05-24 | 1980-01-01 | 1994-05-24 | Petroleum | Unleaded gasoline | Unleaded gasoline |  | Steel | Steel |  | Painted or None | Steel |  | 1901-01-01 | [12 empty] | Annual line testing | Annual line testing |  | UST Currently In Use: 0; UST Temp Close: 0; AST Currently In Use: 0; AST Temp Closed: 0 | 0 | 0 | 3 | 17924-055-003812 | BRITTON OIL CO
27557 | Permanently Closed | 1994-05-24 | 1980-01-01 | 1994-05-24 | Petroleum | Unleaded gasoline | Unleaded gasoline |  | Steel | Steel |  | Painted or None | Steel |  | 1901-01-01 | [12 empty] | Annual line testing | Annual line testing |  | UST Currently In Use: 0; UST Temp Close: 0; AST Currently In Use: 0; AST Temp Closed: 0 | 0 | 0 | 3 | 17924-055-003812 | BRITTON OIL CO
27558 | Permanently Closed | 2005-05-01 | 1970-01-01 | 2006-12-11 | Petroleum | Unleaded gasoline | Unleaded gasoline | Retail | Steel | Steel | Field installed cathodic protection |  | Steel |  | 1901-01-01 | Field installed cathodic protection | Catchment Basin, Single walled catchment basin | Automatic shutoff device At 95% full | Automatic shutoff device At 95% full |  |  | Statistical Inventory Reconciliation (SIR) | [8 empty] | UST Currently In Use: 0; UST Temp Close: 0; AST Currently In Use: 0; AST Temp Closed: 0 | 0 | 0 | 2 | 17924-055-003814 | BRITTON OIL CO
27559 | Permanently Closed | 2005-05-01 | 1970-01-01 | 2006-12-11 | Petroleum | Premium gasoline | Premium gasoline | Retail | Steel | Steel | Field installed cathodic protection |  | Steel |  | 1901-01-01 | Field installed cathodic protection | Catchment Basin, Single walled catchment basin | Automatic shutoff device At 95% full | Automatic shutoff device At 95% full |  |  | Statistical Inventory Reconciliation (SIR) | [8 empty] | UST Currently In Use: 0; UST Temp Close: 0; AST Currently In Use: 0; AST Temp Closed: 0 | 0 | 0 | 2 | 17924-055-003814 | BRITTON OIL CO
27560 | Permanently Closed | 1991-05-06 | 1973-01-01 | 1991-05-06 | Petroleum | Unleaded gasoline | Unleaded gasoline |  | Steel | Steel |  | Painted or None | Steel |  | 1901-01-01 | [15 empty] | UST Currently In Use: 0; UST Temp Close: 0; AST Currently In Use: 0; AST Temp Closed: 0 | 0 | 0 | 5 | 19054-055-003816 | TRIPLE-S INC
27561 | Permanently Closed | 1991-05-06 | 1973-01-01 | 1991-05-06 | Petroleum | On road diesel | On road diesel |  | Steel | Steel |  | Painted or None | Steel |  | 1901-01-01 | [15 empty] | UST Currently In Use: 0; UST Temp Close: 0; AST Currently In Use: 0; AST Temp Closed: 0 | 0 | 0 | 5 | 19054-055-003816 | TRIPLE-S INC
27562 | Permanently Closed | 1991-05-06 | 1972-01-01 | 1991-05-06 | Petroleum | Unleaded gasoline | Unleaded gasoline |  | Steel | Steel |  | Painted or None | Steel |  | 1901-01-01 | [15 empty] | UST Currently In Use: 0; UST Temp Close: 0; AST Currently In Use: 0; AST Temp Closed: 0 | 0 | 0 | 5 | 19054-055-003816 | TRIPLE-S INC
27563 | Permanently Closed | 1991-05-06 | 1972-01-01 | 1991-05-06 | Petroleum | Unleaded gasoline | Unleaded gasoline |  | Steel | Steel |  | Painted or None | Steel |  | 1901-01-01 | [15 empty] | UST Currently In Use: 0; UST Temp Close: 0; AST Currently In Use: 0; AST Temp Closed: 0 | 0 | 0 | 5 | 19054-055-003816 | TRIPLE-S INC
27564 | Permanently Closed | 1991-05-06 | 1972-01-01 | 1991-05-06 | Petroleum | Used oil | Used oil |  | Steel | Steel |  | Painted or None | Steel |  | 1901-01-01 | [15 empty] | UST Currently In Use: 0; UST Temp Close: 0; AST Currently In Use: 0; AST Temp Closed: 0 | 0 | 0 | 5 | 19054-055-003816 | TRIPLE-S INC
27565 | Permanently Closed | 1998-05-01 | 1982-01-01 | 1998-05-01 | Petroleum | Unleaded gasoline | Unleaded gasoline |  | Steel | Steel |  | Painted or None | Steel |  | 1901-01-01 | [6 empty] | Statistical Inventory Reconciliation (SIR) |  | Automatic flow restrictor (MLLD) | Automatic flow restrictor (MLLD) |  |  | Annual line testing | Annual line testing |  | UST Currently In Use: 2; UST Temp Close: 0; AST Currently In Use: 0; AST Temp Closed: 0 | 2 | 0 | 2 | 25265-055-003821 | LGWS/CROSS AMERICA PARTNERS
27566 | Permanently Closed | 1998-05-01 | 1982-01-01 | 1998-05-01 | Petroleum | Unleaded gasoline | Unleaded gasoline |  | Steel | Steel |  | Painted or None | Steel |  | 1901-01-01 | [6 empty] | Statistical Inventory Reconciliation (SIR) |  | Automatic flow restrictor (MLLD) | Automatic flow restrictor (MLLD) |  |  | Annual line testing | Annual line testing |  | UST Currently In Use: 2; UST Temp Close: 0; AST Currently In Use: 0; AST Temp Closed: 0 | 2 | 0 | 2 | 25265-055-003821 | LGWS/CROSS AMERICA PARTNERS
27567 | Permanently Closed | 1990-05-01 | 1959-01-01 | 1990-05-01 | Petroleum | Unleaded gasoline | Unleaded gasoline |  | Steel | Steel |  | Painted or None | Steel |  | 1901-01-01 | [15 empty] | UST Currently In Use: 0; UST Temp Close: 0; AST Currently In Use: 0; AST Temp Closed: 0 | 0 | 0 | 2 | 14309-055-003825 | KERR MCGEE REFINING CORP
27568 | Permanently Closed | 1990-05-01 | 1959-01-01 | 1990-05-01 | Petroleum | Unleaded gasoline | Unleaded gasoline |  | Steel | Steel |  | Painted or None | Steel |  | 1901-01-01 | [15 empty] | UST Currently In Use: 0; UST Temp Close: 0; AST Currently In Use: 0; AST Temp Closed: 0 | 0 | 0 | 2 | 14309-055-003825 | KERR MCGEE REFINING CORP
27569 | Permanently Closed | 2008-09-01 | 1981-01-01 | 2011-08-23 | Petroleum | Unleaded gasoline | Unleaded gasoline | Retail | Single Wall, Steel | Steel | Field installed cathodic protection |  | Single Wall, Steel |  | 1901-01-01 | Field installed cathodic protection | Catchment Basin, Single walled catchment basin | Automatic shutoff device At 95% full | Automatic shutoff device At 95% full |  |  | Statistical Inventory Reconciliation (SIR) | [8 empty] | UST Currently In Use: 0; UST Temp Close: 0; AST Currently In Use: 0; AST Temp Closed: 0 | 0 | 0 | 2 | 14199-015-003835 | RJ'S INDEPENDENT GASOLINE LLC
27570 | Permanently Closed | 2008-09-01 | 1981-01-01 | 2011-08-23 | Petroleum | Premium gasoline | Premium gasoline | Retail | Single Wall, Steel | Steel | Field installed cathodic protection |  | Single Wall, Steel |  | 1901-01-01 | Field installed cathodic protection | Catchment Basin, Single walled catchment basin | Automatic shutoff device At 95% full | Automatic shutoff device At 95% full |  |  | Statistical Inventory Reconciliation (SIR) | [8 empty] | UST Currently In Use: 0; UST Temp Close: 0; AST Currently In Use: 0; AST Temp Closed: 0 | 0 | 0 | 2 | 14199-015-003835 | RJ'S INDEPENDENT GASOLINE LLC
27571 | Permanently Closed | 1993-09-09 | 1963-01-01 | 1993-09-09 | Petroleum | Unleaded gasoline | Unleaded gasoline |  | Steel | Steel |  | Painted or None | Steel |  | 1901-01-01 | [15 empty] | UST Currently In Use: 0; UST Temp Close: 0; AST Currently In Use: 0; AST Temp Closed: 0 | 0 | 0 | 3 | 14309-055-003837 | KERR MCGEE REFINING CORP
27572 | Permanently Closed | 1993-09-09 | 1963-01-01 | 1993-09-09 | Petroleum | Unleaded gasoline | Unleaded gasoline |  | Steel | Steel |  | Painted or None | Steel |  | 1901-01-01 | [15 empty] | UST Currently In Use: 0; UST Temp Close: 0; AST Currently In Use: 0; AST Temp Closed: 0 | 0 | 0 | 3 | 14309-055-003837 | KERR MCGEE REFINING CORP
27573 | Permanently Closed | 1993-09-09 | 1982-01-01 | 1993-09-09 | Petroleum | Unleaded gasoline | Unleaded gasoline |  | Steel | Steel |  | Painted or None | Steel |  | 1901-01-01 | [15 empty] | UST Currently In Use: 0; UST Temp Close: 0; AST Currently In Use: 0; AST Temp Closed: 0 | 0 | 0 | 3 | 14309-055-003837 | KERR MCGEE REFINING CORP
27574 | Permanently Closed | 1991-08-03 | 1967-01-01 | 1991-08-03 | Petroleum | Unleaded gasoline | Unleaded gasoline |  | Steel | Steel |  | Painted or None | Steel |  | 1901-01-01 | [15 empty] | UST Currently In Use: 0; UST Temp Close: 0; AST Currently In Use: 0; AST Temp Closed: 0 | 0 | 0 | 2 | 14309-073-003807 | KERR MCGEE REFINING CORP
27575 | Permanently Closed | 1991-08-03 | 1967-01-01 | 1991-08-03 | Petroleum | Unleaded gasoline | Unleaded gasoline |  | Steel | Steel |  | Painted or None | Steel |  | 1901-01-01 | [15 empty] | UST Currently In Use: 0; UST Temp Close: 0; AST Currently In Use: 0; AST Temp Closed: 0 | 0 | 0 | 2 | 14309-073-003807 | KERR MCGEE REFINING CORP
27576 | Permanently Closed | 1990-07-10 | 1961-01-01 | 1990-07-10 | Petroleum | Unleaded gasoline | Unleaded gasoline |  | Steel | Steel |  | Painted or None | Steel |  | 1901-01-01 | [15 empty] | UST Currently In Use: 0; UST Temp Close: 0; AST Currently In Use: 0; AST Temp Closed: 0 | 0 | 0 | 2 | 14309-073-003831 | KERR MCGEE REFINING CORP
27577 | Permanently Closed | 1990-07-10 | 1960-01-01 | 1990-07-10 | Petroleum | Unleaded gasoline | Unleaded gasoline |  | Steel | Steel |  | Painted or None | Steel |  | 1901-01-01 | [15 empty] | UST Currently In Use: 0; UST Temp Close: 0; AST Currently In Use: 0; AST Temp Closed: 0 | 0 | 0 | 2 | 14309-073-003831 | KERR MCGEE REFINING CORP
27581 | Permanently Closed | 1999-01-07 | 1981-01-01 | 2002-10-29 | Petroleum | Unleaded gasoline | Unleaded gasoline | Retail | Steel | Steel | Field installed cathodic protection |  | Steel |  | 1901-01-01 | Field installed cathodic protection | Catchment Basin, Single walled catchment basin | Automatic shutoff device At 95% full | Automatic shutoff device At 95% full |  |  | Statistical Inventory Reconciliation (SIR) | [8 empty] | UST Currently In Use: 0; UST Temp Close: 0; AST Currently In Use: 0; AST Temp Closed: 0 | 0 | 0 | 2 | 17924-083-003798 | BRITTON OIL CO
27582 | Permanently Closed | 1999-01-07 | 1981-01-01 | 2002-10-29 | Petroleum | Unleaded gasoline | Unleaded gasoline | Retail | Steel | Steel | Field installed cathodic protection |  | Steel |  | 1901-01-01 | Field installed cathodic protection | Catchment Basin, Single walled catchment basin | Automatic shutoff device At 95% full | Automatic shutoff device At 95% full |  |  | Statistical Inventory Reconciliation (SIR) | [8 empty] | UST Currently In Use: 0; UST Temp Close: 0; AST Currently In Use: 0; AST Temp Closed: 0 | 0 | 0 | 2 | 17924-083-003798 | BRITTON OIL CO
27583 | Permanently Closed | 1999-01-07 | 1981-01-01 | 2002-10-23 | Petroleum | Unleaded gasoline | Unleaded gasoline | Retail | Steel | Steel | Field installed cathodic protection |  | Steel |  | 1901-01-01 | Field installed cathodic protection | Catchment Basin, Single walled catchment basin | Automatic shutoff device At 95% full | Automatic shutoff device At 95% full |  |  | Statistical Inventory Reconciliation (SIR) | [8 empty] | UST Currently In Use: 0; UST Temp Close: 0; AST Currently In Use: 0; AST Temp Closed: 0 | 0 | 0 | 2 | 17924-083-003800 | BRITTON OIL CO
27584 | Permanently Closed | 1999-01-07 | 1981-01-01 | 2002-10-23 | Petroleum | Unleaded gasoline | Unleaded gasoline | Retail | Steel | Steel | Field installed cathodic protection |  | Steel |  | 1901-01-01 | Field installed cathodic protection | Catchment Basin, Single walled catchment basin | Automatic shutoff device At 95% full | Automatic shutoff device At 95% full |  |  | Statistical Inventory Reconciliation (SIR) | [8 empty] | UST Currently In Use: 0; UST Temp Close: 0; AST Currently In Use: 0; AST Temp Closed: 0 | 0 | 0 | 2 | 17924-083-003800 | BRITTON OIL CO
27585 | Permanently Closed | 2000-08-02 | 1964-01-01 | 2002-10-17 | Petroleum | Unleaded gasoline | Unleaded gasoline | Retail | Steel | Steel | Field installed cathodic protection |  | Steel |  | 1901-01-01 | Field installed cathodic protection | Catchment Basin, Single walled catchment basin |  |  |  |  | Statistical Inventory Reconciliation (SIR) | [5 empty] | Annual line testing, Statistical inventory reconciliation (SIR) | Statistical inventory reconciliation (SIR) |  | UST Currently In Use: 0; UST Temp Close: 0; AST Currently In Use: 0; AST Temp Closed: 0 | 0 | 0 | 2 | 17924-089-003796 | BRITTON OIL CO
27586 | Permanently Closed | 2000-08-02 | 1964-01-01 | 2002-10-17 | Petroleum | Mid-grade gasoline | Mid-grade gasoline | Retail | Steel | Steel | Field installed cathodic protection |  | Steel |  | 1901-01-01 | Field installed cathodic protection | Catchment Basin, Single walled catchment basin |  |  |  |  | Statistical Inventory Reconciliation (SIR) | [5 empty] | Annual line testing, Statistical inventory reconciliation (SIR) | Statistical inventory reconciliation (SIR) |  | UST Currently In Use: 0; UST Temp Close: 0; AST Currently In Use: 0; AST Temp Closed: 0 | 0 | 0 | 2 | 17924-089-003796 | BRITTON OIL CO
27587 | Permanently Closed | 1991-11-08 | 1956-01-01 | 1991-11-08 | Petroleum | Unleaded gasoline | Unleaded gasoline |  | Steel | Steel |  | Painted or None | Steel |  | 1901-01-01 | [12 empty] | Annual line testing | Annual line testing |  | UST Currently In Use: 0; UST Temp Close: 0; AST Currently In Use: 0; AST Temp Closed: 0 | 0 | 0 | 3 | 14309-089-003803 | KERR MCGEE REFINING CORP
27588 | Permanently Closed | 1991-11-08 | 1956-01-01 | 1991-11-08 | Petroleum | Unleaded gasoline | Unleaded gasoline |  | Steel | Steel |  | Painted or None | Steel |  | 1901-01-01 | [12 empty] | Annual line testing | Annual line testing |  | UST Currently In Use: 0; UST Temp Close: 0; AST Currently In Use: 0; AST Temp Closed: 0 | 0 | 0 | 3 | 14309-089-003803 | KERR MCGEE REFINING CORP
27589 | Permanently Closed | 1991-11-08 | 1956-01-01 | 1991-11-08 | Petroleum | Unleaded gasoline | Unleaded gasoline |  | Steel | Steel |  | Painted or None | Steel |  | 1901-01-01 | [12 empty] | Annual line testing | Annual line testing |  | UST Currently In Use: 0; UST Temp Close: 0; AST Currently In Use: 0; AST Temp Closed: 0 | 0 | 0 | 3 | 14309-089-003803 | KERR MCGEE REFINING CORP
27590 | Permanently Closed | 1999-11-12 | 1969-01-01 | 1999-11-12 | Petroleum | Unleaded gasoline | Unleaded gasoline | Retail | Steel | Steel |  | Painted or None | Steel |  | 1901-01-01 | [6 empty] | Statistical Inventory Reconciliation (SIR) | [5 empty] | Annual line testing, Statistical inventory reconciliation (SIR) | Statistical inventory reconciliation (SIR) |  | UST Currently In Use: 0; UST Temp Close: 0; AST Currently In Use: 0; AST Temp Closed: 0 | 0 | 0 | 4 | 17924-089-003813 | BRITTON OIL CO
27591 | Permanently Closed | 1999-11-12 | 1969-01-01 | 1999-11-12 | Petroleum | Unleaded gasoline | Unleaded gasoline | Retail | Steel | Steel |  | Painted or None | Steel |  | 1901-01-01 | [6 empty] | Statistical Inventory Reconciliation (SIR) | [5 empty] | Annual line testing, Statistical inventory reconciliation (SIR) | Statistical inventory reconciliation (SIR) |  | UST Currently In Use: 0; UST Temp Close: 0; AST Currently In Use: 0; AST Temp Closed: 0 | 0 | 0 | 4 | 17924-089-003813 | BRITTON OIL CO
27592 | Permanently Closed | 1999-11-12 | 1969-01-01 | 1999-11-12 | Petroleum | Unleaded gasoline | Unleaded gasoline | Retail | Steel | Steel |  | Painted or None | Steel |  | 1901-01-01 | [6 empty] | Statistical Inventory Reconciliation (SIR) | [5 empty] | Annual line testing, Statistical inventory reconciliation (SIR) | Statistical inventory reconciliation (SIR) |  | UST Currently In Use: 0; UST Temp Close: 0; AST Currently In Use: 0; AST Temp Closed: 0 | 0 | 0 | 4 | 17924-089-003813 | BRITTON OIL CO
27593 | Permanently Closed | 1999-11-12 | 1969-01-01 | 1999-11-12 | Petroleum | Unleaded gasoline | Unleaded gasoline | Retail | Steel | Steel |  | Painted or None | Steel |  | 1901-01-01 | [6 empty] | Statistical Inventory Reconciliation (SIR) | [5 empty] | Annual line testing, Statistical inventory reconciliation (SIR) | Statistical inventory reconciliation (SIR) |  | UST Currently In Use: 0; UST Temp Close: 0; AST Currently In Use: 0; AST Temp Closed: 0 | 0 | 0 | 4 | 17924-089-003813 | BRITTON OIL CO
27594 | Permanently Closed | 1991-11-08 | 1960-01-01 | 1991-11-08 | Petroleum | Unleaded gasoline | Unleaded gasoline |  | Steel | Steel |  | Painted or None | Steel |  | 1901-01-01 | [12 empty] | Annual line testing | Annual line testing |  | UST Currently In Use: 0; UST Temp Close: 0; AST Currently In Use: 0; AST Temp Closed: 0 | 0 | 0 | 2 | 14309-089-003828 | KERR MCGEE REFINING CORP
27595 | Permanently Closed | 1991-11-08 | 1960-01-01 | 1991-11-08 | Petroleum | Unleaded gasoline | Unleaded gasoline |  | Steel | Steel |  | Painted or None | Steel |  | 1901-01-01 | [12 empty] | Annual line testing | Annual line testing |  | UST Currently In Use: 0; UST Temp Close: 0; AST Currently In Use: 0; AST Temp Closed: 0 | 0 | 0 | 2 | 14309-089-003828 | KERR MCGEE REFINING CORP
27596 | Permanently Closed | 1997-07-15 | 1962-01-01 | 1997-07-15 | Petroleum | Unleaded gasoline | Unleaded gasoline | Retail | Steel | Steel |  | Painted or None | Steel |  | 1901-01-01 | [6 empty] | Statistical Inventory Reconciliation (SIR) | [5 empty] | Annual line testing, Statistical inventory reconciliation (SIR) | Statistical inventory reconciliation (SIR) |  | UST Currently In Use: 0; UST Temp Close: 0; AST Currently In Use: 0; AST Temp Closed: 0 | 0 | 0 | 2 | 17924-095-003836 | BRITTON OIL CO
27597 | Permanently Closed | 1997-07-15 | 1962-01-01 | 1997-07-15 | Petroleum | Unleaded gasoline | Unleaded gasoline | Retail | Steel | Steel |  | Painted or None | Steel |  | 1901-01-01 | [6 empty] | Statistical Inventory Reconciliation (SIR) | [5 empty] | Annual line testing, Statistical inventory reconciliation (SIR) | Statistical inventory reconciliation (SIR) |  | UST Currently In Use: 0; UST Temp Close: 0; AST Currently In Use: 0; AST Temp Closed: 0 | 0 | 0 | 2 | 17924-095-003836 | BRITTON OIL CO
27598 | Permanently Closed | 1991-11-06 | 1990-01-01 | 1991-11-06 | Petroleum | Unleaded gasoline | Unleaded gasoline |  | Steel | Steel | Coated & cathodic protection (sti-P3) |  | Steel |  | 1901-01-01 | [15 empty] | UST Currently In Use: 0; UST Temp Close: 0; AST Currently In Use: 0; AST Temp Closed: 0 | 0 | 0 | 2 | 14309-095-005407 | KERR MCGEE REFINING CORP
27599 | Permanently Closed | 1991-11-06 | 1990-01-01 | 1991-11-06 | Petroleum | Unleaded gasoline | Unleaded gasoline |  | Steel | Steel | Coated & cathodic protection (sti-P3) |  | Steel |  | 1901-01-01 | [15 empty] | UST Currently In Use: 0; UST Temp Close: 0; AST Currently In Use: 0; AST Temp Closed: 0 | 0 | 0 | 2 | 14309-095-005407 | KERR MCGEE REFINING CORP
27600 | Permanently Closed | 2002-03-01 | 1986-08-01 | 2003-08-22 | Petroleum | Premium gasoline | Premium gasoline | Retail | Steel | Steel | Coated & cathodic protection (sti-P3) |  | Fiberglass reinforced plastic |  | 1901-01-01 |  | Catchment Basin, Single walled catchment basin | Automatic shutoff device At 95% full | Automatic shutoff device At 95% full |  |  | Statistical Inventory Reconciliation (SIR) | [5 empty] | Annual line testing, Statistical inventory reconciliation (SIR) | Statistical inventory reconciliation (SIR) |  | UST Currently In Use: 0; UST Temp Close: 0; AST Currently In Use: 0; AST Temp Closed: 0 | 0 | 0 | 3 | 17924-095-012419 | BRITTON OIL CO
27601 | Permanently Closed | 2002-03-01 | 1986-08-01 | 2003-08-22 | Petroleum | Mid-grade gasoline | Mid-grade gasoline | Retail | Steel | Steel | Coated & cathodic protection (sti-P3) |  | Fiberglass reinforced plastic |  | 1901-01-01 |  | Catchment Basin, Single walled catchment basin | Automatic shutoff device At 95% full | Automatic shutoff device At 95% full |  |  | Statistical Inventory Reconciliation (SIR) | [5 empty] | Annual line testing, Statistical inventory reconciliation (SIR) | Statistical inventory reconciliation (SIR) |  | UST Currently In Use: 0; UST Temp Close: 0; AST Currently In Use: 0; AST Temp Closed: 0 | 0 | 0 | 3 | 17924-095-012419 | BRITTON OIL CO
27602 | Permanently Closed | 2002-03-01 | 1986-08-01 | 2003-08-22 | Petroleum | Unleaded gasoline | Unleaded gasoline | Retail | Steel | Steel | Coated & cathodic protection (sti-P3) |  | Fiberglass reinforced plastic |  | 1901-01-01 |  | Catchment Basin, Single walled catchment basin | Automatic shutoff device At 95% full | Automatic shutoff device At 95% full |  |  | Statistical Inventory Reconciliation (SIR) | [5 empty] | Annual line testing, Statistical inventory reconciliation (SIR) | Statistical inventory reconciliation (SIR) |  | UST Currently In Use: 0; UST Temp Close: 0; AST Currently In Use: 0; AST Temp Closed: 0 | 0 | 0 | 3 | 17924-095-012419 | BRITTON OIL CO
27603 | Permanently Closed | 1991-03-21 | 1972-01-01 | 1991-03-21 | Petroleum | Unleaded gasoline | Unleaded gasoline |  | Steel | Steel |  | Painted or None | Steel |  | 1901-01-01 | [15 empty] | UST Currently In Use: 0; UST Temp Close: 0; AST Currently In Use: 0; AST Temp Closed: 0 | 0 | 0 | 3 | 14309-101-003806 | KERR MCGEE REFINING CORP
27604 | Permanently Closed | 1992-01-01 | 1967-01-01 | 1993-05-04 | Petroleum | Unleaded gasoline | Unleaded gasoline |  | Steel | Steel |  | Painted or None | Steel |  | 1901-01-01 | [12 empty] | Annual line testing | Annual line testing |  | UST Currently In Use: 0; UST Temp Close: 0; AST Currently In Use: 0; AST Temp Closed: 0 | 0 | 0 | 3 | 14309-101-003806 | KERR MCGEE REFINING CORP
27605 | Permanently Closed | 1992-01-01 | 1967-01-01 | 1993-05-04 | Petroleum | Unleaded gasoline | Unleaded gasoline |  | Steel | Steel |  | Painted or None | Steel |  | 1901-01-01 | [12 empty] | Annual line testing | Annual line testing |  | UST Currently In Use: 0; UST Temp Close: 0; AST Currently In Use: 0; AST Temp Closed: 0 | 0 | 0 | 3 | 14309-101-003806 | KERR MCGEE REFINING CORP
27606 | Permanently Closed | 1997-06-01 | 1981-01-01 | 1997-06-01 | Petroleum | Unleaded gasoline | Unleaded gasoline | Retail | Steel | Steel |  | Painted or None | Steel |  | 1901-01-01 | [6 empty] | Statistical Inventory Reconciliation (SIR) | [5 empty] | Annual line testing | Annual line testing |  | UST Currently In Use: 0; UST Temp Close: 0; AST Currently In Use: 0; AST Temp Closed: 0 | 0 | 0 | 2 | 17924-103-003795 | BRITTON OIL CO
27607 | Permanently Closed | 1997-06-01 | 1981-01-01 | 1997-06-01 | Petroleum | Unleaded gasoline | Unleaded gasoline | Retail | Steel | Steel |  | Painted or None | Steel |  | 1901-01-01 | [6 empty] | Statistical Inventory Reconciliation (SIR) | [8 empty] | UST Currently In Use: 0; UST Temp Close: 0; AST Currently In Use: 0; AST Temp Closed: 0 | 0 | 0 | 2 | 17924-103-003795 | BRITTON OIL CO
27608 | Temporary Closed | 2002-01-01 | 1983-01-01 |  | Petroleum | Unleaded gasoline | Unleaded gasoline | Retail | Steel | Steel | Field installed cathodic protection |  | Steel |  | 1901-01-01 | Field installed cathodic protection | Catchment Basin, Single walled catchment basin | Flow Rest 90% Full | Flow Rest 90% Full |  |  | Statistical Inventory Reconciliation (SIR) |  | Automatic flow restrictor (MLLD) | Automatic flow restrictor (MLLD) |  |  | Statistical inventory reconciliation (SIR) | Statistical inventory reconciliation (SIR) |  | UST Currently In Use: 0; UST Temp Close: 3; AST Currently In Use: 0; AST Temp Closed: 0 | 0 | 3 | 0 | 14199-115-013156 | RJ'S INDEPENDENT GASOLINE LLC
27609 | Temporary Closed | 2002-01-01 | 1983-01-01 |  | Petroleum | Mid-grade gasoline | Mid-grade gasoline | Retail | Steel | Steel | Field installed cathodic protection |  | Steel |  | 1901-01-01 | Field installed cathodic protection | Catchment Basin, Single walled catchment basin | Flow Rest 90% Full | Flow Rest 90% Full |  |  | Statistical Inventory Reconciliation (SIR) |  | Automatic flow restrictor (MLLD) | Automatic flow restrictor (MLLD) |  |  | Statistical inventory reconciliation (SIR) | Statistical inventory reconciliation (SIR) |  | UST Currently In Use: 0; UST Temp Close: 3; AST Currently In Use: 0; AST Temp Closed: 0 | 0 | 3 | 0 | 14199-115-013156 | RJ'S INDEPENDENT GASOLINE LLC
27610 | Temporary Closed | 2002-01-01 | 1983-01-01 |  | Petroleum | Premium gasoline | Premium gasoline | Retail | Steel | Steel | Coated & cathodic protection (sti-P3), Field installed cathodic protection |  | Fiberglass reinforced plastic |  | 1901-01-01 |  | Catchment Basin, Single walled catchment basin | Flow Rest 90% Full | Flow Rest 90% Full |  |  | Statistical Inventory Reconciliation (SIR) |  | Automatic flow restrictor (MLLD) | Automatic flow restrictor (MLLD) |  |  | Statistical inventory reconciliation (SIR) | Statistical inventory reconciliation (SIR) |  | UST Currently In Use: 0; UST Temp Close: 3; AST Currently In Use: 0; AST Temp Closed: 0 | 0 | 3 | 0 | 14199-115-013156 | RJ'S INDEPENDENT GASOLINE LLC
27611 | Permanently Closed | 1992-06-23 | 1969-01-01 | 1992-06-23 | Petroleum | Unleaded gasoline | Unleaded gasoline |  | Steel | Steel |  | Painted or None | Steel |  | 1901-01-01 | [15 empty] | UST Currently In Use: 0; UST Temp Close: 0; AST Currently In Use: 0; AST Temp Closed: 0 | 0 | 0 | 2 | 14309-121-003797 | KERR MCGEE REFINING CORP
27612 | Permanently Closed | 1992-06-23 | 1969-01-01 | 1992-06-23 | Petroleum | Unleaded gasoline | Unleaded gasoline |  | Steel | Steel |  | Painted or None | Steel |  | 1901-01-01 | [15 empty] | UST Currently In Use: 0; UST Temp Close: 0; AST Currently In Use: 0; AST Temp Closed: 0 | 0 | 0 | 2 | 14309-121-003797 | KERR MCGEE REFINING CORP
27613 | Permanently Closed | 1989-10-10 | 1961-01-01 | 1989-10-10 | Petroleum | Unleaded gasoline | Unleaded gasoline |  | Steel | Steel |  | Painted or None | Steel |  | 1901-01-01 | [15 empty] | UST Currently In Use: 1; UST Temp Close: 2; AST Currently In Use: 0; AST Temp Closed: 0 | 1 | 2 | 2 | 22119-127-003833 | RAMZAN K. JIWANI
27614 | Permanently Closed | 1989-10-10 | 1961-01-01 | 1989-10-10 | Petroleum | Unleaded gasoline | Unleaded gasoline |  | Steel | Steel |  | Painted or None | Steel |  | 1901-01-01 | [15 empty] | UST Currently In Use: 1; UST Temp Close: 2; AST Currently In Use: 0; AST Temp Closed: 0 | 1 | 2 | 2 | 22119-127-003833 | RAMZAN K. JIWANI
27615 | Currently in Use |  | 1990-01-01 |  | Petroleum | Unleaded gasoline | Unleaded gasoline | Retail | Fiberglass reinforced plastic, Single Wall | Single Wall |  |  | Fiberglass reinforced plastic, Single Wall |  | 1901-01-01 | None | Catchment Basin, Single walled catchment basin | Automatic shutoff device At 95% full | Automatic shutoff device At 95% full |  |  | Automatic Tank Gauge | Direct Bury submersible pump | Automatic flow restrictor (MLLD) | Automatic flow restrictor (MLLD) |  |  | Annual line testing | Annual line testing |  | UST Currently In Use: 1; UST Temp Close: 2; AST Currently In Use: 0; AST Temp Closed: 0 | 1 | 2 | 2 | 22119-127-003833 | RAMZAN K. JIWANI
27616 | Temporary Closed | 2023-10-01 | 1990-01-01 |  | Petroleum | Unleaded gasoline | Unleaded gasoline | Retail | Fiberglass reinforced plastic, Single Wall | Single Wall |  |  | Fiberglass reinforced plastic, Single Wall |  | 1901-01-01 | None | Catchment Basin, Single walled catchment basin | Automatic shutoff device At 95% full | Automatic shutoff device At 95% full |  |  | Automatic Tank Gauge | Direct Bury submersible pump | Automatic flow restrictor (MLLD) | Automatic flow restrictor (MLLD) |  |  | Annual line testing | Annual line testing |  | UST Currently In Use: 1; UST Temp Close: 2; AST Currently In Use: 0; AST Temp Closed: 0 | 1 | 2 | 2 | 22119-127-003833 | RAMZAN K. JIWANI
27617 | Temporary Closed | 2023-10-01 | 1990-01-01 |  | Petroleum | Premium gasoline | Premium gasoline | Retail | Fiberglass reinforced plastic, Single Wall | Single Wall |  |  | Fiberglass reinforced plastic, Single Wall |  | 1901-01-01 | None | Catchment Basin, Single walled catchment basin | Automatic shutoff device At 95% full | Automatic shutoff device At 95% full |  |  | Automatic Tank Gauge | Direct Bury submersible pump | Automatic flow restrictor (MLLD) | Automatic flow restrictor (MLLD) |  |  | Annual line testing | Annual line testing |  | UST Currently In Use: 1; UST Temp Close: 2; AST Currently In Use: 0; AST Temp Closed: 0 | 1 | 2 | 2 | 22119-127-003833 | RAMZAN K. JIWANI
27618 | Permanently Closed | 1997-01-01 | 1985-01-01 | 1997-01-01 | Petroleum | Unleaded gasoline | Unleaded gasoline |  | Steel | Steel | Coated & cathodic protection (sti-P3) |  | Fiberglass reinforced plastic |  | 1901-01-01 |  | Catchment Basin, Single walled catchment basin | Automatic shutoff device At 95% full | Automatic shutoff device At 95% full |  |  | Automatic Tank Gauge | [5 empty] | Annual line testing | Annual line testing |  | UST Currently In Use: 2; UST Temp Close: 0; AST Currently In Use: 0; AST Temp Closed: 0 | 2 | 0 | 3 | 14312-049-000010 | SAND MOUNTAIN ELECTRIC CO-OP
27619 | Permanently Closed | 1998-01-12 | 1983-01-01 | 1998-01-12 | Petroleum | On road diesel | On road diesel |  | Steel | Steel |  | Painted or None | Steel |  | 1901-01-01 |  |  | Flow Rest 90% Full | Flow Rest 90% Full | [8 empty] | Annual line testing, Groundwater monitoring | Groundwater monitoring |  | UST Currently In Use: 2; UST Temp Close: 0; AST Currently In Use: 0; AST Temp Closed: 0 | 2 | 0 | 3 | 14312-049-000010 | SAND MOUNTAIN ELECTRIC CO-OP
27620 | Permanently Closed | 1999-07-21 | 1982-01-01 | 1999-07-21 | Petroleum | Unleaded gasoline | Unleaded gasoline | Emergency power generator | Steel | Steel |  | Painted or None | Steel |  | 1901-01-01 | [12 empty] | Annual line testing | Annual line testing |  | UST Currently In Use: 2; UST Temp Close: 0; AST Currently In Use: 0; AST Temp Closed: 0 | 2 | 0 | 3 | 14312-049-000010 | SAND MOUNTAIN ELECTRIC CO-OP
27621 | Permanently Closed | 1988-01-01 | 1982-01-01 |  | Petroleum | On road diesel | On road diesel |  | Fiberglass coated steel | Fiberglass coated steel |  |  | Steel, WALLEDPIPE |  | 1901-01-01 | [15 empty] | UST Currently In Use: 0; UST Temp Close: 0; AST Currently In Use: 0; AST Temp Closed: 0 | 0 | 0 | 4 | 14313-109-007569 | SANDERS LEAD CO INC
27622 | Permanently Closed | 1990-08-20 | 1975-01-01 | 1991-01-30 | Petroleum | On road diesel | On road diesel |  | Steel | Steel |  | Painted or None |  |  | 1901-01-01 | [15 empty] | UST Currently In Use: 0; UST Temp Close: 0; AST Currently In Use: 0; AST Temp Closed: 0 | 0 | 0 | 4 | 14313-109-007569 | SANDERS LEAD CO INC
27623 | Permanently Closed | 1990-08-20 | 1975-01-01 | 1991-01-30 | Petroleum | Unleaded gasoline | Unleaded gasoline |  | Steel | Steel |  | Painted or None |  |  | 1901-01-01 | [15 empty] | UST Currently In Use: 0; UST Temp Close: 0; AST Currently In Use: 0; AST Temp Closed: 0 | 0 | 0 | 4 | 14313-109-007569 | SANDERS LEAD CO INC
27624 | Permanently Closed | 1990-08-20 | 1901-01-01 | 1991-01-30 | Petroleum | Kerosene | Kerosene |  | Steel | Steel |  | Painted or None |  |  | 1901-01-01 | [15 empty] | UST Currently In Use: 0; UST Temp Close: 0; AST Currently In Use: 0; AST Temp Closed: 0 | 0 | 0 | 4 | 14313-109-007569 | SANDERS LEAD CO INC
27625 | Permanently Closed | 1990-10-01 | 1964-01-01 | 1990-10-11 | Petroleum | Unleaded gasoline | Unleaded gasoline |  | Steel | Steel |  | Painted or None | Steel |  | 1901-01-01 | [15 empty] | UST Currently In Use: 0; UST Temp Close: 0; AST Currently In Use: 0; AST Temp Closed: 0 | 0 | 0 | 2 | 14318-075-005955 | SANDERS OIL CO INC
27626 | Permanently Closed | 1990-10-01 | 1964-01-01 | 1990-10-11 | Petroleum | Unleaded gasoline | Unleaded gasoline |  | Steel | Steel |  | Painted or None | Steel |  | 1901-01-01 | [15 empty] | UST Currently In Use: 0; UST Temp Close: 0; AST Currently In Use: 0; AST Temp Closed: 0 | 0 | 0 | 2 | 14318-075-005955 | SANDERS OIL CO INC
27627 | Permanently Closed | 1995-10-01 | 1988-01-01 | 1997-10-09 | Petroleum | On road diesel | On road diesel |  | Steel | Steel | Coated & cathodic protection (sti-P3) |  | Steel |  | 1901-01-01 | [15 empty] | UST Currently In Use: 0; UST Temp Close: 0; AST Currently In Use: 0; AST Temp Closed: 0 | 0 | 0 | 1 | 14318-075-013248 | SANDERS OIL CO INC
27628 | Permanently Closed | 1990-09-01 | 1973-01-01 | 1990-09-13 | Petroleum | On road diesel | On road diesel |  | Steel | Steel |  | Painted or None | Steel |  | 1901-01-01 | [15 empty] | UST Currently In Use: 0; UST Temp Close: 0; AST Currently In Use: 0; AST Temp Closed: 0 | 0 | 0 | 1 | 14318-107-005948 | SANDERS OIL CO INC
27629 | Permanently Closed | 1993-06-01 | 1959-01-01 | 1993-09-22 | Petroleum | Unleaded gasoline | Unleaded gasoline |  | Steel | Steel |  | Painted or None | Steel |  | 1901-01-01 | [6 empty] | Automatic Tank Gauge | [8 empty] | UST Currently In Use: 0; UST Temp Close: 0; AST Currently In Use: 0; AST Temp Closed: 0 | 0 | 0 | 3 | 14318-107-005949 | SANDERS OIL CO INC
27630 | Permanently Closed | 1993-06-01 | 1959-01-01 | 1993-09-22 | Petroleum | Unleaded gasoline | Unleaded gasoline |  | Steel | Steel |  | Painted or None | Steel |  | 1901-01-01 | [6 empty] | Automatic Tank Gauge | [8 empty] | UST Currently In Use: 0; UST Temp Close: 0; AST Currently In Use: 0; AST Temp Closed: 0 | 0 | 0 | 3 | 14318-107-005949 | SANDERS OIL CO INC
27631 | Permanently Closed | 1993-06-01 | 1959-01-01 | 1993-09-22 | Petroleum | On road diesel | On road diesel |  | Steel | Steel |  | Painted or None | Steel |  | 1901-01-01 | [6 empty] | Automatic Tank Gauge | [8 empty] | UST Currently In Use: 0; UST Temp Close: 0; AST Currently In Use: 0; AST Temp Closed: 0 | 0 | 0 | 3 | 14318-107-005949 | SANDERS OIL CO INC
27632 | Permanently Closed | 1991-05-02 | 1964-01-01 | 1991-05-02 | Petroleum | Unleaded gasoline | Unleaded gasoline |  | Steel | Steel |  | Painted or None | Steel |  | 1901-01-01 | [15 empty] | UST Currently In Use: 0; UST Temp Close: 0; AST Currently In Use: 0; AST Temp Closed: 0 | 0 | 0 | 3 | 14318-107-005950 | SANDERS OIL CO INC
27633 | Permanently Closed | 1991-05-02 | 1964-01-01 | 1991-05-02 | Petroleum | Unleaded gasoline | Unleaded gasoline |  | Steel | Steel |  | Painted or None | Steel |  | 1901-01-01 | [15 empty] | UST Currently In Use: 0; UST Temp Close: 0; AST Currently In Use: 0; AST Temp Closed: 0 | 0 | 0 | 3 | 14318-107-005950 | SANDERS OIL CO INC
27634 | Permanently Closed | 1991-05-02 | 1964-01-01 | 1991-05-02 | Petroleum | On road diesel | On road diesel |  | Steel | Steel |  | Painted or None | Steel |  | 1901-01-01 | [15 empty] | UST Currently In Use: 0; UST Temp Close: 0; AST Currently In Use: 0; AST Temp Closed: 0 | 0 | 0 | 3 | 14318-107-005950 | SANDERS OIL CO INC
27635 | Permanently Closed | 1990-01-08 | 1956-01-01 | 1990-01-09 | Petroleum | Unleaded gasoline | Unleaded gasoline |  | Steel | Steel |  | Painted or None | Steel |  | 1901-01-01 | [15 empty] | UST Currently In Use: 0; UST Temp Close: 0; AST Currently In Use: 0; AST Temp Closed: 0 | 0 | 0 | 2 | 14318-107-005951 | SANDERS OIL CO INC
27636 | Permanently Closed | 1990-01-08 | 1956-01-01 | 1990-01-09 | Petroleum | Unleaded gasoline | Unleaded gasoline |  | Steel | Steel |  | Painted or None | Steel |  | 1901-01-01 | [15 empty] | UST Currently In Use: 0; UST Temp Close: 0; AST Currently In Use: 0; AST Temp Closed: 0 | 0 | 0 | 2 | 14318-107-005951 | SANDERS OIL CO INC
27637 | Permanently Closed | 1990-10-01 | 1963-01-01 | 1990-10-12 | Petroleum | Unleaded gasoline | Unleaded gasoline |  | Steel | Steel |  | Painted or None | Steel |  | 1901-01-01 | [15 empty] | UST Currently In Use: 0; UST Temp Close: 0; AST Currently In Use: 0; AST Temp Closed: 0 | 0 | 0 | 2 | 14318-107-005953 | SANDERS OIL CO INC
27638 | Permanently Closed | 1990-10-01 | 1963-01-01 | 1990-10-12 | Petroleum | Unleaded gasoline | Unleaded gasoline |  | Steel | Steel |  | Painted or None | Steel |  | 1901-01-01 | [15 empty] | UST Currently In Use: 0; UST Temp Close: 0; AST Currently In Use: 0; AST Temp Closed: 0 | 0 | 0 | 2 | 14318-107-005953 | SANDERS OIL CO INC
27639 | Permanently Closed | 1901-01-01 | 1964-01-01 | 1988-12-19 | Petroleum | Unleaded gasoline | Unleaded gasoline |  | Steel | Steel |  | Painted or None | Steel |  | 1901-01-01 | [15 empty] | UST Currently In Use: 0; UST Temp Close: 0; AST Currently In Use: 0; AST Temp Closed: 0 | 0 | 0 | 1 | 14318-107-005954 | SANDERS OIL CO INC
27640 | Permanently Closed | 1996-01-08 | 1974-01-01 | 1996-01-29 | Petroleum | Unleaded gasoline | Unleaded gasoline |  | Steel | Steel |  | Painted or None | Steel |  | 1901-01-01 | [15 empty] | UST Currently In Use: 0; UST Temp Close: 0; AST Currently In Use: 0; AST Temp Closed: 0 | 0 | 0 | 3 | 14318-107-005956 | SANDERS OIL CO INC
27641 | Permanently Closed | 1996-01-08 | 1974-01-01 | 1996-01-29 | Petroleum | Unleaded gasoline | Unleaded gasoline |  | Steel | Steel |  | Painted or None | Steel |  | 1901-01-01 | [15 empty] | UST Currently In Use: 0; UST Temp Close: 0; AST Currently In Use: 0; AST Temp Closed: 0 | 0 | 0 | 3 | 14318-107-005956 | SANDERS OIL CO INC
27642 | Permanently Closed | 1996-01-08 | 1974-01-01 | 1996-01-29 | Petroleum | Unleaded gasoline | Unleaded gasoline |  | Steel | Steel |  | Painted or None | Steel |  | 1901-01-01 | [15 empty] | UST Currently In Use: 0; UST Temp Close: 0; AST Currently In Use: 0; AST Temp Closed: 0 | 0 | 0 | 3 | 14318-107-005956 | SANDERS OIL CO INC
27643 | Permanently Closed | 1997-07-01 | 1975-01-01 | 1997-09-02 | Petroleum | Unleaded gasoline | Unleaded gasoline |  | Steel | Steel |  | Painted or None | Steel |  | 1901-01-01 | [15 empty] | UST Currently In Use: 0; UST Temp Close: 0; AST Currently In Use: 0; AST Temp Closed: 0 | 0 | 0 | 2 | 14318-107-013218 | SANDERS OIL CO INC
27644 | Permanently Closed | 1997-07-01 | 1975-01-01 | 1997-09-02 | Petroleum | Unleaded gasoline | Unleaded gasoline |  | Steel | Steel |  | Painted or None | Steel |  | 1901-01-01 | [15 empty] | UST Currently In Use: 0; UST Temp Close: 0; AST Currently In Use: 0; AST Temp Closed: 0 | 0 | 0 | 2 | 14318-107-013218 | SANDERS OIL CO INC
27645 | Permanently Closed | 1991-07-18 | 1971-01-01 | 1991-07-18 | Petroleum | Unleaded gasoline | Unleaded gasoline |  | Steel | Steel |  | Painted or None | Steel |  | 1901-01-01 | [15 empty] | UST Currently In Use: 0; UST Temp Close: 0; AST Currently In Use: 0; AST Temp Closed: 0 | 0 | 0 | 2 | 14318-107-013219 | SANDERS OIL CO INC
27646 | Permanently Closed | 1991-07-18 | 1971-01-01 | 1991-07-18 | Petroleum | Unleaded gasoline | Unleaded gasoline |  | Steel | Steel |  | Painted or None | Steel |  | 1901-01-01 | [15 empty] | UST Currently In Use: 0; UST Temp Close: 0; AST Currently In Use: 0; AST Temp Closed: 0 | 0 | 0 | 2 | 14318-107-013219 | SANDERS OIL CO INC
27647 | Permanently Closed | 1991-12-30 | 1971-01-01 | 1991-12-30 | Petroleum | Unleaded gasoline | Unleaded gasoline |  | Steel | Steel |  | Painted or None | Steel |  | 1901-01-01 | [15 empty] | UST Currently In Use: 0; UST Temp Close: 0; AST Currently In Use: 0; AST Temp Closed: 0 | 0 | 0 | 4 | 14318-107-013220 | SANDERS OIL CO INC
27648 | Permanently Closed | 1991-12-30 | 1971-01-01 | 1991-12-30 | Petroleum | Unleaded gasoline | Unleaded gasoline |  | Steel | Steel |  | Painted or None | Steel |  | 1901-01-01 | [15 empty] | UST Currently In Use: 0; UST Temp Close: 0; AST Currently In Use: 0; AST Temp Closed: 0 | 0 | 0 | 4 | 14318-107-013220 | SANDERS OIL CO INC
27649 | Permanently Closed | 1991-12-30 | 1971-01-01 | 1991-12-30 | Petroleum | Unleaded gasoline | Unleaded gasoline |  | Steel | Steel |  | Painted or None | Steel |  | 1901-01-01 | [15 empty] | UST Currently In Use: 0; UST Temp Close: 0; AST Currently In Use: 0; AST Temp Closed: 0 | 0 | 0 | 4 | 14318-107-013220 | SANDERS OIL CO INC
27650 | Permanently Closed | 1991-12-30 | 1974-01-01 | 1991-12-30 | Petroleum | Unleaded gasoline | Unleaded gasoline |  | Steel | Steel |  | Painted or None | Steel |  | 1901-01-01 | [15 empty] | UST Currently In Use: 0; UST Temp Close: 0; AST Currently In Use: 0; AST Temp Closed: 0 | 0 | 0 | 4 | 14318-107-013220 | SANDERS OIL CO INC
27651 | Permanently Closed | 1989-12-06 | 1960-01-01 | 1989-12-06 | Petroleum | Unleaded gasoline | Unleaded gasoline |  | Steel | Steel |  | Painted or None | Steel |  | 1901-01-01 | [15 empty] | UST Currently In Use: 0; UST Temp Close: 0; AST Currently In Use: 0; AST Temp Closed: 0 | 0 | 0 | 2 | 14318-107-013221 | SANDERS OIL CO INC
27652 | Permanently Closed | 1989-12-06 | 1960-01-01 | 1989-12-06 | Petroleum | Unleaded gasoline | Unleaded gasoline |  | Steel | Steel |  | Painted or None | Steel |  | 1901-01-01 | [15 empty] | UST Currently In Use: 0; UST Temp Close: 0; AST Currently In Use: 0; AST Temp Closed: 0 | 0 | 0 | 2 | 14318-107-013221 | SANDERS OIL CO INC
27653 | Permanently Closed | 1901-01-01 | 1959-01-01 | 1988-12-19 | Petroleum | Unleaded gasoline | Unleaded gasoline |  | Steel | Steel |  | Painted or None | Steel |  | 1901-01-01 | [15 empty] | UST Currently In Use: 0; UST Temp Close: 0; AST Currently In Use: 0; AST Temp Closed: 0 | 0 | 0 | 2 | 14318-107-013222 | SANDERS OIL CO INC
27654 | Permanently Closed | 1901-01-01 | 1983-01-01 | 1988-12-19 | Petroleum | Unleaded gasoline | Unleaded gasoline |  | Steel | Steel |  | Painted or None | Steel |  | 1901-01-01 | [15 empty] | UST Currently In Use: 0; UST Temp Close: 0; AST Currently In Use: 0; AST Temp Closed: 0 | 0 | 0 | 2 | 14318-107-013222 | SANDERS OIL CO INC
27655 | Permanently Closed | 1991-07-17 | 1985-01-01 | 1991-07-17 | Petroleum | Unleaded gasoline | Unleaded gasoline |  | Steel | Steel |  | Painted or None | Steel |  | 1901-01-01 | [15 empty] | UST Currently In Use: 0; UST Temp Close: 0; AST Currently In Use: 0; AST Temp Closed: 0 | 0 | 0 | 3 | 14318-107-013223 | SANDERS OIL CO INC
27656 | Permanently Closed | 1991-07-17 | 1985-01-01 | 1991-07-17 | Petroleum | Unleaded gasoline | Unleaded gasoline |  | Steel | Steel |  | Painted or None | Steel |  | 1901-01-01 | [15 empty] | UST Currently In Use: 0; UST Temp Close: 0; AST Currently In Use: 0; AST Temp Closed: 0 | 0 | 0 | 3 | 14318-107-013223 | SANDERS OIL CO INC
27657 | Permanently Closed | 1991-07-17 | 1985-01-01 | 1991-07-17 | Petroleum | Unleaded gasoline | Unleaded gasoline |  | Steel | Steel |  | Painted or None | Steel |  | 1901-01-01 | [15 empty] | UST Currently In Use: 0; UST Temp Close: 0; AST Currently In Use: 0; AST Temp Closed: 0 | 0 | 0 | 3 | 14318-107-013223 | SANDERS OIL CO INC
27658 | Permanently Closed | 1990-01-08 | 1980-01-01 | 1990-01-09 | Petroleum | Unleaded gasoline | Unleaded gasoline |  | Steel | Steel |  | Painted or None | Steel |  | 1901-01-01 | [15 empty] | UST Currently In Use: 0; UST Temp Close: 0; AST Currently In Use: 0; AST Temp Closed: 0 | 0 | 0 | 1 | 14318-107-013224 | SANDERS OIL CO INC
27659 | Permanently Closed | 1990-10-01 | 1975-01-01 | 1990-10-11 | Petroleum | Unleaded gasoline | Unleaded gasoline |  | Steel | Steel |  | Painted or None | Steel |  | 1901-01-01 | [15 empty] | UST Currently In Use: 0; UST Temp Close: 0; AST Currently In Use: 0; AST Temp Closed: 0 | 0 | 0 | 2 | 14318-107-013225 | SANDERS OIL CO INC
27660 | Permanently Closed | 1990-10-01 | 1975-01-01 | 1990-10-11 | Petroleum | Unleaded gasoline | Unleaded gasoline |  | Steel | Steel |  | Painted or None | Steel |  | 1901-01-01 | [15 empty] | UST Currently In Use: 0; UST Temp Close: 0; AST Currently In Use: 0; AST Temp Closed: 0 | 0 | 0 | 2 | 14318-107-013225 | SANDERS OIL CO INC
27661 | Permanently Closed | 1996-10-05 | 1986-01-01 | 1997-08-20 | Petroleum | Unleaded gasoline | Unleaded gasoline |  | Steel | Steel |  | Painted or None | Steel |  | 1901-01-01 | [6 empty] | Statistical Inventory Reconciliation (SIR) | [8 empty] | UST Currently In Use: 0; UST Temp Close: 0; AST Currently In Use: 0; AST Temp Closed: 0 | 0 | 0 | 3 | 17840-107-013226 | MITCH DYER
27662 | Permanently Closed | 1996-10-05 | 1986-01-01 | 1997-08-20 | Petroleum | Unleaded gasoline | Unleaded gasoline |  | Steel | Steel |  | Painted or None | Steel |  | 1901-01-01 | [6 empty] | Statistical Inventory Reconciliation (SIR) | [8 empty] | UST Currently In Use: 0; UST Temp Close: 0; AST Currently In Use: 0; AST Temp Closed: 0 | 0 | 0 | 3 | 17840-107-013226 | MITCH DYER
27663 | Permanently Closed | 1996-10-05 | 1973-01-01 | 1997-08-20 | Petroleum | Unleaded gasoline | Unleaded gasoline |  | Steel | Steel |  | Painted or None | Steel |  | 1901-01-01 | [6 empty] | Statistical Inventory Reconciliation (SIR) | [8 empty] | UST Currently In Use: 0; UST Temp Close: 0; AST Currently In Use: 0; AST Temp Closed: 0 | 0 | 0 | 3 | 17840-107-013226 | MITCH DYER
27664 | Permanently Closed | 1990-09-01 | 1978-01-01 | 1990-09-13 | Petroleum | Kerosene | Kerosene |  | Steel | Steel |  | Painted or None | Steel |  | 1901-01-01 | [15 empty] | UST Currently In Use: 0; UST Temp Close: 0; AST Currently In Use: 0; AST Temp Closed: 0 | 0 | 0 | 1 | 14318-107-013316 | SANDERS OIL CO INC
27665 | Permanently Closed | 2008-10-21 | 1976-01-01 | 2008-12-08 | Petroleum | On road diesel | On road diesel | Retail | Steel | Steel | Field installed cathodic protection |  | Steel |  | 1901-01-01 | Field installed cathodic protection | Catchment Basin, Single walled catchment basin |  |  |  |  | Statistical Inventory Reconciliation (SIR) | [5 empty] | Statistical inventory reconciliation (SIR) | Statistical inventory reconciliation (SIR) |  | UST Currently In Use: 0; UST Temp Close: 3; AST Currently In Use: 0; AST Temp Closed: 0 | 0 | 3 | 1 | 13338-119-006160 | MCBRIDE OIL COMPANY, INC.
27666 | Temporary Closed | 2022-04-01 | 1976-01-01 |  | Petroleum | On road diesel | On road diesel | Retail | Steel | Steel | Field installed cathodic protection |  | Steel |  | 1901-01-01 | Field installed cathodic protection | Catchment Basin, Single walled catchment basin | Automatic shutoff device At 95% full | Automatic shutoff device At 95% full |  |  | Statistical Inventory Reconciliation (SIR) |  | Automatic flow restrictor (MLLD) | Automatic flow restrictor (MLLD) |  |  | Statistical inventory reconciliation (SIR) | Statistical inventory reconciliation (SIR) |  | UST Currently In Use: 0; UST Temp Close: 3; AST Currently In Use: 0; AST Temp Closed: 0 | 0 | 3 | 1 | 13338-119-006160 | MCBRIDE OIL COMPANY, INC.
27667 | Temporary Closed | 2022-04-01 | 1976-01-01 |  | Petroleum | Unleaded gasoline | Unleaded gasoline | Retail | Steel | Steel | Field installed cathodic protection |  | Steel |  | 1901-01-01 | Field installed cathodic protection | Catchment Basin, Single walled catchment basin | Automatic shutoff device At 95% full | Automatic shutoff device At 95% full |  |  | Statistical Inventory Reconciliation (SIR) |  | Automatic flow restrictor (MLLD) | Automatic flow restrictor (MLLD) |  |  | Statistical inventory reconciliation (SIR) | Statistical inventory reconciliation (SIR) |  | UST Currently In Use: 0; UST Temp Close: 3; AST Currently In Use: 0; AST Temp Closed: 0 | 0 | 3 | 1 | 13338-119-006160 | MCBRIDE OIL COMPANY, INC.
27668 | Temporary Closed | 2022-04-01 | 1976-01-01 |  | Petroleum | Premium gasoline | Premium gasoline | Retail | Steel | Steel | Field installed cathodic protection |  | Steel |  | 1901-01-01 | Field installed cathodic protection | Catchment Basin, Single walled catchment basin | Automatic shutoff device At 95% full | Automatic shutoff device At 95% full |  |  | Statistical Inventory Reconciliation (SIR) |  | Automatic flow restrictor (MLLD) | Automatic flow restrictor (MLLD) |  |  | Statistical inventory reconciliation (SIR) | Statistical inventory reconciliation (SIR) |  | UST Currently In Use: 0; UST Temp Close: 3; AST Currently In Use: 0; AST Temp Closed: 0 | 0 | 3 | 1 | 13338-119-006160 | MCBRIDE OIL COMPANY, INC.
27669 | Permanently Closed | 1901-01-01 | 1975-01-01 | 1988-12-01 | Petroleum | On road diesel | On road diesel |  | Steel | Steel |  | Painted or None | Steel |  | 1901-01-01 | [15 empty] | UST Currently In Use: 0; UST Temp Close: 0; AST Currently In Use: 0; AST Temp Closed: 0 | 0 | 0 | 1 | 14319-119-006161 | SANDERS PETROLEUM SERVICES INC
27670 | Permanently Closed | 2001-11-03 | 1973-01-01 | 2002-04-03 | Petroleum | On road diesel | On road diesel | Retail | Steel | Steel | Field installed cathodic protection |  | Steel |  | 1901-01-01 | Field installed cathodic protection | Catchment Basin, Single walled catchment basin | Automatic shutoff device At 95% full | Automatic shutoff device At 95% full | [8 empty] | Annual line testing | Annual line testing |  | UST Currently In Use: 0; UST Temp Close: 0; AST Currently In Use: 0; AST Temp Closed: 0 | 0 | 0 | 6 | 20323-119-006162 | JOHN W.WALKER
27671 | Permanently Closed | 2001-11-03 | 1973-01-01 | 2002-04-03 | Petroleum | Unleaded gasoline | Unleaded gasoline | Retail | Steel | Steel | Field installed cathodic protection |  | Steel |  | 1901-01-01 | Field installed cathodic protection | Catchment Basin, Single walled catchment basin | Automatic shutoff device At 95% full | Automatic shutoff device At 95% full | [8 empty] | Annual line testing | Annual line testing |  | UST Currently In Use: 0; UST Temp Close: 0; AST Currently In Use: 0; AST Temp Closed: 0 | 0 | 0 | 6 | 20323-119-006162 | JOHN W.WALKER
27672 | Permanently Closed | 1901-01-01 | 1964-01-01 | 1988-12-09 | Petroleum | Unleaded gasoline | Unleaded gasoline |  | Steel | Steel |  | Painted or None | Steel |  | 1901-01-01 | [15 empty] | UST Currently In Use: 0; UST Temp Close: 0; AST Currently In Use: 0; AST Temp Closed: 0 | 0 | 0 | 6 | 20323-119-006162 | JOHN W.WALKER
27673 | Permanently Closed | 1901-01-01 | 1964-01-01 | 1988-01-01 | Petroleum | Unleaded gasoline | Unleaded gasoline |  | Steel | Steel |  |  | Steel |  | 1901-01-01 | [15 empty] | UST Currently In Use: 0; UST Temp Close: 0; AST Currently In Use: 0; AST Temp Closed: 0 | 0 | 0 | 6 | 20323-119-006162 | JOHN W.WALKER
27674 | Permanently Closed | 1901-01-01 | 1964-01-01 | 1988-01-01 | Petroleum | Unleaded gasoline | Unleaded gasoline |  | Steel | Steel |  |  | Steel |  | 1901-01-01 | [15 empty] | UST Currently In Use: 0; UST Temp Close: 0; AST Currently In Use: 0; AST Temp Closed: 0 | 0 | 0 | 6 | 20323-119-006162 | JOHN W.WALKER
27675 | Permanently Closed | 1901-01-01 | 1964-01-01 | 1988-01-01 | Petroleum | Unleaded gasoline | Unleaded gasoline |  | Steel | Steel |  |  | Steel |  | 1901-01-01 | [15 empty] | UST Currently In Use: 0; UST Temp Close: 0; AST Currently In Use: 0; AST Temp Closed: 0 | 0 | 0 | 6 | 20323-119-006162 | JOHN W.WALKER
27676 | Permanently Closed | 1990-12-10 | 1982-01-01 | 1990-12-10 | Petroleum | Unleaded gasoline | Unleaded gasoline |  | Steel | Steel |  | Painted or None | Steel |  | 1901-01-01 | [15 empty] | UST Currently In Use: 0; UST Temp Close: 0; AST Currently In Use: 0; AST Temp Closed: 0 | 0 | 0 | 2 | 14319-119-006163 | SANDERS PETROLEUM SERVICES INC
27677 | Permanently Closed | 1990-12-10 | 1982-01-01 | 1990-12-10 | Petroleum | Unleaded gasoline | Unleaded gasoline |  | Steel | Steel |  | Painted or None | Steel |  | 1901-01-01 | [15 empty] | UST Currently In Use: 0; UST Temp Close: 0; AST Currently In Use: 0; AST Temp Closed: 0 | 0 | 0 | 2 | 14319-119-006163 | SANDERS PETROLEUM SERVICES INC
27678 | Permanently Closed | 1987-10-27 | 1973-01-01 | 1987-10-27 | Petroleum | Unleaded gasoline | Unleaded gasoline |  | Steel | Steel | Coated & cathodic protection (sti-P3) |  | Steel, GALVANIZED |  | 1901-01-01 |  | Catchment Basin, Single walled catchment basin | Flow Rest 90% Full | Flow Rest 90% Full |  |  |  |  | Automatic shutoff device (AELLD) | Automatic shutoff device (AELLD) |  |  | Groundwater monitoring | Groundwater monitoring |  | UST Currently In Use: 0; UST Temp Close: 2; AST Currently In Use: 0; AST Temp Closed: 0 | 0 | 2 | 2 | 13338-119-006164 | MCBRIDE OIL COMPANY, INC.
27679 | Permanently Closed | 1987-10-27 | 1973-01-01 | 1987-10-27 | Petroleum | Unleaded gasoline | Unleaded gasoline |  | Steel | Steel | Coated & cathodic protection (sti-P3) |  | Steel |  | 1901-01-01 |  | Catchment Basin, Single walled catchment basin | Flow Rest 90% Full | Flow Rest 90% Full |  |  |  |  | Automatic shutoff device (AELLD) | Automatic shutoff device (AELLD) |  |  | Groundwater monitoring | Groundwater monitoring |  | UST Currently In Use: 0; UST Temp Close: 2; AST Currently In Use: 0; AST Temp Closed: 0 | 0 | 2 | 2 | 13338-119-006164 | MCBRIDE OIL COMPANY, INC.
27680 | Retired | 1980-04-01 | 1968-01-01 |  | Petroleum | Used oil | Used oil |  | Steel | Steel |  | Painted or None | Steel |  | 1901-01-01 | [15 empty] | UST Currently In Use: 0; UST Temp Close: 2; AST Currently In Use: 0; AST Temp Closed: 0 | 0 | 2 | 2 | 13338-119-006164 | MCBRIDE OIL COMPANY, INC.
27681 | Permanently Closed | 1991-11-13 | 1901-01-01 | 1991-11-13 | Petroleum | On road diesel | On road diesel |  | Steel | Steel |  |  | Steel |  | 1901-01-01 | [15 empty] | UST Currently In Use: 0; UST Temp Close: 0; AST Currently In Use: 0; AST Temp Closed: 0 | 0 | 0 | 3 | 14320-047-011863 | SANFORD AND SANFORD FARMS
27682 | Permanently Closed | 1991-11-13 | 1901-01-01 | 1991-11-13 | Petroleum | Unleaded gasoline | Unleaded gasoline |  | Steel | Steel |  |  | Steel |  | 1901-01-01 | [15 empty] | UST Currently In Use: 0; UST Temp Close: 0; AST Currently In Use: 0; AST Temp Closed: 0 | 0 | 0 | 3 | 14320-047-011863 | SANFORD AND SANFORD FARMS
27683 | Permanently Closed | 1991-11-13 | 1901-01-01 | 1991-11-13 | Petroleum | Unleaded gasoline | Unleaded gasoline |  | Steel | Steel |  |  | Steel |  | 1901-01-01 | [15 empty] | UST Currently In Use: 0; UST Temp Close: 0; AST Currently In Use: 0; AST Temp Closed: 0 | 0 | 0 | 3 | 14320-047-011863 | SANFORD AND SANFORD FARMS
27685 | Permanently Closed | 2020-05-10 | 1971-01-01 | 2021-02-02 | Petroleum | Unleaded gasoline | Unleaded gasoline | Retail | Steel | Steel | Coated & cathodic protection (sti-P3), Field installed cathodic protection |  | Steel |  |  | Field installed cathodic protection | Catchment Basin, Single walled catchment basin | Automatic shutoff device At 95% full, Flow Rest 90% Full | Flow Rest 90% Full |  |  | Statistical Inventory Reconciliation (SIR) |  | Automatic flow restrictor (MLLD) | Automatic flow restrictor (MLLD) |  |  | Statistical inventory reconciliation (SIR) | Statistical inventory reconciliation (SIR) |  | UST Currently In Use: 0; UST Temp Close: 0; AST Currently In Use: 0; AST Temp Closed: 0 | 0 | 0 | 4 | 25257-097-000547 | JUSTIN L FADALLA
27686 | Permanently Closed | 2020-05-09 | 1971-01-01 | 2021-02-02 | Petroleum | Mid-grade gasoline | Mid-grade gasoline | Retail | Steel | Steel | Coated & cathodic protection (sti-P3), Field installed cathodic protection |  | Steel |  |  | Field installed cathodic protection | Catchment Basin, Single walled catchment basin | Automatic shutoff device At 95% full, Flow Rest 90% Full | Flow Rest 90% Full |  |  | Statistical Inventory Reconciliation (SIR) |  | Automatic flow restrictor (MLLD) | Automatic flow restrictor (MLLD) |  |  | Statistical inventory reconciliation (SIR) | Statistical inventory reconciliation (SIR) |  | UST Currently In Use: 0; UST Temp Close: 0; AST Currently In Use: 0; AST Temp Closed: 0 | 0 | 0 | 4 | 25257-097-000547 | JUSTIN L FADALLA
27687 | Permanently Closed | 2020-05-09 | 1971-01-01 | 2021-02-02 | Petroleum | Premium gasoline | Premium gasoline | Retail | Steel | Steel | Coated & cathodic protection (sti-P3), Field installed cathodic protection |  | Steel |  |  | Field installed cathodic protection | Catchment Basin, Single walled catchment basin | Automatic shutoff device At 95% full, Flow Rest 90% Full | Flow Rest 90% Full |  |  | Statistical Inventory Reconciliation (SIR) |  | Automatic flow restrictor (MLLD) | Automatic flow restrictor (MLLD) |  |  | Statistical inventory reconciliation (SIR) | Statistical inventory reconciliation (SIR) |  | UST Currently In Use: 0; UST Temp Close: 0; AST Currently In Use: 0; AST Temp Closed: 0 | 0 | 0 | 4 | 25257-097-000547 | JUSTIN L FADALLA
27688 | Permanently Closed | 2007-06-26 | 1971-01-01 | 2007-11-27 | Petroleum | Used oil | Used oil |  | Steel | Steel | Field installed cathodic protection | Painted or None | Steel |  |  | Field installed cathodic protection | Other, EXEMPT | Other, EXEMPT | Other | [11 empty] | UST Currently In Use: 0; UST Temp Close: 0; AST Currently In Use: 0; AST Temp Closed: 0 | 0 | 0 | 4 | 25257-097-000547 | JUSTIN L FADALLA
27689 | Permanently Closed | 1986-10-01 | 1976-01-01 | 1990-05-30 | Petroleum | Unleaded gasoline | Unleaded gasoline |  | Steel | Steel |  | Painted or None | Steel |  | 1901-01-01 | [15 empty] | UST Currently In Use: 0; UST Temp Close: 0; AST Currently In Use: 0; AST Temp Closed: 0 | 0 | 0 | 3 | 14322-093-010083 | SARAH JO MCMICKIN
27690 | Permanently Closed | 1986-10-01 | 1976-01-01 | 1990-05-30 | Petroleum | Unleaded gasoline | Unleaded gasoline |  | Steel | Steel |  | Painted or None | Steel |  | 1901-01-01 | [15 empty] | UST Currently In Use: 0; UST Temp Close: 0; AST Currently In Use: 0; AST Temp Closed: 0 | 0 | 0 | 3 | 14322-093-010083 | SARAH JO MCMICKIN
27691 | Permanently Closed | 1986-10-01 | 1976-01-01 | 1990-05-30 | Petroleum | Unleaded gasoline | Unleaded gasoline |  | Steel | Steel |  | Painted or None | Steel |  | 1901-01-01 | [15 empty] | UST Currently In Use: 0; UST Temp Close: 0; AST Currently In Use: 0; AST Temp Closed: 0 | 0 | 0 | 3 | 14322-093-010083 | SARAH JO MCMICKIN
27692 | Temporary Closed | 2011-10-01 | 1983-01-01 |  | Petroleum | Unleaded gasoline | Unleaded gasoline | Retail | Steel | Steel | Coated & cathodic protection (sti-P3), Field installed cathodic protection |  | Steel |  |  | Field installed cathodic protection | Catchment Basin, Single walled catchment basin | Automatic shutoff device At 95% full | Automatic shutoff device At 95% full |  |  | Statistical Inventory Reconciliation (SIR) |  | Automatic flow restrictor (MLLD) | Automatic flow restrictor (MLLD) |  |  | Statistical inventory reconciliation (SIR) | Statistical inventory reconciliation (SIR) |  | UST Currently In Use: 0; UST Temp Close: 3; AST Currently In Use: 0; AST Temp Closed: 0 | 0 | 3 | 2 | 24208-101-002475 | SONIC AUTOMOTIVE
27693 | Temporary Closed | 2011-10-01 | 1983-01-01 |  | Petroleum | Unleaded gasoline | Unleaded gasoline | Retail | Steel | Steel | Coated & cathodic protection (sti-P3), Field installed cathodic protection |  | Steel |  |  | Field installed cathodic protection | Catchment Basin, Single walled catchment basin | Automatic shutoff device At 95% full | Automatic shutoff device At 95% full |  |  | Statistical Inventory Reconciliation (SIR) |  | Automatic flow restrictor (MLLD) | Automatic flow restrictor (MLLD) |  |  | Statistical inventory reconciliation (SIR) | Statistical inventory reconciliation (SIR) |  | UST Currently In Use: 0; UST Temp Close: 3; AST Currently In Use: 0; AST Temp Closed: 0 | 0 | 3 | 2 | 24208-101-002475 | SONIC AUTOMOTIVE
27694 | Temporary Closed | 2011-10-01 | 1983-01-01 |  | Petroleum | Unleaded gasoline | Unleaded gasoline | Retail | Steel | Steel | Coated & cathodic protection (sti-P3), Field installed cathodic protection |  | Steel |  |  | Field installed cathodic protection | Catchment Basin, Single walled catchment basin | Automatic shutoff device At 95% full | Automatic shutoff device At 95% full |  |  | Statistical Inventory Reconciliation (SIR) |  | Automatic flow restrictor (MLLD) | Automatic flow restrictor (MLLD) |  |  | Statistical inventory reconciliation (SIR) | Statistical inventory reconciliation (SIR) |  | UST Currently In Use: 0; UST Temp Close: 3; AST Currently In Use: 0; AST Temp Closed: 0 | 0 | 3 | 2 | 24208-101-002475 | SONIC AUTOMOTIVE
27695 | Permanently Closed | 1994-09-01 | 1983-01-01 |  | Petroleum | Other, NEW OIL | Other |  | Steel | Steel |  |  | Steel |  | 1901-01-01 | [6 empty] | Statistical Inventory Reconciliation (SIR) | [8 empty] | UST Currently In Use: 0; UST Temp Close: 3; AST Currently In Use: 0; AST Temp Closed: 0 | 0 | 3 | 2 | 24208-101-002475 | SONIC AUTOMOTIVE
27696 | Permanently Closed | 1994-09-01 | 1983-01-01 |  | Petroleum | Used oil | Used oil |  | Steel | Steel |  |  | Steel |  | 1901-01-01 | [15 empty] | UST Currently In Use: 0; UST Temp Close: 3; AST Currently In Use: 0; AST Temp Closed: 0 | 0 | 3 | 2 | 24208-101-002475 | SONIC AUTOMOTIVE
27697 | Permanently Closed | 1901-01-01 | 1971-01-01 | 1988-11-01 | Petroleum | Used oil | Used oil |  | Steel | Steel |  |  | Other, X-SCH. 40 |  | 1901-01-01 | [15 empty] | UST Currently In Use: 0; UST Temp Close: 0; AST Currently In Use: 0; AST Temp Closed: 0 | 0 | 0 | 2 | 14324-097-001126 | SAUNDERS ENGINE CO
27698 | Permanently Closed | 1901-01-01 | 1979-01-01 | 1988-12-01 | Petroleum | Unleaded gasoline | Unleaded gasoline |  | Steel | Steel |  | Painted or None | Steel, BLACK STEL |  | 1901-01-01 | [15 empty] | UST Currently In Use: 0; UST Temp Close: 0; AST Currently In Use: 0; AST Temp Closed: 0 | 0 | 0 | 2 | 14324-097-001126 | SAUNDERS ENGINE CO
27699 | Permanently Closed | 1989-09-19 | 1961-01-01 | 1989-09-19 | Petroleum | Used oil | Used oil |  | Steel | Steel |  | Painted or None | Steel |  | 1901-01-01 | [15 empty] | UST Currently In Use: 0; UST Temp Close: 0; AST Currently In Use: 0; AST Temp Closed: 0 | 0 | 0 | 2 | 14325-033-008836 | RYDER TRUCK RENTAL INC
27700 | Permanently Closed | 1989-09-19 | 1961-01-01 | 1989-09-19 | Petroleum | On road diesel | On road diesel |  | Steel | Steel |  | Painted or None | Steel |  | 1901-01-01 | [15 empty] | UST Currently In Use: 0; UST Temp Close: 0; AST Currently In Use: 0; AST Temp Closed: 0 | 0 | 0 | 2 | 14325-033-008836 | RYDER TRUCK RENTAL INC
27701 | Permanently Closed | 1991-05-23 | 1965-01-01 | 1991-05-23 | Petroleum | On road diesel | On road diesel |  | Steel | Steel |  | Painted or None | Steel |  | 1901-01-01 | [15 empty] | UST Currently In Use: 0; UST Temp Close: 0; AST Currently In Use: 0; AST Temp Closed: 0 | 0 | 0 | 2 | 14325-073-007983 | RYDER TRUCK RENTAL INC
27702 | Permanently Closed | 1991-05-23 | 1965-01-01 | 1991-05-23 | Petroleum | On road diesel | On road diesel |  | Steel | Steel |  | Painted or None | Steel |  | 1901-01-01 | [15 empty] | UST Currently In Use: 0; UST Temp Close: 0; AST Currently In Use: 0; AST Temp Closed: 0 | 0 | 0 | 2 | 14325-073-007983 | RYDER TRUCK RENTAL INC
27703 | Permanently Closed | 1992-01-28 | 1969-01-01 | 1992-01-28 | Petroleum | On road diesel | On road diesel |  | Steel | Steel |  | Painted or None | Steel |  | 1901-01-01 | [15 empty] | UST Currently In Use: 0; UST Temp Close: 0; AST Currently In Use: 0; AST Temp Closed: 0 | 0 | 0 | 4 | 14325-073-008840 | RYDER TRUCK RENTAL INC
27704 | Permanently Closed | 1992-01-28 | 1969-01-01 | 1992-01-28 | Petroleum | On road diesel | On road diesel |  | Steel | Steel |  | Painted or None | Steel |  | 1901-01-01 | [15 empty] | UST Currently In Use: 0; UST Temp Close: 0; AST Currently In Use: 0; AST Temp Closed: 0 | 0 | 0 | 4 | 14325-073-008840 | RYDER TRUCK RENTAL INC
27705 | Permanently Closed | 1992-01-28 | 1969-01-01 | 1992-01-28 | Petroleum | Used oil | Used oil |  | Steel | Steel |  | Painted or None | Steel |  | 1901-01-01 | [15 empty] | UST Currently In Use: 0; UST Temp Close: 0; AST Currently In Use: 0; AST Temp Closed: 0 | 0 | 0 | 4 | 14325-073-008840 | RYDER TRUCK RENTAL INC
27706 | Permanently Closed | 1992-01-28 | 1969-01-01 | 1992-01-28 | Petroleum | Other, NEW OIL | Other |  | Steel | Steel |  | Painted or None | Steel |  | 1901-01-01 | [15 empty] | UST Currently In Use: 0; UST Temp Close: 0; AST Currently In Use: 0; AST Temp Closed: 0 | 0 | 0 | 4 | 14325-073-008840 | RYDER TRUCK RENTAL INC
27707 | Permanently Closed | 1990-05-21 | 1969-01-01 | 1990-05-21 | Petroleum | On road diesel | On road diesel |  | Steel | Steel |  | Painted or None | Steel |  | 1901-01-01 | [15 empty] | UST Currently In Use: 0; UST Temp Close: 0; AST Currently In Use: 0; AST Temp Closed: 0 | 0 | 0 | 2 | 14325-103-007980 | RYDER TRUCK RENTAL INC
27708 | Permanently Closed | 1990-05-21 | 1969-01-01 | 1990-05-21 | Petroleum | On road diesel | On road diesel |  | Steel | Steel |  | Painted or None | Steel |  | 1901-01-01 | [15 empty] | UST Currently In Use: 0; UST Temp Close: 0; AST Currently In Use: 0; AST Temp Closed: 0 | 0 | 0 | 2 | 14325-103-007980 | RYDER TRUCK RENTAL INC
27709 | Permanently Closed | 1993-08-01 | 1970-01-01 | 1994-02-03 | Petroleum | On road diesel | On road diesel |  | Steel | Steel |  | Painted or None | Steel |  | 1901-01-01 | [15 empty] | UST Currently In Use: 0; UST Temp Close: 0; AST Currently In Use: 0; AST Temp Closed: 0 | 0 | 0 | 2 | 14325-125-011476 | RYDER TRUCK RENTAL INC
27710 | Permanently Closed | 1993-08-01 | 1970-01-01 | 1994-02-03 | Petroleum | On road diesel | On road diesel |  | Steel | Steel |  | Painted or None | Steel |  | 1901-01-01 | [15 empty] | UST Currently In Use: 0; UST Temp Close: 0; AST Currently In Use: 0; AST Temp Closed: 0 | 0 | 0 | 2 | 14325-125-011476 | RYDER TRUCK RENTAL INC
27711 | Currently in Use |  | 1984-01-01 |  | Petroleum | Premium gasoline | Premium gasoline | Retail | Single Wall, Steel | Steel | Field installed cathodic protection |  | Double Wall, Fiberglass reinforced plastic |  |  |  | Catchment Basin, Single walled catchment basin | Audible high level alarm At 90% full, Automatic shutoff device At 95% full | Automatic shutoff device At 95% full |  |  | Continuous Automatic Tank Gauge | Single walled submersible pump containment sump | Automatic shutoff device (AELLD) | Automatic shutoff device (AELLD) |  |  | Annual line testing | Annual line testing |  | UST Currently In Use: 4; UST Temp Close: 1; AST Currently In Use: 0; AST Temp Closed: 0 | 4 | 1 | 0 | 14326-089-004745 | SAVINGS ALABAMA DIVISION
27712 | Currently in Use |  | 1956-01-01 |  | Petroleum | Unleaded gasoline | Unleaded gasoline | Retail | Single Wall, Steel | Steel | Field installed cathodic protection |  | Double Wall, Fiberglass reinforced plastic |  |  |  | Catchment Basin, Single walled catchment basin | Automatic shutoff device At 95% full | Automatic shutoff device At 95% full |  |  | Continuous Automatic Tank Gauge | Single walled submersible pump containment sump | Automatic shutoff device (AELLD) | Automatic shutoff device (AELLD) |  |  | Annual line testing | Annual line testing |  | UST Currently In Use: 4; UST Temp Close: 1; AST Currently In Use: 0; AST Temp Closed: 0 | 4 | 1 | 0 | 14326-089-004745 | SAVINGS ALABAMA DIVISION
27714 | Currently in Use |  | 1954-01-01 |  | Petroleum | On road diesel | On road diesel | Retail | Single Wall, Steel | Steel | Field installed cathodic protection |  | Double Wall, Fiberglass reinforced plastic |  |  |  | Catchment Basin, Single walled catchment basin | Automatic shutoff device At 95% full | Automatic shutoff device At 95% full |  |  | Continuous Automatic Tank Gauge | Single walled submersible pump containment sump | Automatic shutoff device (AELLD) | Automatic shutoff device (AELLD) |  |  | Annual line testing | Annual line testing |  | UST Currently In Use: 4; UST Temp Close: 1; AST Currently In Use: 0; AST Temp Closed: 0 | 4 | 1 | 0 | 14326-089-004745 | SAVINGS ALABAMA DIVISION
27715 | Temporary Closed | 2019-03-18 | 1982-01-01 |  | Petroleum | On road diesel | On road diesel | Retail | Single Wall, Steel | Steel | Field installed cathodic protection |  | Single Wall, Steel |  |  | Field installed cathodic protection | Catchment Basin, Single walled catchment basin | Audible high level alarm At 90% full, Automatic shutoff device At 95% full | Automatic shutoff device At 95% full |  |  | Continuous Automatic Tank Gauge | [8 empty] | UST Currently In Use: 4; UST Temp Close: 1; AST Currently In Use: 0; AST Temp Closed: 0 | 4 | 1 | 0 | 14326-089-004745 | SAVINGS ALABAMA DIVISION
27716 | Currently in Use |  | 1982-01-01 |  | Petroleum | Kerosene | Kerosene | Retail | Single Wall, Steel | Steel | Field installed cathodic protection |  | Single Wall, Steel |  |  | Field installed cathodic protection | Catchment Basin, Single walled catchment basin | Automatic shutoff device At 95% full | Automatic shutoff device At 95% full |  |  | Continuous Automatic Tank Gauge | [8 empty] | UST Currently In Use: 4; UST Temp Close: 1; AST Currently In Use: 0; AST Temp Closed: 0 | 4 | 1 | 0 | 14326-089-004745 | SAVINGS ALABAMA DIVISION
27717 | Permanently Closed | 1982-01-01 | 1952-01-01 | 1988-11-14 | Petroleum | Unleaded gasoline | Unleaded gasoline |  | Steel | Steel |  | Painted or None | Steel |  | 1901-01-01 | [15 empty] | UST Currently In Use: 0; UST Temp Close: 0; AST Currently In Use: 0; AST Temp Closed: 0 | 0 | 0 | 3 | 14327-017-005374 | SAXON OIL CO INC
27718 | Permanently Closed | 1982-01-01 | 1953-01-01 | 1988-11-14 | Petroleum | Unleaded gasoline | Unleaded gasoline |  | Steel | Steel |  | Painted or None | Steel |  | 1901-01-01 | [15 empty] | UST Currently In Use: 0; UST Temp Close: 0; AST Currently In Use: 0; AST Temp Closed: 0 | 0 | 0 | 3 | 14327-017-005374 | SAXON OIL CO INC
27719 | Permanently Closed | 1982-01-01 | 1959-01-01 | 1988-11-14 | Petroleum | Unleaded gasoline | Unleaded gasoline |  | Steel | Steel |  | Painted or None | Steel |  | 1901-01-01 | [15 empty] | UST Currently In Use: 0; UST Temp Close: 0; AST Currently In Use: 0; AST Temp Closed: 0 | 0 | 0 | 3 | 14327-017-005374 | SAXON OIL CO INC
27720 | Permanently Closed | 1993-07-16 | 1963-01-01 | 1993-07-16 | Petroleum | Unleaded gasoline | Unleaded gasoline |  | Steel | Steel |  | Painted or None | Steel |  | 1901-01-01 | [15 empty] | UST Currently In Use: 0; UST Temp Close: 0; AST Currently In Use: 0; AST Temp Closed: 0 | 0 | 0 | 3 | 14327-017-006286 | SAXON OIL CO INC
27721 | Permanently Closed | 1993-07-16 | 1963-01-01 | 1993-07-16 | Petroleum | Unleaded gasoline | Unleaded gasoline |  | Steel | Steel |  | Painted or None | Steel |  | 1901-01-01 | [15 empty] | UST Currently In Use: 0; UST Temp Close: 0; AST Currently In Use: 0; AST Temp Closed: 0 | 0 | 0 | 3 | 14327-017-006286 | SAXON OIL CO INC
27722 | Permanently Closed | 1993-07-16 | 1963-01-01 | 1993-07-16 | Petroleum | Unleaded gasoline | Unleaded gasoline |  | Steel | Steel |  | Painted or None | Steel |  | 1901-01-01 | [15 empty] | UST Currently In Use: 0; UST Temp Close: 0; AST Currently In Use: 0; AST Temp Closed: 0 | 0 | 0 | 3 | 14327-017-006286 | SAXON OIL CO INC
27723 | Permanently Closed | 1987-01-01 | 1962-01-01 | 1988-01-01 | Petroleum | Unleaded gasoline | Unleaded gasoline |  | Steel | Steel |  | Painted or None | Steel |  | 1901-01-01 | [15 empty] | UST Currently In Use: 0; UST Temp Close: 0; AST Currently In Use: 0; AST Temp Closed: 0 | 0 | 0 | 2 | 14327-017-009041 | SAXON OIL CO INC
27724 | Permanently Closed | 1987-01-01 | 1962-01-01 | 1988-01-01 | Petroleum | Unleaded gasoline | Unleaded gasoline |  | Steel | Steel |  | Painted or None | Steel |  | 1901-01-01 | [15 empty] | UST Currently In Use: 0; UST Temp Close: 0; AST Currently In Use: 0; AST Temp Closed: 0 | 0 | 0 | 2 | 14327-017-009041 | SAXON OIL CO INC
27725 | Permanently Closed | 1980-01-01 | 1962-01-01 | 1988-11-16 | Petroleum | On road diesel | On road diesel |  | Steel | Steel |  | Painted or None | Steel |  | 1901-01-01 | [15 empty] | UST Currently In Use: 0; UST Temp Close: 0; AST Currently In Use: 0; AST Temp Closed: 0 | 0 | 0 | 1 | 14327-053-005378 | SAXON OIL CO INC
27726 | Permanently Closed | 1983-01-01 | 1962-01-01 | 1993-05-25 | Petroleum | Unleaded gasoline | Unleaded gasoline |  | Steel | Steel |  | Painted or None | Steel |  | 1901-01-01 | [15 empty] | UST Currently In Use: 0; UST Temp Close: 0; AST Currently In Use: 0; AST Temp Closed: 0 | 0 | 0 | 4 | 14327-081-005370 | SAXON OIL CO INC
27727 | Permanently Closed | 1993-05-25 | 1962-01-01 | 1993-05-25 | Petroleum | Unleaded gasoline | Unleaded gasoline |  | Steel | Steel |  | Painted or None | Steel |  | 1901-01-01 | [15 empty] | UST Currently In Use: 0; UST Temp Close: 0; AST Currently In Use: 0; AST Temp Closed: 0 | 0 | 0 | 4 | 14327-081-005370 | SAXON OIL CO INC
27728 | Permanently Closed | 1983-01-01 | 1962-01-01 | 1993-05-25 | Petroleum | On road diesel | On road diesel |  | Steel | Steel |  | Painted or None | Steel |  | 1901-01-01 | [15 empty] | UST Currently In Use: 0; UST Temp Close: 0; AST Currently In Use: 0; AST Temp Closed: 0 | 0 | 0 | 4 | 14327-081-005370 | SAXON OIL CO INC
27729 | Permanently Closed | 1993-05-25 | 1962-01-01 | 1993-05-25 | Petroleum | Kerosene | Kerosene |  | Steel | Steel |  | Painted or None | Steel |  | 1901-01-01 | [15 empty] | UST Currently In Use: 0; UST Temp Close: 0; AST Currently In Use: 0; AST Temp Closed: 0 | 0 | 0 | 4 | 14327-081-005370 | SAXON OIL CO INC
27730 | Permanently Closed | 1980-01-01 | 1963-01-01 | 1988-11-28 | Petroleum | Unleaded gasoline | Unleaded gasoline |  | Steel | Steel |  | Painted or None | Steel |  | 1901-01-01 | [15 empty] | UST Currently In Use: 0; UST Temp Close: 0; AST Currently In Use: 0; AST Temp Closed: 0 | 0 | 0 | 3 | 14327-081-005373 | SAXON OIL CO INC
27731 | Permanently Closed | 1980-01-01 | 1963-01-01 | 1988-11-28 | Petroleum | Unleaded gasoline | Unleaded gasoline |  | Steel | Steel |  | Painted or None | Steel |  | 1901-01-01 | [15 empty] | UST Currently In Use: 0; UST Temp Close: 0; AST Currently In Use: 0; AST Temp Closed: 0 | 0 | 0 | 3 | 14327-081-005373 | SAXON OIL CO INC
27732 | Permanently Closed | 1980-01-01 | 1963-01-01 | 1988-11-28 | Petroleum | Unleaded gasoline | Unleaded gasoline |  | Steel | Steel |  | Painted or None | Steel |  | 1901-01-01 | [15 empty] | UST Currently In Use: 0; UST Temp Close: 0; AST Currently In Use: 0; AST Temp Closed: 0 | 0 | 0 | 3 | 14327-081-005373 | SAXON OIL CO INC
27733 | Retired | 1980-01-01 | 1967-01-01 |  | Petroleum | Unleaded gasoline | Unleaded gasoline |  | Steel | Steel |  | Painted or None | Steel |  | 1901-01-01 | [15 empty] | UST Currently In Use: 0; UST Temp Close: 0; AST Currently In Use: 0; AST Temp Closed: 0 | 0 | 0 | 3 | 14327-081-005373 | SAXON OIL CO INC
27734 | Retired | 1980-01-01 | 1967-01-01 |  | Petroleum | Unleaded gasoline | Unleaded gasoline |  | Steel | Steel |  | Painted or None | Steel |  | 1901-01-01 | [15 empty] | UST Currently In Use: 0; UST Temp Close: 0; AST Currently In Use: 0; AST Temp Closed: 0 | 0 | 0 | 3 | 14327-081-005373 | SAXON OIL CO INC
27735 | Permanently Closed | 1983-01-01 | 1964-01-01 | 1988-11-21 | Petroleum | Unleaded gasoline | Unleaded gasoline |  | Steel | Steel |  | Painted or None | Steel |  | 1901-01-01 | [15 empty] | UST Currently In Use: 0; UST Temp Close: 0; AST Currently In Use: 0; AST Temp Closed: 0 | 0 | 0 | 2 | 14327-081-005375 | SAXON OIL CO INC
27736 | Permanently Closed | 1983-01-01 | 1964-01-01 | 1988-11-21 | Petroleum | Unleaded gasoline | Unleaded gasoline |  | Steel | Steel |  | Painted or None | Steel |  | 1901-01-01 | [15 empty] | UST Currently In Use: 0; UST Temp Close: 0; AST Currently In Use: 0; AST Temp Closed: 0 | 0 | 0 | 2 | 14327-081-005375 | SAXON OIL CO INC
27737 | Permanently Closed | 1985-01-01 | 1954-01-01 | 1988-08-15 | Petroleum | Unleaded gasoline | Unleaded gasoline |  | Steel | Steel |  | Painted or None | Steel |  | 1901-01-01 | [15 empty] | UST Currently In Use: 0; UST Temp Close: 0; AST Currently In Use: 0; AST Temp Closed: 0 | 0 | 0 | 3 | 14327-081-005376 | SAXON OIL CO INC
27738 | Permanently Closed | 1985-01-01 | 1957-01-01 | 1988-08-15 | Petroleum | Unleaded gasoline | Unleaded gasoline |  | Steel | Steel |  | Painted or None | Steel |  | 1901-01-01 | [15 empty] | UST Currently In Use: 0; UST Temp Close: 0; AST Currently In Use: 0; AST Temp Closed: 0 | 0 | 0 | 3 | 14327-081-005376 | SAXON OIL CO INC
27739 | Permanently Closed | 1985-01-01 | 1958-01-01 | 1988-08-15 | Petroleum | Unleaded gasoline | Unleaded gasoline |  | Steel | Steel |  | Painted or None | Steel |  | 1901-01-01 | [15 empty] | UST Currently In Use: 0; UST Temp Close: 0; AST Currently In Use: 0; AST Temp Closed: 0 | 0 | 0 | 3 | 14327-081-005376 | SAXON OIL CO INC
27740 | Permanently Closed | 1979-01-01 | 1967-01-01 | 1988-11-30 | Petroleum | Unleaded gasoline | Unleaded gasoline |  | Steel | Steel |  | Painted or None | Steel |  | 1901-01-01 | [15 empty] | UST Currently In Use: 0; UST Temp Close: 0; AST Currently In Use: 0; AST Temp Closed: 0 | 0 | 0 | 1 | 14327-081-005377 | SAXON OIL CO INC
27741 | Permanently Closed | 1980-01-01 | 1968-01-01 | 1988-11-07 | Petroleum | Unleaded gasoline | Unleaded gasoline |  | Steel | Steel |  | Painted or None | Steel |  | 1901-01-01 | [15 empty] | UST Currently In Use: 0; UST Temp Close: 0; AST Currently In Use: 0; AST Temp Closed: 0 | 0 | 0 | 2 | 14327-081-005379 | SAXON OIL CO INC
27742 | Permanently Closed | 1980-01-01 | 1968-01-01 | 1988-11-07 | Petroleum | Unleaded gasoline | Unleaded gasoline |  | Steel | Steel |  | Painted or None | Steel |  | 1901-01-01 | [15 empty] | UST Currently In Use: 0; UST Temp Close: 0; AST Currently In Use: 0; AST Temp Closed: 0 | 0 | 0 | 2 | 14327-081-005379 | SAXON OIL CO INC
27743 | Permanently Closed | 1996-05-07 | 1964-01-01 | 1996-01-01 | Petroleum | Unleaded gasoline | Unleaded gasoline |  | Steel | Steel |  | Painted or None | Steel |  | 1901-01-01 | [6 empty] | Statistical Inventory Reconciliation (SIR) | [8 empty] | UST Currently In Use: 0; UST Temp Close: 0; AST Currently In Use: 0; AST Temp Closed: 0 | 0 | 0 | 6 | 14327-087-006040 | SAXON OIL CO INC
27744 | Permanently Closed | 1996-05-07 | 1964-01-01 | 1996-01-01 | Petroleum | Unleaded gasoline | Unleaded gasoline |  | Steel | Steel |  | Painted or None | Steel |  | 1901-01-01 | [6 empty] | Statistical Inventory Reconciliation (SIR) | [8 empty] | UST Currently In Use: 0; UST Temp Close: 0; AST Currently In Use: 0; AST Temp Closed: 0 | 0 | 0 | 6 | 14327-087-006040 | SAXON OIL CO INC
27745 | Permanently Closed | 1996-05-07 | 1964-01-01 | 1996-01-01 | Petroleum | Unleaded gasoline | Unleaded gasoline |  | Steel | Steel |  | Painted or None | Steel |  | 1901-01-01 | [6 empty] | Statistical Inventory Reconciliation (SIR) | [8 empty] | UST Currently In Use: 0; UST Temp Close: 0; AST Currently In Use: 0; AST Temp Closed: 0 | 0 | 0 | 6 | 14327-087-006040 | SAXON OIL CO INC
27746 | Permanently Closed | 1991-06-01 | 1948-01-01 | 1991-06-01 | Petroleum | On road diesel | On road diesel |  | Steel | Steel |  | Painted or None | Steel |  | 1901-01-01 | [6 empty] | Statistical Inventory Reconciliation (SIR) | [8 empty] | UST Currently In Use: 0; UST Temp Close: 0; AST Currently In Use: 0; AST Temp Closed: 0 | 0 | 0 | 6 | 14327-087-006040 | SAXON OIL CO INC
27747 | Permanently Closed | 1991-06-01 | 1948-01-01 | 1991-06-01 | Petroleum | On road diesel | On road diesel |  | Steel | Steel |  | Painted or None | Steel |  | 1901-01-01 | [15 empty] | UST Currently In Use: 0; UST Temp Close: 0; AST Currently In Use: 0; AST Temp Closed: 0 | 0 | 0 | 6 | 14327-087-006040 | SAXON OIL CO INC
27748 | Permanently Closed | 1996-02-18 | 1982-01-01 | 1996-02-18 | Petroleum | On road diesel | On road diesel |  | Steel | Steel |  | Painted or None | Steel |  | 1901-01-01 | [15 empty] | UST Currently In Use: 0; UST Temp Close: 0; AST Currently In Use: 0; AST Temp Closed: 0 | 0 | 0 | 6 | 14327-087-006040 | SAXON OIL CO INC
27749 | Permanently Closed | 1998-12-18 | 1953-01-01 | 1999-04-06 | Petroleum | Unleaded gasoline | Unleaded gasoline | Retail | Steel | Steel |  | Painted or None | Steel |  | 1901-01-01 | [6 empty] | Statistical Inventory Reconciliation (SIR) | [8 empty] | UST Currently In Use: 0; UST Temp Close: 0; AST Currently In Use: 0; AST Temp Closed: 0 | 0 | 0 | 4 | 14327-081-006289 | SAXON OIL CO INC
27750 | Permanently Closed | 1998-12-18 | 1953-01-01 | 1999-04-06 | Petroleum | Unleaded gasoline | Unleaded gasoline | Retail | Steel | Steel |  | Painted or None | Steel |  | 1901-01-01 | [6 empty] | Statistical Inventory Reconciliation (SIR) | [8 empty] | UST Currently In Use: 0; UST Temp Close: 0; AST Currently In Use: 0; AST Temp Closed: 0 | 0 | 0 | 4 | 14327-081-006289 | SAXON OIL CO INC
27751 | Permanently Closed | 1998-12-18 | 1954-01-01 | 1999-04-06 | Petroleum | Unleaded gasoline | Unleaded gasoline | Retail | Steel | Steel |  | Painted or None | Steel |  | 1901-01-01 | [6 empty] | Statistical Inventory Reconciliation (SIR) | [8 empty] | UST Currently In Use: 0; UST Temp Close: 0; AST Currently In Use: 0; AST Temp Closed: 0 | 0 | 0 | 4 | 14327-081-006289 | SAXON OIL CO INC
27752 | Permanently Closed | 1998-12-18 | 1962-01-01 | 1999-06-30 | Petroleum | Used oil | Used oil | Retail | Steel | Steel |  | Painted or None | Steel |  | 1901-01-01 | [15 empty] | UST Currently In Use: 0; UST Temp Close: 0; AST Currently In Use: 0; AST Temp Closed: 0 | 0 | 0 | 4 | 14327-081-006289 | SAXON OIL CO INC
27753 | Permanently Closed | 1997-07-29 | 1960-01-01 | 1997-07-29 | Petroleum | Unleaded gasoline | Unleaded gasoline |  | Steel | Steel |  | Painted or None | Steel |  | 1901-01-01 | [12 empty] | Annual line testing | Annual line testing |  | UST Currently In Use: 0; UST Temp Close: 0; AST Currently In Use: 0; AST Temp Closed: 0 | 0 | 0 | 6 | 23975-081-006291 | DR. REDDY MUNAGALA
27754 | Permanently Closed | 1997-07-29 | 1960-01-01 | 1997-07-29 | Petroleum | Unleaded gasoline | Unleaded gasoline |  | Steel | Steel |  | Painted or None | Steel |  | 1901-01-01 | [12 empty] | Annual line testing | Annual line testing |  | UST Currently In Use: 0; UST Temp Close: 0; AST Currently In Use: 0; AST Temp Closed: 0 | 0 | 0 | 6 | 23975-081-006291 | DR. REDDY MUNAGALA
27755 | Permanently Closed | 1997-07-29 | 1960-01-01 | 1997-07-29 | Petroleum | Unleaded gasoline | Unleaded gasoline |  | Steel | Steel |  | Painted or None | Steel |  | 1901-01-01 | [12 empty] | Annual line testing | Annual line testing |  | UST Currently In Use: 0; UST Temp Close: 0; AST Currently In Use: 0; AST Temp Closed: 0 | 0 | 0 | 6 | 23975-081-006291 | DR. REDDY MUNAGALA
27756 | Permanently Closed | 1997-07-29 | 1960-01-01 | 1997-07-29 | Petroleum | Unleaded gasoline | Unleaded gasoline |  | Steel | Steel |  | Painted or None | Steel |  | 1901-01-01 | [12 empty] | Annual line testing | Annual line testing |  | UST Currently In Use: 0; UST Temp Close: 0; AST Currently In Use: 0; AST Temp Closed: 0 | 0 | 0 | 6 | 23975-081-006291 | DR. REDDY MUNAGALA
27757 | Permanently Closed | 1997-07-29 | 1960-01-01 | 1997-07-29 | Petroleum | Unleaded gasoline | Unleaded gasoline |  | Steel | Steel |  | Painted or None | Steel |  | 1901-01-01 | [12 empty] | Annual line testing | Annual line testing |  | UST Currently In Use: 0; UST Temp Close: 0; AST Currently In Use: 0; AST Temp Closed: 0 | 0 | 0 | 6 | 23975-081-006291 | DR. REDDY MUNAGALA
27758 | Retired | 1976-01-01 | 1960-01-01 |  | Petroleum | Used oil | Used oil |  | Steel | Steel |  | Painted or None | Steel |  | 1901-01-01 | [15 empty] | UST Currently In Use: 0; UST Temp Close: 0; AST Currently In Use: 0; AST Temp Closed: 0 | 0 | 0 | 6 | 23975-081-006291 | DR. REDDY MUNAGALA
27759 | Permanently Closed | 1997-01-01 | 1964-01-01 | 1997-01-01 | Petroleum | Unleaded gasoline | Unleaded gasoline |  | Steel | Steel |  | Painted or None | Steel |  | 1901-01-01 | [6 empty] | Statistical Inventory Reconciliation (SIR) | [8 empty] | UST Currently In Use: 2; UST Temp Close: 0; AST Currently In Use: 0; AST Temp Closed: 0 | 2 | 0 | 3 | 23345-081-006292 | BEN F PRESTON
27760 | Permanently Closed | 1997-01-01 | 1964-01-01 | 1997-01-01 | Petroleum | Unleaded gasoline | Unleaded gasoline |  | Steel | Steel |  | Painted or None | Steel |  | 1901-01-01 | [6 empty] | Statistical Inventory Reconciliation (SIR) | [8 empty] | UST Currently In Use: 2; UST Temp Close: 0; AST Currently In Use: 0; AST Temp Closed: 0 | 2 | 0 | 3 | 23345-081-006292 | BEN F PRESTON
27761 | Permanently Closed | 1997-01-01 | 1964-01-01 | 1997-01-01 | Petroleum | Unleaded gasoline | Unleaded gasoline |  | Steel | Steel |  | Painted or None | Steel |  | 1901-01-01 | [6 empty] | Statistical Inventory Reconciliation (SIR) | [8 empty] | UST Currently In Use: 2; UST Temp Close: 0; AST Currently In Use: 0; AST Temp Closed: 0 | 2 | 0 | 3 | 23345-081-006292 | BEN F PRESTON
27762 | Permanently Closed | 1998-12-21 | 1969-01-01 | 1999-04-07 | Petroleum | Unleaded gasoline | Unleaded gasoline |  | Steel | Steel |  | Painted or None | Steel |  | 1901-01-01 | [6 empty] | Statistical Inventory Reconciliation (SIR) | [8 empty] | UST Currently In Use: 0; UST Temp Close: 0; AST Currently In Use: 0; AST Temp Closed: 0 | 0 | 0 | 3 | 14327-081-006293 | SAXON OIL CO INC
27763 | Permanently Closed | 1998-12-21 | 1969-01-01 | 1999-04-07 | Petroleum | Unleaded gasoline | Unleaded gasoline |  | Steel | Steel |  | Painted or None | Steel |  | 1901-01-01 | [6 empty] | Statistical Inventory Reconciliation (SIR) | [8 empty] | UST Currently In Use: 0; UST Temp Close: 0; AST Currently In Use: 0; AST Temp Closed: 0 | 0 | 0 | 3 | 14327-081-006293 | SAXON OIL CO INC
27764 | Permanently Closed | 1998-12-21 | 1969-01-01 | 1999-04-07 | Petroleum | Unleaded gasoline | Unleaded gasoline |  | Steel | Steel |  | Painted or None | Steel |  | 1901-01-01 | [6 empty] | Statistical Inventory Reconciliation (SIR) | [8 empty] | UST Currently In Use: 0; UST Temp Close: 0; AST Currently In Use: 0; AST Temp Closed: 0 | 0 | 0 | 3 | 14327-081-006293 | SAXON OIL CO INC
27765 | Permanently Closed | 1901-01-01 | 1970-01-01 | 1988-03-15 | Petroleum | Unleaded gasoline | Unleaded gasoline | Retail | Steel | Steel |  | Painted or None | Steel |  | 1901-01-01 |  | Catchment Basin, Single walled catchment basin | [13 empty] | UST Currently In Use: 4; UST Temp Close: 0; AST Currently In Use: 0; AST Temp Closed: 0 | 4 | 0 | 3 | 26039-081-006294 | MBM 03 LLC
27766 | Permanently Closed | 1901-01-01 | 1970-01-01 | 1988-03-15 | Petroleum | Unleaded gasoline | Unleaded gasoline | Retail | Steel | Steel |  | Painted or None | Steel |  | 1901-01-01 |  | Catchment Basin, Single walled catchment basin | [13 empty] | UST Currently In Use: 4; UST Temp Close: 0; AST Currently In Use: 0; AST Temp Closed: 0 | 4 | 0 | 3 | 26039-081-006294 | MBM 03 LLC
27767 | Permanently Closed | 1901-01-01 | 1970-01-01 | 1988-03-15 | Petroleum | Unleaded gasoline | Unleaded gasoline | Retail | Steel | Steel |  | Painted or None | Steel |  | 1901-01-01 |  | Catchment Basin, Single walled catchment basin | [13 empty] | UST Currently In Use: 4; UST Temp Close: 0; AST Currently In Use: 0; AST Temp Closed: 0 | 4 | 0 | 3 | 26039-081-006294 | MBM 03 LLC
27768 | Permanently Closed | 1994-12-09 | 1969-01-01 | 1994-12-09 | Petroleum | Unleaded gasoline | Unleaded gasoline |  | Steel | Steel |  | Painted or None | Steel |  | 1901-01-01 | [15 empty] | UST Currently In Use: 0; UST Temp Close: 0; AST Currently In Use: 0; AST Temp Closed: 0 | 0 | 0 | 6 | 14327-081-006295 | SAXON OIL CO INC
27769 | Permanently Closed | 1994-12-09 | 1969-01-01 | 1994-12-09 | Petroleum | Unleaded gasoline | Unleaded gasoline |  | Steel | Steel |  | Painted or None | Steel |  | 1901-01-01 | [15 empty] | UST Currently In Use: 0; UST Temp Close: 0; AST Currently In Use: 0; AST Temp Closed: 0 | 0 | 0 | 6 | 14327-081-006295 | SAXON OIL CO INC
27770 | Permanently Closed | 1994-12-09 | 1969-01-01 | 1994-12-09 | Petroleum | Unleaded gasoline | Unleaded gasoline |  | Steel | Steel |  | Painted or None | Steel |  | 1901-01-01 | [15 empty] | UST Currently In Use: 0; UST Temp Close: 0; AST Currently In Use: 0; AST Temp Closed: 0 | 0 | 0 | 6 | 14327-081-006295 | SAXON OIL CO INC
27771 | Permanently Closed | 1994-12-09 | 1982-01-01 | 1994-12-09 | Petroleum | Kerosene | Kerosene |  | Steel | Steel |  | Painted or None | Steel |  | 1901-01-01 | [15 empty] | UST Currently In Use: 0; UST Temp Close: 0; AST Currently In Use: 0; AST Temp Closed: 0 | 0 | 0 | 6 | 14327-081-006295 | SAXON OIL CO INC
27772 | Permanently Closed | 1991-08-13 | 1964-01-01 | 1991-08-13 | Petroleum | Unleaded gasoline | Unleaded gasoline | Retail | Steel | Steel |  | Painted or None | Steel |  | 1901-01-01 |  | Catchment Basin, Single walled catchment basin | Flow Rest 90% Full | Flow Rest 90% Full |  |  | Automatic Tank Gauge | [8 empty] | UST Currently In Use: 3; UST Temp Close: 0; AST Currently In Use: 0; AST Temp Closed: 0 | 3 | 0 | 5 | 23624-081-006296 | AM-PM FOOD MART
27773 | Permanently Closed | 1991-08-13 | 1964-01-01 | 1991-08-13 | Petroleum | Unleaded gasoline | Unleaded gasoline | Retail | Steel | Steel |  | Painted or None | Steel |  | 1901-01-01 |  | Catchment Basin, Single walled catchment basin | Flow Rest 90% Full | Flow Rest 90% Full |  |  | Automatic Tank Gauge | [8 empty] | UST Currently In Use: 3; UST Temp Close: 0; AST Currently In Use: 0; AST Temp Closed: 0 | 3 | 0 | 5 | 23624-081-006296 | AM-PM FOOD MART
27774 | Permanently Closed | 1991-08-13 | 1964-01-01 | 1991-08-13 | Petroleum | Unleaded gasoline | Unleaded gasoline | Retail | Steel | Steel |  | Painted or None | Steel |  | 1901-01-01 |  | Catchment Basin, Single walled catchment basin | Flow Rest 90% Full | Flow Rest 90% Full |  |  | Automatic Tank Gauge | [8 empty] | UST Currently In Use: 3; UST Temp Close: 0; AST Currently In Use: 0; AST Temp Closed: 0 | 3 | 0 | 5 | 23624-081-006296 | AM-PM FOOD MART
27775 | Permanently Closed | 1991-08-13 | 1963-01-01 | 1991-08-13 | Petroleum | On road diesel | On road diesel | Retail | Steel | Steel |  | Painted or None | Steel |  | 1901-01-01 |  | Catchment Basin, Single walled catchment basin | Flow Rest 90% Full | Flow Rest 90% Full |  |  | Automatic Tank Gauge | [8 empty] | UST Currently In Use: 3; UST Temp Close: 0; AST Currently In Use: 0; AST Temp Closed: 0 | 3 | 0 | 5 | 23624-081-006296 | AM-PM FOOD MART
27776 | Permanently Closed | 1991-08-13 | 1963-01-01 | 1991-08-13 | Petroleum | Used oil | Used oil | Retail | Steel | Steel |  | Painted or None | Steel |  | 1901-01-01 |  | Catchment Basin, Single walled catchment basin | [13 empty] | UST Currently In Use: 3; UST Temp Close: 0; AST Currently In Use: 0; AST Temp Closed: 0 | 3 | 0 | 5 | 23624-081-006296 | AM-PM FOOD MART
27777 | Currently in Use |  | 1964-01-01 |  | Petroleum | Unleaded gasoline | Unleaded gasoline | Retail | Steel | Steel | Field installed cathodic protection |  | Steel |  |  | Field installed cathodic protection | Catchment Basin, Single walled catchment basin | Automatic shutoff device At 95% full | Automatic shutoff device At 95% full |  |  | Automatic Tank Gauge | [8 empty] | UST Currently In Use: 2; UST Temp Close: 1; AST Currently In Use: 0; AST Temp Closed: 0 | 2 | 1 | 0 | 23488-081-006297 | DNP ENTERPRISES LLC
27778 | Currently in Use |  | 1964-01-01 |  | Petroleum | Unleaded gasoline | Unleaded gasoline | Retail | Steel | Steel | Field installed cathodic protection |  | Steel |  |  | Field installed cathodic protection | Catchment Basin, Single walled catchment basin | Automatic shutoff device At 95% full | Automatic shutoff device At 95% full |  |  | Automatic Tank Gauge | [8 empty] | UST Currently In Use: 2; UST Temp Close: 1; AST Currently In Use: 0; AST Temp Closed: 0 | 2 | 1 | 0 | 23488-081-006297 | DNP ENTERPRISES LLC
27779 | Temporary Closed | 2021-12-24 | 1964-01-01 |  | Petroleum | On road diesel | On road diesel | Retail | Steel | Steel | Field installed cathodic protection |  | Steel |  |  | Field installed cathodic protection | Catchment Basin, Single walled catchment basin | Automatic shutoff device At 95% full | Automatic shutoff device At 95% full |  |  | Automatic Tank Gauge | [8 empty] | UST Currently In Use: 2; UST Temp Close: 1; AST Currently In Use: 0; AST Temp Closed: 0 | 2 | 1 | 0 | 23488-081-006297 | DNP ENTERPRISES LLC
27780 | Permanently Closed | 1993-09-09 | 1952-01-01 | 1993-09-09 | Petroleum | Unleaded gasoline | Unleaded gasoline |  | Steel | Steel |  | Painted or None | Steel |  | 1901-01-01 | [15 empty] | UST Currently In Use: 0; UST Temp Close: 0; AST Currently In Use: 0; AST Temp Closed: 0 | 0 | 0 | 4 | 14327-081-006299 | SAXON OIL CO INC
27781 | Permanently Closed | 1993-09-09 | 1952-01-01 | 1993-09-09 | Petroleum | Unleaded gasoline | Unleaded gasoline |  | Steel | Steel |  | Painted or None | Steel |  | 1901-01-01 | [15 empty] | UST Currently In Use: 0; UST Temp Close: 0; AST Currently In Use: 0; AST Temp Closed: 0 | 0 | 0 | 4 | 14327-081-006299 | SAXON OIL CO INC
27782 | Permanently Closed | 1993-09-09 | 1952-01-01 | 1993-09-09 | Petroleum | Unleaded gasoline | Unleaded gasoline |  | Steel | Steel |  | Painted or None | Steel |  | 1901-01-01 | [15 empty] | UST Currently In Use: 0; UST Temp Close: 0; AST Currently In Use: 0; AST Temp Closed: 0 | 0 | 0 | 4 | 14327-081-006299 | SAXON OIL CO INC
27783 | Permanently Closed | 1993-09-09 | 1961-01-01 | 1993-09-09 | Petroleum | On road diesel | On road diesel |  | Steel | Steel |  | Painted or None | Steel |  | 1901-01-01 | [15 empty] | UST Currently In Use: 0; UST Temp Close: 0; AST Currently In Use: 0; AST Temp Closed: 0 | 0 | 0 | 4 | 14327-081-006299 | SAXON OIL CO INC
27784 | Permanently Closed | 1998-02-27 | 1964-01-01 | 1998-02-27 | Petroleum | Unleaded gasoline | Unleaded gasoline |  | Steel | Steel |  | Painted or None | Steel |  | 1901-01-01 | [6 empty] | Statistical Inventory Reconciliation (SIR) | [5 empty] | Annual line testing | Annual line testing |  | UST Currently In Use: 0; UST Temp Close: 0; AST Currently In Use: 0; AST Temp Closed: 0 | 0 | 0 | 3 | 14327-081-006300 | SAXON OIL CO INC
27785 | Permanently Closed | 1998-02-27 | 1964-01-01 | 1998-02-27 | Petroleum | Unleaded gasoline | Unleaded gasoline |  | Steel | Steel |  | Painted or None | Steel |  | 1901-01-01 | [6 empty] | Statistical Inventory Reconciliation (SIR) | [5 empty] | Annual line testing | Annual line testing |  | UST Currently In Use: 0; UST Temp Close: 0; AST Currently In Use: 0; AST Temp Closed: 0 | 0 | 0 | 3 | 14327-081-006300 | SAXON OIL CO INC
27786 | Permanently Closed | 1998-02-27 | 1964-01-01 | 1998-02-27 | Petroleum | Unleaded gasoline | Unleaded gasoline |  | Steel | Steel |  | Painted or None | Steel |  | 1901-01-01 | [6 empty] | Statistical Inventory Reconciliation (SIR) | [8 empty] | UST Currently In Use: 0; UST Temp Close: 0; AST Currently In Use: 0; AST Temp Closed: 0 | 0 | 0 | 3 | 14327-081-006300 | SAXON OIL CO INC
27787 | Permanently Closed | 1998-12-16 | 1964-01-01 | 1999-04-07 | Petroleum | Unleaded gasoline | Unleaded gasoline | Retail | Steel | Steel |  | Painted or None | Steel |  | 1901-01-01 | [6 empty] | Statistical Inventory Reconciliation (SIR) | [8 empty] | UST Currently In Use: 0; UST Temp Close: 0; AST Currently In Use: 0; AST Temp Closed: 0 | 0 | 0 | 3 | 14327-081-006301 | SAXON OIL CO INC
27788 | Permanently Closed | 1998-12-16 | 1964-01-01 | 1999-04-07 | Petroleum | Unleaded gasoline | Unleaded gasoline | Retail | Steel | Steel |  | Painted or None | Steel |  | 1901-01-01 | [6 empty] | Statistical Inventory Reconciliation (SIR) | [8 empty] | UST Currently In Use: 0; UST Temp Close: 0; AST Currently In Use: 0; AST Temp Closed: 0 | 0 | 0 | 3 | 14327-081-006301 | SAXON OIL CO INC
27789 | Permanently Closed | 1998-12-16 | 1964-01-01 | 1999-04-07 | Petroleum | Unleaded gasoline | Unleaded gasoline | Retail | Steel | Steel |  | Painted or None | Steel |  | 1901-01-01 | [6 empty] | Statistical Inventory Reconciliation (SIR) | [8 empty] | UST Currently In Use: 0; UST Temp Close: 0; AST Currently In Use: 0; AST Temp Closed: 0 | 0 | 0 | 3 | 14327-081-006301 | SAXON OIL CO INC
27790 | Permanently Closed | 1992-07-31 | 1960-01-01 | 1992-07-31 | Petroleum | Unleaded gasoline | Unleaded gasoline |  | Steel | Steel |  | Painted or None | Steel |  | 1901-01-01 | [15 empty] | UST Currently In Use: 0; UST Temp Close: 0; AST Currently In Use: 0; AST Temp Closed: 0 | 0 | 0 | 2 | 14327-081-006302 | SAXON OIL CO INC
27791 | Permanently Closed | 1992-07-31 | 1960-01-01 | 1992-07-31 | Petroleum | On road diesel | On road diesel |  | Steel | Steel |  | Painted or None | Steel |  | 1901-01-01 | [15 empty] | UST Currently In Use: 0; UST Temp Close: 0; AST Currently In Use: 0; AST Temp Closed: 0 | 0 | 0 | 2 | 14327-081-006302 | SAXON OIL CO INC
27792 | Permanently Closed | 1987-01-01 | 1972-01-01 | 1988-01-01 | Petroleum | Unleaded gasoline | Unleaded gasoline |  | Steel | Steel |  | Painted or None | Steel |  | 1901-01-01 | [15 empty] | UST Currently In Use: 0; UST Temp Close: 0; AST Currently In Use: 0; AST Temp Closed: 0 | 0 | 0 | 1 | 14327-081-006303 | SAXON OIL CO INC
27793 | Permanently Closed | 1986-08-01 | 1967-01-01 | 1988-01-01 | Petroleum | Unleaded gasoline | Unleaded gasoline |  | Steel | Steel |  | Painted or None | Steel |  | 1901-01-01 | [15 empty] | UST Currently In Use: 0; UST Temp Close: 0; AST Currently In Use: 0; AST Temp Closed: 0 | 0 | 0 | 1 | 14327-081-006304 | SAXON OIL CO INC
27794 | Permanently Closed | 1995-06-05 | 1969-01-01 | 1995-06-05 | Petroleum | Unleaded gasoline | Unleaded gasoline |  | Steel | Steel |  | Painted or None | Steel |  | 1901-01-01 | [15 empty] | UST Currently In Use: 0; UST Temp Close: 0; AST Currently In Use: 0; AST Temp Closed: 0 | 0 | 0 | 2 | 14327-081-006305 | SAXON OIL CO INC
27795 | Permanently Closed | 1995-06-05 | 1969-01-01 | 1995-06-05 | Petroleum | On road diesel | On road diesel |  | Steel | Steel |  | Painted or None | Steel |  | 1901-01-01 | [15 empty] | UST Currently In Use: 0; UST Temp Close: 0; AST Currently In Use: 0; AST Temp Closed: 0 | 0 | 0 | 2 | 14327-081-006305 | SAXON OIL CO INC
27796 | Permanently Closed | 1992-08-18 | 1962-01-01 | 1992-08-18 | Petroleum | Unleaded gasoline | Unleaded gasoline |  | Steel | Steel |  | Painted or None | Steel |  | 1901-01-01 | [12 empty] | Annual line testing | Annual line testing |  | UST Currently In Use: 4; UST Temp Close: 0; AST Currently In Use: 0; AST Temp Closed: 0 | 4 | 0 | 3 | 24611-081-009042 | 280 BC LLC
27797 | Permanently Closed | 1992-08-18 | 1962-01-01 | 1992-08-18 | Petroleum | Unleaded gasoline | Unleaded gasoline |  | Steel | Steel |  | Painted or None | Steel |  | 1901-01-01 | [12 empty] | Annual line testing | Annual line testing |  | UST Currently In Use: 4; UST Temp Close: 0; AST Currently In Use: 0; AST Temp Closed: 0 | 4 | 0 | 3 | 24611-081-009042 | 280 BC LLC
27798 | Permanently Closed | 1992-08-18 | 1962-01-01 | 1992-08-18 | Petroleum | Unleaded gasoline | Unleaded gasoline |  | Steel | Steel |  | Painted or None | Steel |  | 1901-01-01 | [12 empty] | Annual line testing | Annual line testing |  | UST Currently In Use: 4; UST Temp Close: 0; AST Currently In Use: 0; AST Temp Closed: 0 | 4 | 0 | 3 | 24611-081-009042 | 280 BC LLC
27799 | Currently in Use | 2021-06-01 | 1973-01-01 |  | Petroleum | Unleaded gasoline | Unleaded gasoline | Retail | Fiberglass reinforced plastic | Fiberglass reinforced plastic |  |  | Fiberglass reinforced plastic |  | 1901-01-01 |  | Catchment Basin, Single walled catchment basin | Automatic shutoff device At 95% full | Automatic shutoff device At 95% full | Interstitial Monitoring within Secondary Containment |  | Continuous Automatic Tank Gauge |  | Automatic flow restrictor (MLLD), Containment Sump | Containment Sump |  |  | Annual line testing | Annual line testing |  | UST Currently In Use: 4; UST Temp Close: 0; AST Currently In Use: 0; AST Temp Closed: 0 | 4 | 0 | 3 | 24611-081-009042 | 280 BC LLC
27800 | Retired | 1976-01-01 | 1962-01-01 |  | Petroleum | On road diesel | On road diesel |  | Steel | Steel |  | Painted or None | Steel |  | 1901-01-01 | [15 empty] | UST Currently In Use: 4; UST Temp Close: 0; AST Currently In Use: 0; AST Temp Closed: 0 | 4 | 0 | 3 | 24611-081-009042 | 280 BC LLC
27801 | Retired | 1976-01-01 | 1962-01-01 |  | Petroleum | Used oil | Used oil |  | Steel | Steel |  | Painted or None | Steel |  | 1901-01-01 | [15 empty] | UST Currently In Use: 4; UST Temp Close: 0; AST Currently In Use: 0; AST Temp Closed: 0 | 4 | 0 | 3 | 24611-081-009042 | 280 BC LLC
27802 | Retired | 1978-01-01 | 1971-01-01 |  | Petroleum | On road diesel | On road diesel |  | Steel | Steel |  | Painted or None | Steel |  | 1901-01-01 | [15 empty] | UST Currently In Use: 4; UST Temp Close: 0; AST Currently In Use: 0; AST Temp Closed: 0 | 4 | 0 | 3 | 24611-081-009042 | 280 BC LLC
27803 | Permanently Closed | 1997-07-08 | 1982-01-01 | 1997-07-08 | Petroleum | Unleaded gasoline | Unleaded gasoline |  | Steel | Steel | Coated & cathodic protection (sti-P3) |  | Steel |  | 1901-01-01 | [6 empty] | Statistical Inventory Reconciliation (SIR) | [8 empty] | UST Currently In Use: 0; UST Temp Close: 0; AST Currently In Use: 0; AST Temp Closed: 0 | 0 | 0 | 1 | 14327-081-012411 | SAXON OIL CO INC
27804 | Permanently Closed | 1987-01-01 | 1966-01-01 | 1987-01-01 | Petroleum | On road diesel | On road diesel |  | Steel | Steel |  | Painted or None | Steel |  | 1901-01-01 | [15 empty] | UST Currently In Use: 0; UST Temp Close: 0; AST Currently In Use: 0; AST Temp Closed: 0 | 0 | 0 | 2 | 14327-087-005371 | SAXON OIL CO INC
27805 | Permanently Closed | 1987-01-01 | 1966-01-01 | 1987-01-01 | Petroleum | Unleaded gasoline | Unleaded gasoline |  | Steel | Steel |  | Painted or None | Steel |  | 1901-01-01 | [15 empty] | UST Currently In Use: 0; UST Temp Close: 0; AST Currently In Use: 0; AST Temp Closed: 0 | 0 | 0 | 2 | 14327-087-005371 | SAXON OIL CO INC
27806 | Retired | 1979-01-01 | 1966-01-01 |  | Petroleum | Unleaded gasoline | Unleaded gasoline |  | Steel | Steel |  | Painted or None | Steel |  | 1901-01-01 | [15 empty] | UST Currently In Use: 0; UST Temp Close: 0; AST Currently In Use: 0; AST Temp Closed: 0 | 0 | 0 | 0 | 14327-087-005372 | SAXON OIL CO INC
27807 | Permanently Closed | 1998-12-21 | 1951-01-01 | 1999-04-08 | Petroleum | Unleaded gasoline | Unleaded gasoline | Retail | Steel | Steel |  | Painted or None | Steel |  | 1901-01-01 | [6 empty] | Statistical Inventory Reconciliation (SIR) | [8 empty] | UST Currently In Use: 0; UST Temp Close: 0; AST Currently In Use: 0; AST Temp Closed: 0 | 0 | 0 | 4 | 14327-087-006288 | SAXON OIL CO INC
27808 | Permanently Closed | 1998-12-21 | 1951-01-01 | 1999-04-08 | Petroleum | Unleaded gasoline | Unleaded gasoline | Retail | Steel | Steel |  | Painted or None | Steel |  | 1901-01-01 | [6 empty] | Statistical Inventory Reconciliation (SIR) | [8 empty] | UST Currently In Use: 0; UST Temp Close: 0; AST Currently In Use: 0; AST Temp Closed: 0 | 0 | 0 | 4 | 14327-087-006288 | SAXON OIL CO INC
27809 | Permanently Closed | 1998-12-21 | 1953-01-01 | 1999-04-08 | Petroleum | Unleaded gasoline | Unleaded gasoline | Retail | Steel | Steel |  | Painted or None | Steel |  | 1901-01-01 | [6 empty] | Statistical Inventory Reconciliation (SIR) | [8 empty] | UST Currently In Use: 0; UST Temp Close: 0; AST Currently In Use: 0; AST Temp Closed: 0 | 0 | 0 | 4 | 14327-087-006288 | SAXON OIL CO INC
27810 | Permanently Closed | 1998-12-21 | 1951-01-01 | 1999-04-08 | Petroleum | Used oil | Used oil | Retail | Steel | Steel |  | Painted or None | Steel |  | 1901-01-01 | [15 empty] | UST Currently In Use: 0; UST Temp Close: 0; AST Currently In Use: 0; AST Temp Closed: 0 | 0 | 0 | 4 | 14327-087-006288 | SAXON OIL CO INC
27811 | Permanently Closed | 1995-05-01 | 1952-01-01 | 1995-08-03 | Petroleum | On road diesel | On road diesel | Retail | Steel | Steel |  | Painted or None | Steel |  | 1901-01-01 | [15 empty] | UST Currently In Use: 0; UST Temp Close: 0; AST Currently In Use: 0; AST Temp Closed: 0 | 0 | 0 | 3 | 14327-087-006290 | SAXON OIL CO INC
27812 | Permanently Closed | 1995-05-01 | 1970-01-01 | 1995-08-03 | Petroleum | Unleaded gasoline | Unleaded gasoline | Retail | Steel | Steel |  | Painted or None | Steel |  | 1901-01-01 | [6 empty] | Statistical Inventory Reconciliation (SIR) | [5 empty] | Statistical inventory reconciliation (SIR) | Statistical inventory reconciliation (SIR) |  | UST Currently In Use: 0; UST Temp Close: 0; AST Currently In Use: 0; AST Temp Closed: 0 | 0 | 0 | 3 | 14327-087-006290 | SAXON OIL CO INC
27813 | Permanently Closed | 1995-05-01 | 1970-01-01 | 1995-08-03 | Petroleum | Unleaded gasoline | Unleaded gasoline | Retail | Steel | Steel |  | Painted or None | Steel |  | 1901-01-01 | [6 empty] | Statistical Inventory Reconciliation (SIR) | [5 empty] | Statistical inventory reconciliation (SIR) | Statistical inventory reconciliation (SIR) |  | UST Currently In Use: 0; UST Temp Close: 0; AST Currently In Use: 0; AST Temp Closed: 0 | 0 | 0 | 3 | 14327-087-006290 | SAXON OIL CO INC
27814 | Retired | 1979-01-01 | 1964-01-01 |  | Petroleum | Unleaded gasoline | Unleaded gasoline |  | Steel | Steel |  | Painted or None | Steel |  | 1901-01-01 | [15 empty] | UST Currently In Use: 0; UST Temp Close: 0; AST Currently In Use: 0; AST Temp Closed: 0 | 0 | 0 | 0 | 14327-087-009043 | SAXON OIL CO INC
27815 | Retired | 1979-01-01 | 1964-01-01 |  | Petroleum | Unleaded gasoline | Unleaded gasoline |  | Steel | Steel |  | Painted or None | Steel |  | 1901-01-01 | [15 empty] | UST Currently In Use: 0; UST Temp Close: 0; AST Currently In Use: 0; AST Temp Closed: 0 | 0 | 0 | 0 | 14327-087-009043 | SAXON OIL CO INC
27816 | Retired | 1979-01-01 | 1964-01-01 |  | Petroleum | Unleaded gasoline | Unleaded gasoline |  | Steel | Steel |  | Painted or None | Steel |  | 1901-01-01 | [15 empty] | UST Currently In Use: 0; UST Temp Close: 0; AST Currently In Use: 0; AST Temp Closed: 0 | 0 | 0 | 0 | 14327-087-009043 | SAXON OIL CO INC
27817 | Retired | 1979-01-01 | 1964-01-01 |  | Petroleum | Kerosene | Kerosene | [7 empty] | 1901-01-01 | [15 empty] | UST Currently In Use: 0; UST Temp Close: 0; AST Currently In Use: 0; AST Temp Closed: 0 | 0 | 0 | 0 | 14327-087-009043 | SAXON OIL CO INC
27818 | Permanently Closed | 1998-12-21 | 1977-01-01 | 1998-12-21 | Petroleum | On road diesel | On road diesel | Local government | Steel | Steel |  | Painted or None | Steel |  | 1901-01-01 | [15 empty] | UST Currently In Use: 0; UST Temp Close: 0; AST Currently In Use: 0; AST Temp Closed: 0 | 0 | 0 | 1 | 14330-071-012515 | SC0TTSBORO WATER SEWER AND GAS BD
27819 | Currently in Use |  | 1985-01-01 |  | Petroleum | Unleaded gasoline | Unleaded gasoline | Retail | Fiberglass reinforced plastic | Fiberglass reinforced plastic |  |  | Fiberglass reinforced plastic, Single Wall |  | 1901-01-01 |  | Catchment Basin, Single walled catchment basin | Automatic shutoff device At 95% full | Automatic shutoff device At 95% full |  |  | Continuous Automatic Tank Gauge |  | Automatic flow restrictor (MLLD) | Automatic flow restrictor (MLLD) |  |  | Annual line testing | Annual line testing |  | UST Currently In Use: 3; UST Temp Close: 1; AST Currently In Use: 0; AST Temp Closed: 0 | 3 | 1 | 0 | 21195-089-009255 | KRUSHNA CORPORATION
27820 | Currently in Use |  | 1985-01-01 |  | Petroleum | Premium gasoline | Premium gasoline | Retail | Fiberglass reinforced plastic | Fiberglass reinforced plastic |  |  | Fiberglass reinforced plastic, Single Wall |  | 1901-01-01 |  | Catchment Basin, Single walled catchment basin | Automatic shutoff device At 95% full | Automatic shutoff device At 95% full |  |  | Continuous Automatic Tank Gauge |  | Automatic flow restrictor (MLLD) | Automatic flow restrictor (MLLD) |  |  | Annual line testing | Annual line testing |  | UST Currently In Use: 3; UST Temp Close: 1; AST Currently In Use: 0; AST Temp Closed: 0 | 3 | 1 | 0 | 21195-089-009255 | KRUSHNA CORPORATION
27821 | Temporary Closed | 2011-10-01 | 1985-01-01 |  | Petroleum | Mid-grade gasoline | Mid-grade gasoline | Retail | Fiberglass reinforced plastic | Fiberglass reinforced plastic |  |  | Fiberglass reinforced plastic, Single Wall |  | 1901-01-01 |  | Catchment Basin, Single walled catchment basin | Automatic shutoff device At 95% full | Automatic shutoff device At 95% full |  |  | Continuous Automatic Tank Gauge |  | Automatic flow restrictor (MLLD) | Automatic flow restrictor (MLLD) |  |  | Annual line testing | Annual line testing |  | UST Currently In Use: 3; UST Temp Close: 1; AST Currently In Use: 0; AST Temp Closed: 0 | 3 | 1 | 0 | 21195-089-009255 | KRUSHNA CORPORATION
27822 | Currently in Use |  | 1985-01-01 |  | Petroleum | Unleaded gasoline | Unleaded gasoline | Retail | Fiberglass reinforced plastic | Fiberglass reinforced plastic |  |  | Fiberglass reinforced plastic, Single Wall |  | 1901-01-01 |  | Catchment Basin, Single walled catchment basin | Automatic shutoff device At 95% full | Automatic shutoff device At 95% full |  |  | Continuous Automatic Tank Gauge |  | Automatic shutoff device (AELLD) | Automatic shutoff device (AELLD) | [5 empty] | UST Currently In Use: 3; UST Temp Close: 1; AST Currently In Use: 0; AST Temp Closed: 0 | 3 | 1 | 0 | 21195-089-009255 | KRUSHNA CORPORATION
27823 | Permanently Closed | 1999-10-22 | 1982-01-01 | 2000-04-04 | Petroleum | Kerosene | Kerosene |  | Steel | Steel |  | Painted or None | Steel |  | 1901-01-01 | [15 empty] | UST Currently In Use: 0; UST Temp Close: 0; AST Currently In Use: 0; AST Temp Closed: 0 | 0 | 0 | 1 | 10365-097-001786 | AUTRY GREER & SONS INC
27824 | Retired | 1988-01-01 | 1982-01-01 |  | Petroleum | Used oil | Used oil |  | Steel | Steel |  | Painted or None | Steel |  | 1901-01-01 | [15 empty] | UST Currently In Use: 0; UST Temp Close: 0; AST Currently In Use: 0; AST Temp Closed: 0 | 0 | 0 | 0 | 14333-033-002495 | SCHILLING MOTORS OF ALABAMA INC
27825 | Permanently Closed | 1989-08-01 | 1963-01-01 | 1989-08-20 | Petroleum | On road diesel | On road diesel |  | Steel | Steel |  | Painted or None | Fiberglass reinforced plastic |  | 1901-01-01 |  | Catchment Basin, Single walled catchment basin | Automatic shutoff device At 95% full | Automatic shutoff device At 95% full |  |  | Automatic Tank Gauge |  |  |  | Interstitial Monitoring within Secondary Containment |  | Continuous alarm system | Continuous alarm system |  | UST Currently In Use: 1; UST Temp Close: 0; AST Currently In Use: 2; AST Temp Closed: 0 | 1 | 0 | 3 | 14334-101-004652 | US FOOD SERVICE INC.
27826 | Permanently Closed | 1989-08-01 | 1970-01-01 | 1989-08-20 | Petroleum | On road diesel | On road diesel |  | Steel | Steel |  | Painted or None | Fiberglass reinforced plastic |  | 1901-01-01 | [15 empty] | UST Currently In Use: 1; UST Temp Close: 0; AST Currently In Use: 2; AST Temp Closed: 0 | 1 | 0 | 3 | 14334-101-004652 | US FOOD SERVICE INC.
27827 | Permanently Closed | 1989-08-01 | 1970-01-01 | 1989-08-20 | Petroleum | Unleaded gasoline | Unleaded gasoline |  | Steel | Steel |  | Painted or None | Fiberglass reinforced plastic |  | 1901-01-01 | [15 empty] | UST Currently In Use: 1; UST Temp Close: 0; AST Currently In Use: 2; AST Temp Closed: 0 | 1 | 0 | 3 | 14334-101-004652 | US FOOD SERVICE INC.
27828 | Currently in Use |  | 1989-06-13 |  | Petroleum | On road diesel | On road diesel | Industrial | Fiberglass reinforced plastic | Fiberglass reinforced plastic |  |  | Fiberglass reinforced plastic |  | 1901-01-01 |  | Catchment Basin, Single walled catchment basin | Flow Rest 90% Full | Flow Rest 90% Full | Interstitial Monitoring within Secondary Containment |  | Automatic Tank Gauge |  | Automatic flow restrictor (MLLD), Containment Sump | Containment Sump | Interstitial Monitoring within Secondary Containment |  | Continuous alarm system | Continuous alarm system |  | UST Currently In Use: 1; UST Temp Close: 0; AST Currently In Use: 2; AST Temp Closed: 0 | 1 | 0 | 3 | 14334-101-004652 | US FOOD SERVICE INC.
27829 | Permanently Closed | 1901-01-01 | 1968-01-01 | 1986-06-01 | Petroleum | Unleaded gasoline | Unleaded gasoline |  | Steel | Steel |  |  | Steel |  | 1901-01-01 | [15 empty] | UST Currently In Use: 0; UST Temp Close: 0; AST Currently In Use: 0; AST Temp Closed: 0 | 0 | 0 | 2 | 14335-043-007472 | SCHMIDT OIL PRODUCTS INC
27830 | Permanently Closed | 1901-01-01 | 1968-01-01 | 1986-06-01 | Petroleum | Unleaded gasoline | Unleaded gasoline |  | Steel | Steel |  |  | Steel |  | 1901-01-01 | [15 empty] | UST Currently In Use: 0; UST Temp Close: 0; AST Currently In Use: 0; AST Temp Closed: 0 | 0 | 0 | 2 | 14335-043-007472 | SCHMIDT OIL PRODUCTS INC
27831 | Permanently Closed | 1986-01-01 | 1963-01-01 | 1989-12-21 | Petroleum | Unleaded gasoline | Unleaded gasoline |  | Steel | Steel |  | Painted or None | Steel |  | 1901-01-01 | [15 empty] | UST Currently In Use: 0; UST Temp Close: 0; AST Currently In Use: 0; AST Temp Closed: 0 | 0 | 0 | 3 | 14335-043-007490 | SCHMIDT OIL PRODUCTS INC
27832 | Permanently Closed | 1986-01-01 | 1963-01-01 | 1989-12-21 | Petroleum | Unleaded gasoline | Unleaded gasoline |  | Steel | Steel |  | Painted or None | Steel |  | 1901-01-01 | [15 empty] | UST Currently In Use: 0; UST Temp Close: 0; AST Currently In Use: 0; AST Temp Closed: 0 | 0 | 0 | 3 | 14335-043-007490 | SCHMIDT OIL PRODUCTS INC
27833 | Permanently Closed | 1986-01-01 | 1963-01-01 | 1989-12-21 | Petroleum | Unleaded gasoline | Unleaded gasoline |  | Steel | Steel |  | Painted or None | Steel |  | 1901-01-01 | [15 empty] | UST Currently In Use: 0; UST Temp Close: 0; AST Currently In Use: 0; AST Temp Closed: 0 | 0 | 0 | 3 | 14335-043-007490 | SCHMIDT OIL PRODUCTS INC
27834 | Permanently Closed | 2019-12-12 | 1978-01-01 | 2019-12-12 | Petroleum | Unleaded gasoline | Unleaded gasoline | Retail | Fiberglass reinforced plastic, Single Wall | Single Wall |  |  | Double Wall, Flexible | OPW | 2014-09-09 |  | Catchment Basin, Single walled catchment basin | Automatic shutoff device At 95% full | Automatic shutoff device At 95% full |  |  | Continuous Automatic Tank Gauge |  | Automatic shutoff device (AELLD), Containment Sump | Containment Sump | Interstitial Monitoring within Secondary Containment | SENSOR TO ATG |  |  |  | UST Currently In Use: 4; UST Temp Close: 0; AST Currently In Use: 0; AST Temp Closed: 0 | 4 | 0 | 3 | 13343-043-007491 | MCCULLOUGH OIL COMPANY, INC.
27836 | Permanently Closed | 2019-12-12 | 1978-01-01 | 2019-12-12 | Petroleum | Premium gasoline | Premium gasoline | Retail | Fiberglass reinforced plastic, Single Wall | Single Wall |  |  | Double Wall, Flexible | OPW | 2014-09-09 |  | Catchment Basin, Single walled catchment basin | Automatic shutoff device At 95% full | Automatic shutoff device At 95% full |  |  | Continuous Automatic Tank Gauge |  | Automatic shutoff device (AELLD), Containment Sump | Containment Sump | Interstitial Monitoring within Secondary Containment | SENSOR TO ATG |  |  |  | UST Currently In Use: 4; UST Temp Close: 0; AST Currently In Use: 0; AST Temp Closed: 0 | 4 | 0 | 3 | 13343-043-007491 | MCCULLOUGH OIL COMPANY, INC.
27837 | Permanently Closed | 2019-12-12 | 1978-01-01 | 2019-12-12 | Petroleum | On road diesel | On road diesel | Retail | Fiberglass reinforced plastic, Single Wall | Single Wall |  |  | Double Wall, Flexible | OPW | 2014-09-09 |  | Catchment Basin, Single walled catchment basin | Automatic shutoff device At 95% full | Automatic shutoff device At 95% full |  |  | Continuous Automatic Tank Gauge |  | Automatic shutoff device (AELLD), Containment Sump | Containment Sump | Interstitial Monitoring within Secondary Containment | SENSOR TO ATG |  |  |  | UST Currently In Use: 4; UST Temp Close: 0; AST Currently In Use: 0; AST Temp Closed: 0 | 4 | 0 | 3 | 13343-043-007491 | MCCULLOUGH OIL COMPANY, INC.
27838 | Permanently Closed | 2007-08-08 | 1974-01-01 | 2008-07-17 | Petroleum | Unleaded gasoline | Unleaded gasoline |  | Steel | Steel | Interior lined (not allowed as a standalone method of corrosion protection) |  | Flexible |  | 1901-01-01 |  | Catchment Basin, Single walled catchment basin | Automatic shutoff device At 95% full | Automatic shutoff device At 95% full |  |  | Statistical Inventory Reconciliation (SIR) |  |  |  | Interstitial Monitoring within Secondary Containment |  | Statistical inventory reconciliation (SIR) | Statistical inventory reconciliation (SIR) |  | UST Currently In Use: 0; UST Temp Close: 0; AST Currently In Use: 0; AST Temp Closed: 0 | 0 | 0 | 2 | 15347-043-013357 | WEST OIL COMPANY, INC.
27840 | Permanently Closed | 2007-08-08 | 1984-01-01 | 2008-07-17 | Petroleum | Premium gasoline | Premium gasoline |  | Steel | Steel | Coated & cathodic protection (sti-P3) |  | Flexible |  | 1901-01-01 |  | Catchment Basin, Single walled catchment basin | Automatic shutoff device At 95% full | Automatic shutoff device At 95% full |  |  | Statistical Inventory Reconciliation (SIR) |  |  |  | Interstitial Monitoring within Secondary Containment |  | Statistical inventory reconciliation (SIR) | Statistical inventory reconciliation (SIR) |  | UST Currently In Use: 0; UST Temp Close: 0; AST Currently In Use: 0; AST Temp Closed: 0 | 0 | 0 | 2 | 15347-043-013357 | WEST OIL COMPANY, INC.
27841 | Permanently Closed | 1988-12-01 | 1976-01-01 | 1988-12-01 | Petroleum | Unleaded gasoline | Unleaded gasoline |  | Steel | Steel |  | Painted or None | Steel |  | 1901-01-01 | [15 empty] | UST Currently In Use: 0; UST Temp Close: 0; AST Currently In Use: 0; AST Temp Closed: 0 | 0 | 0 | 5 | 14335-079-007473 | SCHMIDT OIL PRODUCTS INC
27842 | Permanently Closed | 1988-12-01 | 1978-01-01 | 1988-12-01 | Petroleum | Unleaded gasoline | Unleaded gasoline |  | Steel | Steel |  | Painted or None | Steel |  | 1901-01-01 | [15 empty] | UST Currently In Use: 0; UST Temp Close: 0; AST Currently In Use: 0; AST Temp Closed: 0 | 0 | 0 | 5 | 14335-079-007473 | SCHMIDT OIL PRODUCTS INC
27843 | Permanently Closed | 1988-12-01 | 1963-01-01 | 1988-12-01 | Petroleum | Unleaded gasoline | Unleaded gasoline |  | Steel | Steel |  | Painted or None | Steel |  | 1901-01-01 | [15 empty] | UST Currently In Use: 0; UST Temp Close: 0; AST Currently In Use: 0; AST Temp Closed: 0 | 0 | 0 | 5 | 14335-079-007473 | SCHMIDT OIL PRODUCTS INC
27844 | Permanently Closed | 1988-12-01 | 1963-01-01 | 1988-12-01 | Petroleum | Unleaded gasoline | Unleaded gasoline |  | Steel | Steel |  | Painted or None | Steel |  | 1901-01-01 | [15 empty] | UST Currently In Use: 0; UST Temp Close: 0; AST Currently In Use: 0; AST Temp Closed: 0 | 0 | 0 | 5 | 14335-079-007473 | SCHMIDT OIL PRODUCTS INC
27845 | Permanently Closed | 1989-12-06 | 1963-01-01 | 1989-12-06 | Petroleum | Unleaded gasoline | Unleaded gasoline |  | Steel | Steel |  | Painted or None | Steel |  | 1901-01-01 | [15 empty] | UST Currently In Use: 0; UST Temp Close: 0; AST Currently In Use: 0; AST Temp Closed: 0 | 0 | 0 | 5 | 14335-079-007473 | SCHMIDT OIL PRODUCTS INC
27846 | Retired | 1988-08-08 | 1978-01-01 |  | Petroleum | Unleaded gasoline | Unleaded gasoline |  | Steel | Steel |  | Painted or None | Steel |  | 1901-01-01 | [15 empty] | UST Currently In Use: 0; UST Temp Close: 0; AST Currently In Use: 0; AST Temp Closed: 0 | 0 | 0 | 0 | 14335-079-007485 | SCHMIDT OIL PRODUCTS INC
27847 | Retired | 1988-08-08 | 1973-01-01 |  | Petroleum | Unleaded gasoline | Unleaded gasoline |  | Steel | Steel |  | Painted or None | Steel |  | 1901-01-01 | [15 empty] | UST Currently In Use: 0; UST Temp Close: 0; AST Currently In Use: 0; AST Temp Closed: 0 | 0 | 0 | 0 | 14335-079-007485 | SCHMIDT OIL PRODUCTS INC
27848 | Retired | 1988-08-08 | 1978-01-01 |  | Petroleum | Unleaded gasoline | Unleaded gasoline |  | Steel | Steel |  | Painted or None | Steel |  | 1901-01-01 | [15 empty] | UST Currently In Use: 0; UST Temp Close: 0; AST Currently In Use: 0; AST Temp Closed: 0 | 0 | 0 | 0 | 14335-079-007485 | SCHMIDT OIL PRODUCTS INC
27849 | Permanently Closed | 1991-08-09 | 1968-01-01 | 1991-08-09 | Petroleum | Unleaded gasoline | Unleaded gasoline |  | Steel | Steel |  | Painted or None | Steel |  | 1901-01-01 | [15 empty] | UST Currently In Use: 0; UST Temp Close: 0; AST Currently In Use: 0; AST Temp Closed: 0 | 0 | 0 | 4 | 14335-079-007486 | SCHMIDT OIL PRODUCTS INC
27850 | Permanently Closed | 1991-08-09 | 1968-01-01 | 1991-08-09 | Petroleum | Unleaded gasoline | Unleaded gasoline |  | Steel | Steel |  | Painted or None | Steel |  | 1901-01-01 | [15 empty] | UST Currently In Use: 0; UST Temp Close: 0; AST Currently In Use: 0; AST Temp Closed: 0 | 0 | 0 | 4 | 14335-079-007486 | SCHMIDT OIL PRODUCTS INC
27851 | Permanently Closed | 1991-08-09 | 1980-01-01 | 1991-08-09 | Petroleum | Unleaded gasoline | Unleaded gasoline |  | Steel | Steel |  | Painted or None | Steel |  | 1901-01-01 | [15 empty] | UST Currently In Use: 0; UST Temp Close: 0; AST Currently In Use: 0; AST Temp Closed: 0 | 0 | 0 | 4 | 14335-079-007486 | SCHMIDT OIL PRODUCTS INC
27852 | Permanently Closed | 1984-03-01 | 1980-01-01 | 1991-08-09 | Petroleum | Other, OTHER | Other |  | Steel | Steel |  | Painted or None | Steel |  | 1901-01-01 | [15 empty] | UST Currently In Use: 0; UST Temp Close: 0; AST Currently In Use: 0; AST Temp Closed: 0 | 0 | 0 | 4 | 14335-079-007486 | SCHMIDT OIL PRODUCTS INC
27853 | Permanently Closed | 1989-01-01 | 1968-01-01 | 1994-11-21 | Petroleum | Unleaded gasoline | Unleaded gasoline |  | Steel | Steel |  | Painted or None | Steel |  | 1901-01-01 | [15 empty] | UST Currently In Use: 0; UST Temp Close: 0; AST Currently In Use: 0; AST Temp Closed: 0 | 0 | 0 | 2 | 14335-079-007487 | SCHMIDT OIL PRODUCTS INC
27854 | Permanently Closed | 1989-01-01 | 1968-01-01 | 1994-11-21 | Petroleum | Unleaded gasoline | Unleaded gasoline |  | Steel | Steel |  | Painted or None | Steel |  | 1901-01-01 | [15 empty] | UST Currently In Use: 0; UST Temp Close: 0; AST Currently In Use: 0; AST Temp Closed: 0 | 0 | 0 | 2 | 14335-079-007487 | SCHMIDT OIL PRODUCTS INC
27855 | Permanently Closed | 2014-12-14 | 1978-01-01 | 2023-04-12 | Petroleum | Unleaded gasoline | Unleaded gasoline | Retail | Single Wall, Steel | Steel | Field installed cathodic protection, Interior lined (not allowed as a standalone method of corrosion protection) |  | Fiberglass reinforced plastic, Single Wall |  | 2000-11-21 |  | Catchment Basin, Single walled catchment basin | Flow Rest 90% Full | Flow Rest 90% Full |  |  | Statistical Inventory Reconciliation (SIR) | [8 empty] | UST Currently In Use: 0; UST Temp Close: 0; AST Currently In Use: 0; AST Temp Closed: 0 | 0 | 0 | 3 | 23415-079-007489 | R. I. PRESTON
27856 | Permanently Closed | 2014-12-14 | 1978-01-01 | 2023-04-12 | Petroleum | Unleaded gasoline | Unleaded gasoline | Retail | Single Wall, Steel | Steel | Field installed cathodic protection, Interior lined (not allowed as a standalone method of corrosion protection) |  | Fiberglass reinforced plastic, Single Wall |  | 2000-11-21 |  | Catchment Basin, Single walled catchment basin | Flow Rest 90% Full | Flow Rest 90% Full |  |  | Statistical Inventory Reconciliation (SIR) | [8 empty] | UST Currently In Use: 0; UST Temp Close: 0; AST Currently In Use: 0; AST Temp Closed: 0 | 0 | 0 | 3 | 23415-079-007489 | R. I. PRESTON
27857 | Permanently Closed | 2014-12-14 | 1978-01-01 | 2023-04-12 | Petroleum | On road diesel | On road diesel | Retail | Single Wall, Steel | Steel | Field installed cathodic protection, Interior lined (not allowed as a standalone method of corrosion protection) |  | Fiberglass reinforced plastic, Single Wall |  | 1901-01-01 |  | Catchment Basin, Single walled catchment basin | Flow Rest 90% Full | Flow Rest 90% Full |  |  | Statistical Inventory Reconciliation (SIR) | [8 empty] | UST Currently In Use: 0; UST Temp Close: 0; AST Currently In Use: 0; AST Temp Closed: 0 | 0 | 0 | 3 | 23415-079-007489 | R. I. PRESTON
27858 | Cannot Locate or abandoned | 2001-01-16 | 1978-01-01 |  | Petroleum | Unleaded gasoline | Unleaded gasoline | Retail | Steel | Steel |  | Painted or None | Steel |  | 1901-01-01 | [15 empty] | UST Currently In Use: 0; UST Temp Close: 0; AST Currently In Use: 0; AST Temp Closed: 0 | 0 | 0 | 0 | 14335-103-007468 | SCHMIDT OIL PRODUCTS INC
27859 | Cannot Locate or abandoned | 2001-01-16 | 1968-01-01 |  | Petroleum | Unleaded gasoline | Unleaded gasoline |  | Steel | Steel |  | Painted or None | Steel |  | 1901-01-01 | [15 empty] | UST Currently In Use: 0; UST Temp Close: 0; AST Currently In Use: 0; AST Temp Closed: 0 | 0 | 0 | 0 | 14335-103-007468 | SCHMIDT OIL PRODUCTS INC
27860 | Cannot Locate or abandoned | 2001-01-16 | 1968-01-01 |  | Petroleum | Unleaded gasoline | Unleaded gasoline |  | Steel | Steel |  | Painted or None | Steel |  | 1901-01-01 | [15 empty] | UST Currently In Use: 0; UST Temp Close: 0; AST Currently In Use: 0; AST Temp Closed: 0 | 0 | 0 | 0 | 14335-103-007468 | SCHMIDT OIL PRODUCTS INC
27861 | Permanently Closed | 1986-04-01 | 1968-01-01 | 1986-06-01 | Petroleum | Unleaded gasoline | Unleaded gasoline |  | Steel | Steel |  | Painted or None | Steel |  | 1901-01-01 | [15 empty] | UST Currently In Use: 0; UST Temp Close: 0; AST Currently In Use: 0; AST Temp Closed: 0 | 0 | 0 | 3 | 14335-103-007469 | SCHMIDT OIL PRODUCTS INC
27862 | Permanently Closed | 1986-04-01 | 1968-01-01 | 1986-06-01 | Petroleum | Unleaded gasoline | Unleaded gasoline |  | Steel | Steel |  | Painted or None | Steel |  | 1901-01-01 | [15 empty] | UST Currently In Use: 0; UST Temp Close: 0; AST Currently In Use: 0; AST Temp Closed: 0 | 0 | 0 | 3 | 14335-103-007469 | SCHMIDT OIL PRODUCTS INC
27863 | Permanently Closed | 1986-04-01 | 1968-01-01 | 1986-06-01 | Petroleum | Unleaded gasoline | Unleaded gasoline |  | Steel | Steel |  | Painted or None | Steel |  | 1901-01-01 | [15 empty] | UST Currently In Use: 0; UST Temp Close: 0; AST Currently In Use: 0; AST Temp Closed: 0 | 0 | 0 | 3 | 14335-103-007469 | SCHMIDT OIL PRODUCTS INC
27864 | Retired | 1988-08-08 | 1968-01-01 |  | Petroleum | Unleaded gasoline | Unleaded gasoline |  | Steel | Steel |  | Painted or None | Steel |  | 1901-01-01 | [15 empty] | UST Currently In Use: 0; UST Temp Close: 0; AST Currently In Use: 0; AST Temp Closed: 0 | 0 | 0 | 0 | 14335-103-007470 | SCHMIDT OIL PRODUCTS INC
27865 | Retired | 1988-08-08 | 1968-01-01 |  | Petroleum | Unleaded gasoline | Unleaded gasoline |  | Steel | Steel |  | Painted or None | Steel |  | 1901-01-01 | [15 empty] | UST Currently In Use: 0; UST Temp Close: 0; AST Currently In Use: 0; AST Temp Closed: 0 | 0 | 0 | 0 | 14335-103-007470 | SCHMIDT OIL PRODUCTS INC
27866 | Retired | 1988-08-08 | 1968-01-01 |  | Petroleum | Unleaded gasoline | Unleaded gasoline |  | Steel | Steel |  | Painted or None | Steel |  | 1901-01-01 | [15 empty] | UST Currently In Use: 0; UST Temp Close: 0; AST Currently In Use: 0; AST Temp Closed: 0 | 0 | 0 | 0 | 14335-103-007471 | SCHMIDT OIL PRODUCTS INC
27867 | Retired | 1988-08-08 | 1968-01-01 |  | Petroleum | Unleaded gasoline | Unleaded gasoline |  | Steel | Steel |  | Painted or None | Steel |  | 1901-01-01 | [15 empty] | UST Currently In Use: 0; UST Temp Close: 0; AST Currently In Use: 0; AST Temp Closed: 0 | 0 | 0 | 0 | 14335-103-007471 | SCHMIDT OIL PRODUCTS INC
27868 | Retired | 1983-04-01 | 1968-01-01 |  | Petroleum | Unleaded gasoline | Unleaded gasoline |  | Steel | Steel |  | Painted or None | Steel |  | 1901-01-01 | [15 empty] | UST Currently In Use: 0; UST Temp Close: 0; AST Currently In Use: 0; AST Temp Closed: 0 | 0 | 0 | 0 | 14335-103-007474 | SCHMIDT OIL PRODUCTS INC
27869 | Retired | 1983-04-01 | 1968-01-01 |  | Petroleum | Unleaded gasoline | Unleaded gasoline |  | Steel | Steel |  | Painted or None | Steel |  | 1901-01-01 | [15 empty] | UST Currently In Use: 0; UST Temp Close: 0; AST Currently In Use: 0; AST Temp Closed: 0 | 0 | 0 | 0 | 14335-103-007474 | SCHMIDT OIL PRODUCTS INC
27870 | Retired | 1983-04-01 | 1968-01-01 |  | Petroleum | Unleaded gasoline | Unleaded gasoline |  | Steel | Steel |  | Painted or None | Steel |  | 1901-01-01 | [15 empty] | UST Currently In Use: 0; UST Temp Close: 0; AST Currently In Use: 0; AST Temp Closed: 0 | 0 | 0 | 0 | 14335-103-007474 | SCHMIDT OIL PRODUCTS INC
27871 | Permanently Closed | 1981-04-01 | 1963-01-01 |  | Petroleum | Unleaded gasoline | Unleaded gasoline |  | Steel | Steel |  | Painted or None | Steel |  | 1901-01-01 | [15 empty] | UST Currently In Use: 0; UST Temp Close: 0; AST Currently In Use: 0; AST Temp Closed: 0 | 0 | 0 | 3 | 14335-103-007475 | SCHMIDT OIL PRODUCTS INC
27872 | Permanently Closed | 1981-04-01 | 1963-01-01 |  | Petroleum | Unleaded gasoline | Unleaded gasoline |  | Steel | Steel |  | Painted or None | Steel |  | 1901-01-01 | [15 empty] | UST Currently In Use: 0; UST Temp Close: 0; AST Currently In Use: 0; AST Temp Closed: 0 | 0 | 0 | 3 | 14335-103-007475 | SCHMIDT OIL PRODUCTS INC
27873 | Permanently Closed | 1981-04-01 | 1963-01-01 |  | Petroleum | Unleaded gasoline | Unleaded gasoline |  | Steel | Steel |  | Painted or None | Steel |  | 1901-01-01 | [15 empty] | UST Currently In Use: 0; UST Temp Close: 0; AST Currently In Use: 0; AST Temp Closed: 0 | 0 | 0 | 3 | 14335-103-007475 | SCHMIDT OIL PRODUCTS INC
27874 | Permanently Closed | 1993-05-08 | 1976-01-01 | 1994-08-25 | Petroleum | Unleaded gasoline | Unleaded gasoline |  | Steel | Steel |  | Painted or None | Steel |  | 1901-01-01 | [15 empty] | UST Currently In Use: 0; UST Temp Close: 0; AST Currently In Use: 0; AST Temp Closed: 0 | 0 | 0 | 3 | 14335-103-007476 | SCHMIDT OIL PRODUCTS INC
27875 | Permanently Closed | 1993-05-08 | 1971-01-01 | 1994-08-25 | Petroleum | Unleaded gasoline | Unleaded gasoline |  | Steel | Steel |  | Painted or None | Steel |  | 1901-01-01 | [15 empty] | UST Currently In Use: 0; UST Temp Close: 0; AST Currently In Use: 0; AST Temp Closed: 0 | 0 | 0 | 3 | 14335-103-007476 | SCHMIDT OIL PRODUCTS INC
27876 | Permanently Closed | 1993-05-08 | 1971-01-01 | 1994-08-25 | Petroleum | Unleaded gasoline | Unleaded gasoline |  | Steel | Steel |  | Painted or None | Steel |  | 1901-01-01 | [15 empty] | UST Currently In Use: 0; UST Temp Close: 0; AST Currently In Use: 0; AST Temp Closed: 0 | 0 | 0 | 3 | 14335-103-007476 | SCHMIDT OIL PRODUCTS INC
27877 | Cannot Locate or abandoned | 1994-01-01 | 1968-01-01 |  | Petroleum | Unleaded gasoline | Unleaded gasoline |  | Steel | Steel |  | Painted or None | Steel |  | 1901-01-01 | [15 empty] | UST Currently In Use: 0; UST Temp Close: 0; AST Currently In Use: 0; AST Temp Closed: 0 | 0 | 0 | 0 | 14335-103-007477 | SCHMIDT OIL PRODUCTS INC
27878 | Cannot Locate or abandoned | 1994-01-01 | 1968-01-01 |  | Petroleum | Unleaded gasoline | Unleaded gasoline |  | Steel | Steel |  | Painted or None | Steel |  | 1901-01-01 | [15 empty] | UST Currently In Use: 0; UST Temp Close: 0; AST Currently In Use: 0; AST Temp Closed: 0 | 0 | 0 | 0 | 14335-103-007477 | SCHMIDT OIL PRODUCTS INC
27879 | Cannot Locate or abandoned | 1994-01-01 | 1968-01-01 |  | Petroleum | Unleaded gasoline | Unleaded gasoline |  | Steel | Steel |  | Painted or None | Steel |  | 1901-01-01 | [15 empty] | UST Currently In Use: 0; UST Temp Close: 0; AST Currently In Use: 0; AST Temp Closed: 0 | 0 | 0 | 0 | 14335-103-007477 | SCHMIDT OIL PRODUCTS INC
27880 | Permanently Closed | 1984-04-01 | 1968-01-01 | 1988-12-01 | Petroleum | Unleaded gasoline | Unleaded gasoline |  | Steel | Steel |  | Painted or None | Steel |  | 1901-01-01 | [15 empty] | UST Currently In Use: 0; UST Temp Close: 0; AST Currently In Use: 0; AST Temp Closed: 0 | 0 | 0 | 3 | 14335-103-007478 | SCHMIDT OIL PRODUCTS INC
27881 | Permanently Closed | 1984-04-01 | 1968-01-01 | 1988-12-01 | Petroleum | Unleaded gasoline | Unleaded gasoline |  | Steel | Steel |  | Painted or None | Steel |  | 1901-01-01 | [15 empty] | UST Currently In Use: 0; UST Temp Close: 0; AST Currently In Use: 0; AST Temp Closed: 0 | 0 | 0 | 3 | 14335-103-007478 | SCHMIDT OIL PRODUCTS INC
27882 | Permanently Closed | 1984-04-01 | 1968-01-01 | 1988-12-01 | Petroleum | Unleaded gasoline | Unleaded gasoline |  | Steel | Steel |  | Painted or None | Steel |  | 1901-01-01 | [15 empty] | UST Currently In Use: 0; UST Temp Close: 0; AST Currently In Use: 0; AST Temp Closed: 0 | 0 | 0 | 3 | 14335-103-007478 | SCHMIDT OIL PRODUCTS INC
27883 | Permanently Closed | 2002-04-30 | 1976-01-01 | 2001-05-14 | Petroleum | Unleaded gasoline | Unleaded gasoline | Retail | Steel | Steel | Interior lined (not allowed as a standalone method of corrosion protection) |  | Flexible |  | 1901-01-01 |  | Catchment Basin, Single walled catchment basin | Flow Rest 90% Full | Flow Rest 90% Full |  |  | Statistical Inventory Reconciliation (SIR) |  |  |  | Interstitial Monitoring within Secondary Containment |  | Annual line testing, Statistical inventory reconciliation (SIR) | Statistical inventory reconciliation (SIR) |  | UST Currently In Use: 0; UST Temp Close: 0; AST Currently In Use: 0; AST Temp Closed: 0 | 0 | 0 | 3 | 14335-103-007479 | SCHMIDT OIL PRODUCTS INC
27884 | Permanently Closed | 2002-04-30 | 1976-01-01 | 2001-05-14 | Petroleum | Premium gasoline | Premium gasoline | Retail | Steel | Steel | Interior lined (not allowed as a standalone method of corrosion protection) |  | Flexible |  | 1901-01-01 |  | Catchment Basin, Single walled catchment basin | Flow Rest 90% Full | Flow Rest 90% Full |  |  | Statistical Inventory Reconciliation (SIR) |  |  |  | Interstitial Monitoring within Secondary Containment |  | Annual line testing, Statistical inventory reconciliation (SIR) | Statistical inventory reconciliation (SIR) |  | UST Currently In Use: 0; UST Temp Close: 0; AST Currently In Use: 0; AST Temp Closed: 0 | 0 | 0 | 3 | 14335-103-007479 | SCHMIDT OIL PRODUCTS INC
27885 | Permanently Closed | 2002-04-30 | 1976-01-01 | 2001-05-14 | Petroleum | On road diesel | On road diesel | Retail | Steel | Steel | Interior lined (not allowed as a standalone method of corrosion protection) |  | Flexible |  | 1901-01-01 |  | Catchment Basin, Single walled catchment basin | Flow Rest 90% Full | Flow Rest 90% Full |  |  | Statistical Inventory Reconciliation (SIR) |  |  |  | Interstitial Monitoring within Secondary Containment |  | Annual line testing, Statistical inventory reconciliation (SIR) | Statistical inventory reconciliation (SIR) |  | UST Currently In Use: 0; UST Temp Close: 0; AST Currently In Use: 0; AST Temp Closed: 0 | 0 | 0 | 3 | 14335-103-007479 | SCHMIDT OIL PRODUCTS INC
27886 | Permanently Closed | 1989-12-06 | 1967-01-01 | 1989-12-06 | Petroleum | Unleaded gasoline | Unleaded gasoline |  | Steel | Steel |  | Painted or None | Steel |  | 1901-01-01 | [15 empty] | UST Currently In Use: 0; UST Temp Close: 0; AST Currently In Use: 0; AST Temp Closed: 0 | 0 | 0 | 3 | 14335-103-007480 | SCHMIDT OIL PRODUCTS INC
27887 | Permanently Closed | 1989-12-06 | 1967-01-01 | 1989-12-06 | Petroleum | Unleaded gasoline | Unleaded gasoline |  | Steel | Steel |  | Painted or None | Steel |  | 1901-01-01 | [15 empty] | UST Currently In Use: 0; UST Temp Close: 0; AST Currently In Use: 0; AST Temp Closed: 0 | 0 | 0 | 3 | 14335-103-007480 | SCHMIDT OIL PRODUCTS INC
27888 | Permanently Closed | 1989-12-06 | 1967-01-01 | 1989-12-06 | Petroleum | Unleaded gasoline | Unleaded gasoline |  | Steel | Steel |  | Painted or None | Steel |  | 1901-01-01 | [15 empty] | UST Currently In Use: 0; UST Temp Close: 0; AST Currently In Use: 0; AST Temp Closed: 0 | 0 | 0 | 3 | 14335-103-007480 | SCHMIDT OIL PRODUCTS INC
27889 | Permanently Closed | 1998-12-22 | 1968-01-01 | 1999-10-18 | Petroleum | Unleaded gasoline | Unleaded gasoline | Retail | Steel | Steel | Interior lined (not allowed as a standalone method of corrosion protection) |  | Steel |  | 1901-01-01 |  |  | Automatic shutoff device At 95% full | Automatic shutoff device At 95% full |  |  | Statistical Inventory Reconciliation (SIR) | [5 empty] | Annual line testing, Statistical inventory reconciliation (SIR) | Statistical inventory reconciliation (SIR) |  | UST Currently In Use: 0; UST Temp Close: 0; AST Currently In Use: 0; AST Temp Closed: 0 | 0 | 0 | 3 | 14335-103-007481 | SCHMIDT OIL PRODUCTS INC
27890 | Permanently Closed | 1998-12-22 | 1968-01-01 | 1999-10-18 | Petroleum | Unleaded gasoline | Unleaded gasoline | Retail | Steel | Steel |  |  | Steel |  | 1901-01-01 |  |  | Automatic shutoff device At 95% full | Automatic shutoff device At 95% full |  |  | Statistical Inventory Reconciliation (SIR) | [5 empty] | Annual line testing, Statistical inventory reconciliation (SIR) | Statistical inventory reconciliation (SIR) |  | UST Currently In Use: 0; UST Temp Close: 0; AST Currently In Use: 0; AST Temp Closed: 0 | 0 | 0 | 3 | 14335-103-007481 | SCHMIDT OIL PRODUCTS INC
27891 | Permanently Closed | 1998-12-22 | 1968-01-01 | 1999-10-18 | Petroleum | Unleaded gasoline | Unleaded gasoline | Retail | Steel | Steel |  |  | Steel |  | 1901-01-01 |  |  | Automatic shutoff device At 95% full | Automatic shutoff device At 95% full |  |  | Statistical Inventory Reconciliation (SIR) | [5 empty] | Annual line testing, Statistical inventory reconciliation (SIR) | Statistical inventory reconciliation (SIR) |  | UST Currently In Use: 0; UST Temp Close: 0; AST Currently In Use: 0; AST Temp Closed: 0 | 0 | 0 | 3 | 14335-103-007481 | SCHMIDT OIL PRODUCTS INC
27892 | Permanently Closed | 1996-03-01 | 1978-01-01 | 1996-04-06 | Petroleum | Unleaded gasoline | Unleaded gasoline |  | Steel | Steel |  | Painted or None | Steel |  | 1901-01-01 | [15 empty] | UST Currently In Use: 1; UST Temp Close: 0; AST Currently In Use: 0; AST Temp Closed: 0 | 1 | 0 | 4 | 24240-103-007482 | ASHWIN PATEL
27893 | Permanently Closed | 1996-03-01 | 1973-01-01 | 1996-04-06 | Petroleum | Unleaded gasoline | Unleaded gasoline |  | Steel | Steel |  | Painted or None | Steel |  | 1901-01-01 | [15 empty] | UST Currently In Use: 1; UST Temp Close: 0; AST Currently In Use: 0; AST Temp Closed: 0 | 1 | 0 | 4 | 24240-103-007482 | ASHWIN PATEL
27894 | Permanently Closed | 1996-03-01 | 1973-01-01 | 1996-04-06 | Petroleum | Unleaded gasoline | Unleaded gasoline |  | Steel | Steel |  | Painted or None | Steel |  | 1901-01-01 | [15 empty] | UST Currently In Use: 1; UST Temp Close: 0; AST Currently In Use: 0; AST Temp Closed: 0 | 1 | 0 | 4 | 24240-103-007482 | ASHWIN PATEL
27895 | Permanently Closed | 1983-06-01 | 1973-01-01 | 1996-04-06 | Petroleum | Unleaded gasoline | Unleaded gasoline |  | Steel | Steel |  | Painted or None |  |  | 1901-01-01 | [15 empty] | UST Currently In Use: 1; UST Temp Close: 0; AST Currently In Use: 0; AST Temp Closed: 0 | 1 | 0 | 4 | 24240-103-007482 | ASHWIN PATEL
27896 | Permanently Closed | 1998-12-22 | 1968-01-01 | 1999-08-23 | Petroleum | Unleaded gasoline | Unleaded gasoline |  | Steel | Steel |  | Painted or None | Steel |  | 1901-01-01 | [15 empty] | UST Currently In Use: 0; UST Temp Close: 0; AST Currently In Use: 0; AST Temp Closed: 0 | 0 | 0 | 4 | 14335-103-007483 | SCHMIDT OIL PRODUCTS INC
27897 | Permanently Closed | 1998-12-22 | 1968-01-01 | 1999-08-23 | Petroleum | Unleaded gasoline | Unleaded gasoline |  | Steel | Steel |  | Painted or None | Steel |  | 1901-01-01 | [15 empty] | UST Currently In Use: 0; UST Temp Close: 0; AST Currently In Use: 0; AST Temp Closed: 0 | 0 | 0 | 4 | 14335-103-007483 | SCHMIDT OIL PRODUCTS INC
27898 | Permanently Closed | 1998-12-22 | 1968-01-01 | 1999-08-23 | Petroleum | Unleaded gasoline | Unleaded gasoline |  | Steel | Steel |  | Painted or None | Steel |  | 1901-01-01 | [15 empty] | UST Currently In Use: 0; UST Temp Close: 0; AST Currently In Use: 0; AST Temp Closed: 0 | 0 | 0 | 4 | 14335-103-007483 | SCHMIDT OIL PRODUCTS INC
27899 | Permanently Closed | 1998-12-22 | 1968-01-01 | 1999-08-23 | Petroleum | Unleaded gasoline | Unleaded gasoline |  | Steel | Steel |  | Painted or None | Steel |  | 1901-01-01 | [15 empty] | UST Currently In Use: 0; UST Temp Close: 0; AST Currently In Use: 0; AST Temp Closed: 0 | 0 | 0 | 4 | 14335-103-007483 | SCHMIDT OIL PRODUCTS INC
27900 | Temporary Closed | 2015-04-01 | 1968-01-01 |  | Petroleum | Premium gasoline | Premium gasoline | Retail | Single Wall, Steel | Steel | Field installed cathodic protection, Interior lined (not allowed as a standalone method of corrosion protection) |  | Fiberglass reinforced plastic, Single Wall |  |  |  | Catchment Basin, Single walled catchment basin | Automatic shutoff device At 95% full, Flow Rest 90% Full | Flow Rest 90% Full |  |  | Statistical Inventory Reconciliation (SIR) |  | Automatic flow restrictor (MLLD) | Automatic flow restrictor (MLLD) |  |  | Statistical inventory reconciliation (SIR) | Statistical inventory reconciliation (SIR) |  | UST Currently In Use: 0; UST Temp Close: 4; AST Currently In Use: 0; AST Temp Closed: 0 | 0 | 4 | 0 | 21381-103-007484 | IVERSON GULF SERVICE INC
27901 | Temporary Closed | 2016-01-01 | 1968-01-01 |  | Petroleum | Mid-grade gasoline | Mid-grade gasoline | Retail | Single Wall, Steel | Steel | Field installed cathodic protection, Interior lined (not allowed as a standalone method of corrosion protection) |  | Fiberglass reinforced plastic, Single Wall |  |  |  | Catchment Basin, Single walled catchment basin | Automatic shutoff device At 95% full, Flow Rest 90% Full | Flow Rest 90% Full |  |  | Statistical Inventory Reconciliation (SIR) |  | Automatic flow restrictor (MLLD) | Automatic flow restrictor (MLLD) |  |  | Statistical inventory reconciliation (SIR) | Statistical inventory reconciliation (SIR) |  | UST Currently In Use: 0; UST Temp Close: 4; AST Currently In Use: 0; AST Temp Closed: 0 | 0 | 4 | 0 | 21381-103-007484 | IVERSON GULF SERVICE INC
27902 | Temporary Closed | 2016-01-01 | 1968-01-01 |  | Petroleum | Unleaded gasoline | Unleaded gasoline | Retail | Single Wall, Steel | Steel | Field installed cathodic protection, Interior lined (not allowed as a standalone method of corrosion protection) |  | Fiberglass reinforced plastic, Single Wall |  |  |  | Catchment Basin, Single walled catchment basin | Automatic shutoff device At 95% full, Flow Rest 90% Full | Flow Rest 90% Full |  |  | Statistical Inventory Reconciliation (SIR) |  | Automatic flow restrictor (MLLD) | Automatic flow restrictor (MLLD) |  |  | Statistical inventory reconciliation (SIR) | Statistical inventory reconciliation (SIR) |  | UST Currently In Use: 0; UST Temp Close: 4; AST Currently In Use: 0; AST Temp Closed: 0 | 0 | 4 | 0 | 21381-103-007484 | IVERSON GULF SERVICE INC
27903 | Temporary Closed | 2015-04-01 | 1968-01-01 |  | Petroleum | On road diesel | On road diesel | Retail | Single Wall, Steel, MANIFOLDED | Steel | Field installed cathodic protection, Interior lined (not allowed as a standalone method of corrosion protection) |  | Fiberglass reinforced plastic, Single Wall |  |  |  | Catchment Basin, Single walled catchment basin | Flow Rest 90% Full | Flow Rest 90% Full |  |  | Statistical Inventory Reconciliation (SIR) |  | Automatic flow restrictor (MLLD) | Automatic flow restrictor (MLLD) |  |  | Statistical inventory reconciliation (SIR) | Statistical inventory reconciliation (SIR) |  | UST Currently In Use: 0; UST Temp Close: 4; AST Currently In Use: 0; AST Temp Closed: 0 | 0 | 4 | 0 | 21381-103-007484 | IVERSON GULF SERVICE INC
27905 | Cannot Locate or abandoned | 1998-12-22 | 1968-01-01 |  | Petroleum | Unleaded gasoline | Unleaded gasoline |  | Steel | Steel |  | Painted or None | Steel |  | 1901-01-01 | [15 empty] | UST Currently In Use: 0; UST Temp Close: 0; AST Currently In Use: 0; AST Temp Closed: 0 | 0 | 0 | 0 | 14335-103-007488 | SCHMIDT OIL PRODUCTS INC
27906 | Cannot Locate or abandoned | 1998-12-22 | 1968-01-01 |  | Petroleum | Mid-grade gasoline | Mid-grade gasoline |  | Steel | Steel |  | Painted or None | Steel |  | 1901-01-01 | [15 empty] | UST Currently In Use: 0; UST Temp Close: 0; AST Currently In Use: 0; AST Temp Closed: 0 | 0 | 0 | 0 | 14335-103-007488 | SCHMIDT OIL PRODUCTS INC
27907 | Cannot Locate or abandoned | 1998-12-22 | 1968-01-01 |  | Petroleum | Premium gasoline | Premium gasoline |  | Steel | Steel |  | Painted or None | Steel |  | 1901-01-01 | [15 empty] | UST Currently In Use: 0; UST Temp Close: 0; AST Currently In Use: 0; AST Temp Closed: 0 | 0 | 0 | 0 | 14335-103-007488 | SCHMIDT OIL PRODUCTS INC
27908 | Permanently Closed | 2001-12-01 | 1970-01-01 | 2010-05-05 | Petroleum | Unleaded gasoline | Unleaded gasoline | Bulk facility | Fiberglass reinforced plastic | Fiberglass reinforced plastic |  |  | Steel |  | 1901-01-01 | Field installed cathodic protection, ANODES | Catchment Basin, Single walled catchment basin | Automatic shutoff device At 95% full, Flow Rest 90% Full | Flow Rest 90% Full |  |  | Statistical Inventory Reconciliation (SIR) | [5 empty] | Statistical inventory reconciliation (SIR) | Statistical inventory reconciliation (SIR) |  | UST Currently In Use: 0; UST Temp Close: 0; AST Currently In Use: 0; AST Temp Closed: 0 | 0 | 0 | 9 | 23338-103-007492 | L&W INVESTMENTS LLC
27909 | Permanently Closed | 2001-12-01 | 1970-01-01 | 2010-05-05 | Petroleum | Unleaded gasoline | Unleaded gasoline | Bulk facility | Fiberglass reinforced plastic | Fiberglass reinforced plastic |  |  | Steel |  | 1901-01-01 | Field installed cathodic protection, ANODES | Catchment Basin, Single walled catchment basin | Automatic shutoff device At 95% full, Flow Rest 90% Full | Flow Rest 90% Full |  |  | Statistical Inventory Reconciliation (SIR) | [5 empty] | Statistical inventory reconciliation (SIR) | Statistical inventory reconciliation (SIR) |  | UST Currently In Use: 0; UST Temp Close: 0; AST Currently In Use: 0; AST Temp Closed: 0 | 0 | 0 | 9 | 23338-103-007492 | L&W INVESTMENTS LLC
27910 | Permanently Closed | 2001-12-01 | 1970-01-01 | 2010-05-05 | Petroleum | Unleaded gasoline | Unleaded gasoline | Bulk facility | Fiberglass reinforced plastic | Fiberglass reinforced plastic |  |  | Steel |  | 1901-01-01 | Field installed cathodic protection | Catchment Basin, Single walled catchment basin | Automatic shutoff device At 95% full, Flow Rest 90% Full | Flow Rest 90% Full |  |  | Statistical Inventory Reconciliation (SIR) | [5 empty] | Statistical inventory reconciliation (SIR) | Statistical inventory reconciliation (SIR) |  | UST Currently In Use: 0; UST Temp Close: 0; AST Currently In Use: 0; AST Temp Closed: 0 | 0 | 0 | 9 | 23338-103-007492 | L&W INVESTMENTS LLC
27911 | Permanently Closed | 2001-12-01 | 1970-01-01 | 2010-05-05 | Petroleum | Unleaded gasoline | Unleaded gasoline | Bulk facility | Fiberglass reinforced plastic | Fiberglass reinforced plastic |  |  | Steel |  | 1901-01-01 | Field installed cathodic protection, ANODES | Catchment Basin, Single walled catchment basin | Automatic shutoff device At 95% full, Flow Rest 90% Full | Flow Rest 90% Full |  |  | Statistical Inventory Reconciliation (SIR) | [5 empty] | Statistical inventory reconciliation (SIR) | Statistical inventory reconciliation (SIR) |  | UST Currently In Use: 0; UST Temp Close: 0; AST Currently In Use: 0; AST Temp Closed: 0 | 0 | 0 | 9 | 23338-103-007492 | L&W INVESTMENTS LLC
27912 | Permanently Closed | 2001-12-01 | 1970-01-01 | 2010-05-05 | Petroleum | Unleaded gasoline | Unleaded gasoline | Bulk facility | Fiberglass reinforced plastic | Fiberglass reinforced plastic |  |  | Steel |  | 1901-01-01 | Field installed cathodic protection, ANODES | Catchment Basin, Single walled catchment basin | Automatic shutoff device At 95% full, Flow Rest 90% Full | Flow Rest 90% Full |  |  | Statistical Inventory Reconciliation (SIR) | [5 empty] | Statistical inventory reconciliation (SIR) | Statistical inventory reconciliation (SIR) |  | UST Currently In Use: 0; UST Temp Close: 0; AST Currently In Use: 0; AST Temp Closed: 0 | 0 | 0 | 9 | 23338-103-007492 | L&W INVESTMENTS LLC
27913 | Permanently Closed | 2001-12-01 | 1970-01-01 | 2010-05-05 | Petroleum | On road diesel | On road diesel | Bulk facility | Fiberglass reinforced plastic | Fiberglass reinforced plastic |  |  | Steel |  | 1901-01-01 | Field installed cathodic protection, ANODES | Catchment Basin, Single walled catchment basin | Automatic shutoff device At 95% full, Flow Rest 90% Full | Flow Rest 90% Full |  |  | Statistical Inventory Reconciliation (SIR) | [5 empty] | Statistical inventory reconciliation (SIR) | Statistical inventory reconciliation (SIR) |  | UST Currently In Use: 0; UST Temp Close: 0; AST Currently In Use: 0; AST Temp Closed: 0 | 0 | 0 | 9 | 23338-103-007492 | L&W INVESTMENTS LLC
27914 | Permanently Closed | 2001-12-01 | 1970-01-01 | 2010-05-05 | Petroleum | Kerosene | Kerosene | Bulk facility | Fiberglass reinforced plastic | Fiberglass reinforced plastic |  |  | Steel |  | 1901-01-01 | Field installed cathodic protection, ANODES | Catchment Basin, Single walled catchment basin | Automatic shutoff device At 95% full, Flow Rest 90% Full | Flow Rest 90% Full |  |  | Statistical Inventory Reconciliation (SIR) | [5 empty] | Statistical inventory reconciliation (SIR) | Statistical inventory reconciliation (SIR) |  | UST Currently In Use: 0; UST Temp Close: 0; AST Currently In Use: 0; AST Temp Closed: 0 | 0 | 0 | 9 | 23338-103-007492 | L&W INVESTMENTS LLC
27915 | Permanently Closed | 2001-12-01 | 1970-01-01 | 2010-06-02 | Petroleum | Unleaded gasoline | Unleaded gasoline | Bulk facility | Fiberglass reinforced plastic | Fiberglass reinforced plastic |  |  | Steel |  | 1901-01-01 | Field installed cathodic protection, ANODES | Catchment Basin, Single walled catchment basin | Automatic shutoff device At 95% full, Flow Rest 90% Full | Flow Rest 90% Full |  |  | Statistical Inventory Reconciliation (SIR) | [5 empty] | Statistical inventory reconciliation (SIR) | Statistical inventory reconciliation (SIR) |  | UST Currently In Use: 0; UST Temp Close: 0; AST Currently In Use: 0; AST Temp Closed: 0 | 0 | 0 | 9 | 23338-103-007492 | L&W INVESTMENTS LLC
27916 | Permanently Closed | 2001-12-01 | 1970-01-01 | 2010-07-14 | Petroleum | Unleaded gasoline | Unleaded gasoline | Bulk facility | Fiberglass reinforced plastic | Fiberglass reinforced plastic |  |  | Steel |  | 1901-01-01 | Field installed cathodic protection, ANODES | Catchment Basin, Single walled catchment basin | Automatic shutoff device At 95% full, Flow Rest 90% Full | Flow Rest 90% Full |  |  | Statistical Inventory Reconciliation (SIR) | [5 empty] | Statistical inventory reconciliation (SIR) | Statistical inventory reconciliation (SIR) |  | UST Currently In Use: 0; UST Temp Close: 0; AST Currently In Use: 0; AST Temp Closed: 0 | 0 | 0 | 9 | 23338-103-007492 | L&W INVESTMENTS LLC
27917 | Currently in Use |  | 1988-01-01 |  | Petroleum | Unleaded gasoline | Unleaded gasoline | Retail | Single Wall, Steel, UNLEAD #1 | Steel | Coated & cathodic protection (sti-P3) |  | Fiberglass reinforced plastic, Single Wall |  |  | Other, FLXS ISOLA | Catchment Basin, Single walled catchment basin | Automatic shutoff device At 95% full | Automatic shutoff device At 95% full |  |  | Statistical Inventory Reconciliation (SIR) | Direct Bury submersible pump | Automatic flow restrictor (MLLD) | Automatic flow restrictor (MLLD) |  |  | Annual line testing | Annual line testing |  | UST Currently In Use: 3; UST Temp Close: 0; AST Currently In Use: 0; AST Temp Closed: 0 | 3 | 0 | 0 | 25287-103-013543 | KARUNAKAR SING REDDY
27918 | Currently in Use |  | 1988-01-01 |  | Petroleum | On road diesel | On road diesel | Retail | Single Wall, Steel | Steel | Coated & cathodic protection (sti-P3) |  | Fiberglass reinforced plastic, Single Wall |  |  | Other, FLXS ISOLA | Catchment Basin, Single walled catchment basin | Automatic shutoff device At 95% full | Automatic shutoff device At 95% full |  |  | Statistical Inventory Reconciliation (SIR) | Direct Bury submersible pump | Automatic flow restrictor (MLLD) | Automatic flow restrictor (MLLD) |  |  | Annual line testing | Annual line testing |  | UST Currently In Use: 3; UST Temp Close: 0; AST Currently In Use: 0; AST Temp Closed: 0 | 3 | 0 | 0 | 25287-103-013543 | KARUNAKAR SING REDDY
27919 | Currently in Use |  | 1988-01-01 |  | Petroleum | Unleaded gasoline | Unleaded gasoline | Retail | Single Wall, Steel, UNLEAD #2 | Steel | Coated & cathodic protection (sti-P3) |  | Fiberglass reinforced plastic, Single Wall |  |  | Other, FLXS ISOLA | Catchment Basin, Single walled catchment basin | Automatic shutoff device At 95% full | Automatic shutoff device At 95% full |  |  | Statistical Inventory Reconciliation (SIR) | Direct Bury submersible pump | Automatic flow restrictor (MLLD) | Automatic flow restrictor (MLLD) |  |  | Annual line testing | Annual line testing |  | UST Currently In Use: 3; UST Temp Close: 0; AST Currently In Use: 0; AST Temp Closed: 0 | 3 | 0 | 0 | 25287-103-013543 | KARUNAKAR SING REDDY
27920 | Permanently Closed | 1991-02-20 | 1987-10-02 | 1991-02-20 | Petroleum | On road diesel | On road diesel |  | Steel | Steel | Coated & cathodic protection (sti-P3) |  | Fiberglass reinforced plastic |  | 1901-01-01 | [6 empty] | Other | [8 empty] | UST Currently In Use: 0; UST Temp Close: 0; AST Currently In Use: 0; AST Temp Closed: 0 | 0 | 0 | 2 | 17321-103-015359 | BORDEN INC
27921 | Permanently Closed | 1991-02-20 | 1987-10-02 | 1991-02-20 | Petroleum | Unleaded gasoline | Unleaded gasoline |  | Steel | Steel | Coated & cathodic protection (sti-P3) |  | Fiberglass reinforced plastic |  | 1901-01-01 | [6 empty] | Other | [8 empty] | UST Currently In Use: 0; UST Temp Close: 0; AST Currently In Use: 0; AST Temp Closed: 0 | 0 | 0 | 2 | 17321-103-015359 | BORDEN INC
27922 | Cannot Locate or abandoned | 1995-07-01 | 1968-01-01 |  | Petroleum | Unleaded gasoline | Unleaded gasoline |  | Steel | Steel |  | Painted or None | Steel |  | 1901-01-01 | [15 empty] | UST Currently In Use: 0; UST Temp Close: 0; AST Currently In Use: 0; AST Temp Closed: 0 | 0 | 0 | 0 | 14335-133-009398 | SCHMIDT OIL PRODUCTS INC
27923 | Cannot Locate or abandoned | 1995-07-01 | 1968-01-01 |  | Petroleum | Unleaded gasoline | Unleaded gasoline |  | Steel | Steel |  | Painted or None | Steel |  | 1901-01-01 | [15 empty] | UST Currently In Use: 0; UST Temp Close: 0; AST Currently In Use: 0; AST Temp Closed: 0 | 0 | 0 | 0 | 14335-133-009398 | SCHMIDT OIL PRODUCTS INC
27924 | Cannot Locate or abandoned | 1995-07-01 | 1968-01-01 |  | Petroleum | Unleaded gasoline | Unleaded gasoline |  | Steel | Steel |  | Painted or None | Steel |  | 1901-01-01 | [15 empty] | UST Currently In Use: 0; UST Temp Close: 0; AST Currently In Use: 0; AST Temp Closed: 0 | 0 | 0 | 0 | 14335-133-009398 | SCHMIDT OIL PRODUCTS INC
27925 | Permanently Closed | 1978-01-01 | 1974-01-01 | 1991-01-01 | Petroleum | Unleaded gasoline | Unleaded gasoline |  | Steel | Steel |  | Painted or None | Steel |  | 1901-01-01 | [15 empty] | UST Currently In Use: 0; UST Temp Close: 0; AST Currently In Use: 0; AST Temp Closed: 0 | 0 | 0 | 1 | 14336-073-002473 | SCHULER INDUSTRIES INC/BRENT WATTS
27926 | Permanently Closed | 1978-01-01 | 1976-01-01 | 1991-01-01 | Petroleum | Unleaded gasoline | Unleaded gasoline |  | Steel | Steel |  | Painted or None | Steel |  | 1901-01-01 | [15 empty] | UST Currently In Use: 0; UST Temp Close: 0; AST Currently In Use: 0; AST Temp Closed: 0 | 0 | 0 | 1 | 14336-073-002474 | SCHULER INDUSTRIES INC/BRENT WATTS
27927 | Permanently Closed | 1990-06-20 | 1976-01-01 | 1990-06-20 | Petroleum | Unleaded gasoline | Unleaded gasoline |  | Steel | Steel |  | Painted or None | Steel |  | 1901-01-01 | [15 empty] | UST Currently In Use: 0; UST Temp Close: 0; AST Currently In Use: 0; AST Temp Closed: 0 | 0 | 0 | 1 | 14337-089-008341 | SCI SYSTEMS INC
27928 | Permanently Closed | 1997-04-15 | 1978-01-01 | 1997-04-15 | Petroleum | On road diesel | On road diesel |  | Steel | Steel | Interior lined (not allowed as a standalone method of corrosion protection) |  | Steel |  | 1901-01-01 | [15 empty] | UST Currently In Use: 0; UST Temp Close: 0; AST Currently In Use: 0; AST Temp Closed: 0 | 0 | 0 | 2 | 14338-089-002707 | SCIENTIFIC INDUSTRIE/CHARLES TAYLOR
27929 | Permanently Closed | 1997-04-15 | 1980-01-01 | 1997-04-15 | Petroleum | Unleaded gasoline | Unleaded gasoline |  | Steel | Steel | Interior lined (not allowed as a standalone method of corrosion protection) |  | Steel |  | 1901-01-01 | [15 empty] | UST Currently In Use: 0; UST Temp Close: 0; AST Currently In Use: 0; AST Temp Closed: 0 | 0 | 0 | 2 | 14338-089-002707 | SCIENTIFIC INDUSTRIE/CHARLES TAYLOR
27930 | Permanently Closed | 1901-01-01 | 1964-01-01 | 1988-10-31 | Petroleum | Unleaded gasoline | Unleaded gasoline |  | Steel | Steel |  |  | Steel |  | 1901-01-01 | [15 empty] | UST Currently In Use: 0; UST Temp Close: 0; AST Currently In Use: 0; AST Temp Closed: 0 | 0 | 0 | 4 | 14339-035-001237 | SCOTT BRIDGE CO
27931 | Permanently Closed | 1901-01-01 | 1978-01-01 | 1988-11-07 | Petroleum | On road diesel | On road diesel |  | Steel | Steel |  | Painted or None | Steel |  | 1901-01-01 | [15 empty] | UST Currently In Use: 0; UST Temp Close: 0; AST Currently In Use: 0; AST Temp Closed: 0 | 0 | 0 | 4 | 14339-035-001237 | SCOTT BRIDGE CO
27932 | Permanently Closed | 1901-01-01 | 1978-01-01 | 1988-11-07 | Petroleum | On road diesel | On road diesel |  | Steel | Steel |  | Painted or None | Steel |  | 1901-01-01 | [15 empty] | UST Currently In Use: 0; UST Temp Close: 0; AST Currently In Use: 0; AST Temp Closed: 0 | 0 | 0 | 4 | 14339-035-001237 | SCOTT BRIDGE CO
27933 | Permanently Closed | 1901-01-01 | 1978-01-01 | 1988-12-12 | Petroleum | On road diesel | On road diesel |  | Steel | Steel |  | Painted or None | Steel |  | 1901-01-01 | [15 empty] | UST Currently In Use: 0; UST Temp Close: 0; AST Currently In Use: 0; AST Temp Closed: 0 | 0 | 0 | 4 | 14339-035-001237 | SCOTT BRIDGE CO
27934 | Retired | 1987-01-01 | 1979-01-01 |  | Petroleum | Unleaded gasoline | Unleaded gasoline |  | Steel | Steel |  | Painted or None | Steel |  | 1901-01-01 | [15 empty] | UST Currently In Use: 0; UST Temp Close: 0; AST Currently In Use: 0; AST Temp Closed: 0 | 0 | 0 | 0 | 14341-003-006651 | SCOTT OIL INC
27935 | Retired | 1987-01-01 | 1979-01-01 |  | Petroleum | On road diesel | On road diesel |  | Steel | Steel |  | Painted or None | Steel |  | 1901-01-01 | [15 empty] | UST Currently In Use: 0; UST Temp Close: 0; AST Currently In Use: 0; AST Temp Closed: 0 | 0 | 0 | 0 | 14341-003-006651 | SCOTT OIL INC
27936 | Retired | 1987-01-01 | 1979-01-01 |  | Petroleum | Unleaded gasoline | Unleaded gasoline |  | Steel | Steel |  | Painted or None | Steel |  | 1901-01-01 | [15 empty] | UST Currently In Use: 0; UST Temp Close: 0; AST Currently In Use: 0; AST Temp Closed: 0 | 0 | 0 | 0 | 14341-003-006651 | SCOTT OIL INC
27937 | Permanently Closed | 1983-01-01 | 1954-01-01 | 1988-12-15 | Petroleum | Other, #6FUELOIL | Other |  | Steel | Steel |  | Painted or None |  |  | 1901-01-01 | [15 empty] | UST Currently In Use: 0; UST Temp Close: 0; AST Currently In Use: 2; AST Temp Closed: 0 | 0 | 0 | 9 | 14342-097-004426 | KIMBERLY-CLARK CORPORATION
27938 | Permanently Closed | 1983-01-01 | 1954-01-01 | 1988-12-14 | Petroleum | Other, #6FUELOIL | Other |  | Steel | Steel |  | Painted or None |  |  | 1901-01-01 | [15 empty] | UST Currently In Use: 0; UST Temp Close: 0; AST Currently In Use: 2; AST Temp Closed: 0 | 0 | 0 | 9 | 14342-097-004426 | KIMBERLY-CLARK CORPORATION
27939 | Permanently Closed | 1983-01-01 | 1954-01-01 | 1988-12-16 | Petroleum | Other, #6FUELOIL | Other |  | Steel | Steel |  | Painted or None |  |  | 1901-01-01 | [15 empty] | UST Currently In Use: 0; UST Temp Close: 0; AST Currently In Use: 2; AST Temp Closed: 0 | 0 | 0 | 9 | 14342-097-004426 | KIMBERLY-CLARK CORPORATION
27942 | Permanently Closed | 1993-12-21 | 1981-01-01 | 1993-12-21 | Petroleum | Unleaded gasoline | Unleaded gasoline |  | Steel | Steel | Coated & cathodic protection (sti-P3) |  |  |  | 1901-01-01 | [15 empty] | UST Currently In Use: 0; UST Temp Close: 0; AST Currently In Use: 2; AST Temp Closed: 0 | 0 | 0 | 9 | 14342-097-004426 | KIMBERLY-CLARK CORPORATION
27943 | Permanently Closed | 1993-12-21 | 1983-01-01 | 1993-12-21 | Petroleum | Unleaded gasoline | Unleaded gasoline |  | Steel | Steel | Coated & cathodic protection (sti-P3) |  |  |  | 1901-01-01 | [15 empty] | UST Currently In Use: 0; UST Temp Close: 0; AST Currently In Use: 2; AST Temp Closed: 0 | 0 | 0 | 9 | 14342-097-004426 | KIMBERLY-CLARK CORPORATION
27944 | Permanently Closed | 1988-12-19 | 1971-01-01 | 1988-12-20 | Petroleum | On road diesel | On road diesel |  | Steel | Steel |  |  |  |  | 1901-01-01 | [15 empty] | UST Currently In Use: 0; UST Temp Close: 0; AST Currently In Use: 2; AST Temp Closed: 0 | 0 | 0 | 9 | 14342-097-004426 | KIMBERLY-CLARK CORPORATION
27945 | Permanently Closed | 1988-12-19 | 1951-01-01 | 1988-12-20 | Petroleum | On road diesel | On road diesel |  | Steel | Steel |  |  |  |  | 1901-01-01 | [15 empty] | UST Currently In Use: 0; UST Temp Close: 0; AST Currently In Use: 2; AST Temp Closed: 0 | 0 | 0 | 9 | 14342-097-004426 | KIMBERLY-CLARK CORPORATION
27946 | Permanently Closed | 1989-12-01 | 1954-01-01 | 1989-12-01 | Hazardous Substance |  |  |  | Steel | Steel |  |  |  |  | 1901-01-01 | [15 empty] | UST Currently In Use: 0; UST Temp Close: 0; AST Currently In Use: 2; AST Temp Closed: 0 | 0 | 0 | 9 | 14342-097-004426 | KIMBERLY-CLARK CORPORATION
27947 | Permanently Closed | 1984-12-01 | 1954-01-01 |  | Hazardous Substance |  |  |  | Steel | Steel |  |  |  |  | 1901-01-01 | [15 empty] | UST Currently In Use: 0; UST Temp Close: 0; AST Currently In Use: 2; AST Temp Closed: 0 | 0 | 0 | 9 | 14342-097-004426 | KIMBERLY-CLARK CORPORATION
27948 | Permanently Closed | 1986-02-01 | 1961-01-01 | 1988-08-11 | Petroleum | Unleaded gasoline | Unleaded gasoline |  | Steel | Steel |  |  |  |  | 1901-01-01 | [15 empty] | UST Currently In Use: 0; UST Temp Close: 0; AST Currently In Use: 0; AST Temp Closed: 0 | 0 | 0 | 1 | 14342-097-004427 | KIMBERLY-CLARK CORPORATION
27949 | Permanently Closed | 1993-06-28 | 1981-01-01 | 1993-06-28 | Petroleum | On road diesel | On road diesel |  | Steel | Steel |  |  |  |  | 1901-01-01 | [15 empty] | UST Currently In Use: 0; UST Temp Close: 0; AST Currently In Use: 0; AST Temp Closed: 0 | 0 | 0 | 2 | 14343-003-008815 | SCOTT PAPER CO NATURAL RESOURCES DIV
27950 | Permanently Closed | 1993-06-28 | 1981-01-01 | 1993-06-28 | Petroleum | On road diesel | On road diesel |  | Steel | Steel |  |  |  |  | 1901-01-01 | [15 empty] | UST Currently In Use: 0; UST Temp Close: 0; AST Currently In Use: 0; AST Temp Closed: 0 | 0 | 0 | 2 | 14343-003-008815 | SCOTT PAPER CO NATURAL RESOURCES DIV
27951 | Permanently Closed | 1993-07-05 | 1983-01-01 | 1993-07-05 | Petroleum | On road diesel | On road diesel |  | Steel | Steel |  |  |  |  | 1901-01-01 | [15 empty] | UST Currently In Use: 0; UST Temp Close: 0; AST Currently In Use: 0; AST Temp Closed: 0 | 0 | 0 | 2 | 14343-003-008817 | SCOTT PAPER CO NATURAL RESOURCES DIV
27952 | Permanently Closed | 1993-07-05 | 1983-01-01 | 1993-07-05 | Petroleum | On road diesel | On road diesel |  | Steel | Steel |  |  |  |  | 1901-01-01 | [15 empty] | UST Currently In Use: 0; UST Temp Close: 0; AST Currently In Use: 0; AST Temp Closed: 0 | 0 | 0 | 2 | 14343-003-008817 | SCOTT PAPER CO NATURAL RESOURCES DIV
27953 | Permanently Closed | 1993-10-14 | 1980-01-01 | 1993-10-14 | Petroleum | Unleaded gasoline | Unleaded gasoline |  | Steel | Steel |  |  |  |  | 1901-01-01 | [15 empty] | UST Currently In Use: 0; UST Temp Close: 0; AST Currently In Use: 0; AST Temp Closed: 0 | 0 | 0 | 2 | 14343-023-006560 | SCOTT PAPER CO NATURAL RESOURCES DIV
27954 | Permanently Closed | 1993-10-14 | 1980-01-01 | 1993-10-14 | Petroleum | Unleaded gasoline | Unleaded gasoline |  | Steel | Steel |  |  |  |  | 1901-01-01 | [15 empty] | UST Currently In Use: 0; UST Temp Close: 0; AST Currently In Use: 0; AST Temp Closed: 0 | 0 | 0 | 2 | 14343-023-006560 | SCOTT PAPER CO NATURAL RESOURCES DIV
27955 | Permanently Closed | 1993-07-05 | 1977-01-01 | 1993-07-05 | Petroleum | On road diesel | On road diesel |  | Steel | Steel |  |  |  |  | 1901-01-01 | [15 empty] | UST Currently In Use: 0; UST Temp Close: 0; AST Currently In Use: 0; AST Temp Closed: 0 | 0 | 0 | 3 | 14343-053-006556 | SCOTT PAPER CO NATURAL RESOURCES DIV
27956 | Permanently Closed | 1993-07-05 | 1977-01-01 | 1993-07-05 | Petroleum | On road diesel | On road diesel |  | Steel | Steel |  |  |  |  | 1901-01-01 | [15 empty] | UST Currently In Use: 0; UST Temp Close: 0; AST Currently In Use: 0; AST Temp Closed: 0 | 0 | 0 | 3 | 14343-053-006556 | SCOTT PAPER CO NATURAL RESOURCES DIV
27957 | Permanently Closed | 1993-07-05 | 1977-01-01 | 1993-07-05 | Petroleum | Unleaded gasoline | Unleaded gasoline |  | Steel | Steel |  |  |  |  | 1901-01-01 | [15 empty] | UST Currently In Use: 0; UST Temp Close: 0; AST Currently In Use: 0; AST Temp Closed: 0 | 0 | 0 | 3 | 14343-053-006556 | SCOTT PAPER CO NATURAL RESOURCES DIV
27958 | Retired | 1985-07-01 | 1963-01-01 |  | Petroleum | On road diesel | On road diesel |  | Steel | Steel |  |  |  |  | 1901-01-01 | [15 empty] | UST Currently In Use: 0; UST Temp Close: 0; AST Currently In Use: 0; AST Temp Closed: 0 | 0 | 0 | 0 | 14343-053-006557 | SCOTT PAPER CO NATURAL RESOURCES DIV
27959 | Retired | 1985-07-01 | 1963-01-01 |  | Petroleum | On road diesel | On road diesel |  | Steel | Steel |  |  |  |  | 1901-01-01 | [15 empty] | UST Currently In Use: 0; UST Temp Close: 0; AST Currently In Use: 0; AST Temp Closed: 0 | 0 | 0 | 0 | 14343-053-006557 | SCOTT PAPER CO NATURAL RESOURCES DIV
27960 | Retired | 1985-07-01 | 1963-01-01 |  | Petroleum | Unleaded gasoline | Unleaded gasoline |  | Steel | Steel |  |  |  |  | 1901-01-01 | [15 empty] | UST Currently In Use: 0; UST Temp Close: 0; AST Currently In Use: 0; AST Temp Closed: 0 | 0 | 0 | 0 | 14343-053-006557 | SCOTT PAPER CO NATURAL RESOURCES DIV
27961 | Permanently Closed | 1993-10-04 | 1979-01-01 | 1993-10-04 | Petroleum | Unleaded gasoline | Unleaded gasoline |  | Steel | Steel |  |  |  |  | 1901-01-01 | [15 empty] | UST Currently In Use: 0; UST Temp Close: 0; AST Currently In Use: 0; AST Temp Closed: 0 | 0 | 0 | 1 | 14343-099-006554 | SCOTT PAPER CO NATURAL RESOURCES DIV
27962 | Permanently Closed | 1992-02-01 | 1979-01-01 | 1992-02-01 | Petroleum | On road diesel | On road diesel |  | Steel | Steel |  |  |  |  | 1901-01-01 | [15 empty] | UST Currently In Use: 0; UST Temp Close: 0; AST Currently In Use: 3; AST Temp Closed: 0 | 0 | 0 | 4 | 14343-099-008816 | SCOTT PAPER CO NATURAL RESOURCES DIV
27963 | Permanently Closed | 1992-03-25 | 1979-01-01 | 1992-03-25 | Petroleum | On road diesel | On road diesel |  | Steel | Steel |  |  |  |  | 1901-01-01 | [15 empty] | UST Currently In Use: 0; UST Temp Close: 0; AST Currently In Use: 3; AST Temp Closed: 0 | 0 | 0 | 4 | 14343-099-008816 | SCOTT PAPER CO NATURAL RESOURCES DIV
27964 | Permanently Closed | 1992-03-25 | 1978-01-01 | 1992-03-25 | Petroleum | Unleaded gasoline | Unleaded gasoline |  | Steel | Steel |  |  |  |  | 1901-01-01 | [15 empty] | UST Currently In Use: 0; UST Temp Close: 0; AST Currently In Use: 3; AST Temp Closed: 0 | 0 | 0 | 4 | 14343-099-008816 | SCOTT PAPER CO NATURAL RESOURCES DIV
27965 | Permanently Closed | 1992-02-01 | 1981-01-01 | 1992-02-01 | Petroleum | Used oil | Used oil |  | Steel | Steel |  |  |  |  | 1901-01-01 | [15 empty] | UST Currently In Use: 0; UST Temp Close: 0; AST Currently In Use: 3; AST Temp Closed: 0 | 0 | 0 | 4 | 14343-099-008816 | SCOTT PAPER CO NATURAL RESOURCES DIV
27966 | Permanently Closed | 1993-01-21 | 1980-01-01 | 1993-01-21 | Petroleum | On road diesel | On road diesel |  | Steel | Steel |  |  |  |  | 1901-01-01 | [15 empty] | UST Currently In Use: 0; UST Temp Close: 0; AST Currently In Use: 2; AST Temp Closed: 0 | 0 | 0 | 5 | 20932-129-008818 | COOPER MARINE TIMBERLANDS CORP
27967 | Permanently Closed | 1993-01-21 | 1980-01-01 | 1993-01-21 | Petroleum | On road diesel | On road diesel |  | Steel | Steel |  |  |  |  | 1901-01-01 | [15 empty] | UST Currently In Use: 0; UST Temp Close: 0; AST Currently In Use: 2; AST Temp Closed: 0 | 0 | 0 | 5 | 20932-129-008818 | COOPER MARINE TIMBERLANDS CORP
27968 | Permanently Closed | 1993-01-21 | 1980-01-01 | 1993-01-21 | Petroleum | On road diesel | On road diesel |  | Steel | Steel |  |  |  |  | 1901-01-01 | [15 empty] | UST Currently In Use: 0; UST Temp Close: 0; AST Currently In Use: 2; AST Temp Closed: 0 | 0 | 0 | 5 | 20932-129-008818 | COOPER MARINE TIMBERLANDS CORP
27969 | Permanently Closed | 1993-06-01 | 1980-01-01 | 1993-06-01 | Petroleum | On road diesel | On road diesel |  | Steel | Steel |  |  |  |  | 1901-01-01 | [15 empty] | UST Currently In Use: 0; UST Temp Close: 0; AST Currently In Use: 2; AST Temp Closed: 0 | 0 | 0 | 5 | 20932-129-008818 | COOPER MARINE TIMBERLANDS CORP
27970 | Permanently Closed | 1993-06-01 | 1980-01-01 | 1993-06-01 | Petroleum | On road diesel | On road diesel |  | Steel | Steel |  |  |  |  | 1901-01-01 | [15 empty] | UST Currently In Use: 0; UST Temp Close: 0; AST Currently In Use: 2; AST Temp Closed: 0 | 0 | 0 | 5 | 20932-129-008818 | COOPER MARINE TIMBERLANDS CORP
27971 | Permanently Closed | 1993-11-09 | 1981-01-01 | 1993-11-09 | Petroleum | On road diesel | On road diesel |  | Steel | Steel |  |  |  |  | 1901-01-01 | [15 empty] | UST Currently In Use: 0; UST Temp Close: 0; AST Currently In Use: 0; AST Temp Closed: 0 | 0 | 0 | 3 | 14343-131-006559 | SCOTT PAPER CO NATURAL RESOURCES DIV
27972 | Permanently Closed | 1993-11-09 | 1981-01-01 | 1993-11-09 | Petroleum | On road diesel | On road diesel |  | Steel | Steel |  |  |  |  | 1901-01-01 | [15 empty] | UST Currently In Use: 0; UST Temp Close: 0; AST Currently In Use: 0; AST Temp Closed: 0 | 0 | 0 | 3 | 14343-131-006559 | SCOTT PAPER CO NATURAL RESOURCES DIV
27973 | Permanently Closed | 1993-11-09 | 1981-01-01 | 1993-11-09 | Petroleum | Unleaded gasoline | Unleaded gasoline |  | Steel | Steel |  |  |  |  | 1901-01-01 | [15 empty] | UST Currently In Use: 0; UST Temp Close: 0; AST Currently In Use: 0; AST Temp Closed: 0 | 0 | 0 | 3 | 14343-131-006559 | SCOTT PAPER CO NATURAL RESOURCES DIV
27974 | Retired | 1984-12-01 | 1981-01-01 |  | Petroleum | Used oil | Used oil |  | Steel | Steel |  |  |  |  | 1901-01-01 | [15 empty] | UST Currently In Use: 0; UST Temp Close: 0; AST Currently In Use: 0; AST Temp Closed: 0 | 0 | 0 | 3 | 14343-131-006559 | SCOTT PAPER CO NATURAL RESOURCES DIV
27975 | Permanently Closed | 1990-06-07 | 1972-01-01 | 1990-06-07 | Petroleum | Unleaded gasoline | Unleaded gasoline | Local government | Steel | Steel |  |  | Steel |  | 1901-01-01 | [15 empty] | UST Currently In Use: 0; UST Temp Close: 0; AST Currently In Use: 1; AST Temp Closed: 0 | 0 | 0 | 1 | 14344-071-000786 | SCOTTSBORO BOARD OF EDUCATION
27976 | Permanently Closed | 1992-09-29 | 1980-01-01 | 1992-09-29 | Petroleum | On road diesel | On road diesel |  | Steel | Steel |  | Painted or None | Steel |  | 1901-01-01 | [15 empty] | UST Currently In Use: 0; UST Temp Close: 0; AST Currently In Use: 2; AST Temp Closed: 0 | 0 | 0 | 2 | 14345-071-012459 | SCOTTSBORO ELECTRIC POWER BOARD
27977 | Permanently Closed | 1992-09-29 | 1980-01-01 | 1992-09-29 | Petroleum | Unleaded gasoline | Unleaded gasoline |  | Steel | Steel |  | Painted or None | Steel |  | 1901-01-01 | [15 empty] | UST Currently In Use: 0; UST Temp Close: 0; AST Currently In Use: 2; AST Temp Closed: 0 | 0 | 0 | 2 | 14345-071-012459 | SCOTTSBORO ELECTRIC POWER BOARD
27978 | Permanently Closed | 1993-01-01 | 1968-01-01 | 1999-02-25 | Petroleum | Unleaded gasoline | Unleaded gasoline |  | Steel | Steel |  |  | Steel |  | 1901-01-01 | [15 empty] | UST Currently In Use: 0; UST Temp Close: 0; AST Currently In Use: 0; AST Temp Closed: 0 | 0 | 0 | 2 | 14346-071-009779 | SCOTTSBORO T V CABLE INC
27979 | Permanently Closed | 1993-01-01 | 1968-01-01 | 1999-02-25 | Petroleum | Unleaded gasoline | Unleaded gasoline |  | Steel | Steel |  |  | Steel |  | 1901-01-01 | [15 empty] | UST Currently In Use: 0; UST Temp Close: 0; AST Currently In Use: 0; AST Temp Closed: 0 | 0 | 0 | 2 | 14346-071-009779 | SCOTTSBORO T V CABLE INC
27980 | Retired | 1980-10-01 | 1968-01-01 |  | Petroleum | Other, X | Other |  | Steel | Steel |  |  | Steel |  | 1901-01-01 | [15 empty] | UST Currently In Use: 0; UST Temp Close: 0; AST Currently In Use: 0; AST Temp Closed: 0 | 0 | 0 | 2 | 14346-071-009779 | SCOTTSBORO T V CABLE INC
27981 | Retired | 1983-04-01 | 1958-01-01 |  | Petroleum | Unleaded gasoline | Unleaded gasoline |  | Steel | Steel |  |  | Steel |  | 1901-01-01 | [15 empty] | UST Currently In Use: 0; UST Temp Close: 0; AST Currently In Use: 0; AST Temp Closed: 0 | 0 | 0 | 0 | 14347-013-004575 | CSX TRANSPORTATION INC
27982 | Retired | 1983-04-01 | 1968-01-01 |  | Petroleum | Unleaded gasoline | Unleaded gasoline |  | Steel | Steel |  |  | Steel |  | 1901-01-01 | [15 empty] | UST Currently In Use: 0; UST Temp Close: 0; AST Currently In Use: 0; AST Temp Closed: 0 | 0 | 0 | 0 | 14347-013-004575 | CSX TRANSPORTATION INC
27983 | Permanently Closed | 1993-01-13 | 1947-01-01 | 1993-01-13 | Petroleum | Unleaded gasoline | Unleaded gasoline |  | Steel | Steel |  |  | Steel |  | 1901-01-01 | [15 empty] | UST Currently In Use: 0; UST Temp Close: 0; AST Currently In Use: 0; AST Temp Closed: 0 | 0 | 0 | 1 | 14347-015-004584 | CSX TRANSPORTATION INC
27984 | Permanently Closed | 1993-01-01 | 1978-01-01 | 1993-01-01 | Petroleum | Unleaded gasoline | Unleaded gasoline |  | Steel | Steel |  | Painted or None | Steel |  | 1901-01-01 | [15 empty] | UST Currently In Use: 0; UST Temp Close: 0; AST Currently In Use: 0; AST Temp Closed: 0 | 0 | 0 | 1 | 14347-015-004588 | CSX TRANSPORTATION INC
27985 | Retired | 1977-01-01 | 1968-01-01 |  | Petroleum | On road diesel | On road diesel |  | Steel | Steel |  |  |  |  | 1901-01-01 | [12 empty] | Annual line testing | Annual line testing |  | UST Currently In Use: 0; UST Temp Close: 0; AST Currently In Use: 0; AST Temp Closed: 0 | 0 | 0 | 0 | 14347-039-004576 | CSX TRANSPORTATION INC
27986 | Permanently Closed | 1993-01-15 | 1947-01-01 | 1993-01-15 | Petroleum | Unleaded gasoline | Unleaded gasoline |  | Steel | Steel |  |  | Steel |  | 1901-01-01 | [15 empty] | UST Currently In Use: 0; UST Temp Close: 0; AST Currently In Use: 0; AST Temp Closed: 0 | 0 | 0 | 3 | 14347-073-004577 | CSX TRANSPORTATION INC
27987 | Permanently Closed | 1990-01-15 | 1953-01-01 | 1993-01-15 | Petroleum | Unleaded gasoline | Unleaded gasoline |  | Steel | Steel |  |  | Steel |  | 1901-01-01 | [15 empty] | UST Currently In Use: 0; UST Temp Close: 0; AST Currently In Use: 0; AST Temp Closed: 0 | 0 | 0 | 3 | 14347-073-004577 | CSX TRANSPORTATION INC
27988 | Permanently Closed | 1990-01-15 | 1953-01-01 | 1993-01-15 | Petroleum | On road diesel | On road diesel |  | Steel | Steel |  |  | Steel |  | 1901-01-01 | [15 empty] | UST Currently In Use: 0; UST Temp Close: 0; AST Currently In Use: 0; AST Temp Closed: 0 | 0 | 0 | 3 | 14347-073-004577 | CSX TRANSPORTATION INC
27989 | Permanently Closed | 1993-01-15 | 1958-01-01 | 1993-01-15 | Petroleum | Unleaded gasoline | Unleaded gasoline |  | Steel | Steel |  | Painted or None | Steel |  | 1901-01-01 | [15 empty] | UST Currently In Use: 0; UST Temp Close: 0; AST Currently In Use: 0; AST Temp Closed: 0 | 0 | 0 | 4 | 14347-073-004578 | CSX TRANSPORTATION INC
27990 | Permanently Closed | 1993-01-15 | 1980-01-01 | 1993-01-15 | Petroleum | Unleaded gasoline | Unleaded gasoline |  | Fiberglass reinforced plastic | Fiberglass reinforced plastic |  |  | Steel |  | 1901-01-01 | [15 empty] | UST Currently In Use: 0; UST Temp Close: 0; AST Currently In Use: 0; AST Temp Closed: 0 | 0 | 0 | 4 | 14347-073-004578 | CSX TRANSPORTATION INC
27991 | Permanently Closed | 1990-01-15 | 1958-01-01 | 1993-01-15 | Petroleum | Unleaded gasoline | Unleaded gasoline |  | Steel | Steel |  | Painted or None | Steel |  | 1901-01-01 | [15 empty] | UST Currently In Use: 0; UST Temp Close: 0; AST Currently In Use: 0; AST Temp Closed: 0 | 0 | 0 | 4 | 14347-073-004578 | CSX TRANSPORTATION INC
27992 | Permanently Closed | 1971-06-01 | 1953-01-01 | 1971-01-01 | Petroleum | On road diesel | On road diesel |  | Steel | Steel |  | Painted or None | Steel |  | 1901-01-01 | [15 empty] | UST Currently In Use: 0; UST Temp Close: 0; AST Currently In Use: 0; AST Temp Closed: 0 | 0 | 0 | 4 | 14347-073-004578 | CSX TRANSPORTATION INC
27993 | Permanently Closed | 1990-01-13 | 1953-01-01 | 1993-01-13 | Petroleum | Unleaded gasoline | Unleaded gasoline |  | Steel | Steel |  |  | Steel |  | 1901-01-01 | [15 empty] | UST Currently In Use: 0; UST Temp Close: 0; AST Currently In Use: 0; AST Temp Closed: 0 | 0 | 0 | 1 | 14347-073-004583 | CSX TRANSPORTATION INC
27994 | Permanently Closed | 1990-05-19 | 1963-01-01 | 1990-05-19 | Petroleum | Unleaded gasoline | Unleaded gasoline |  | Steel | Steel |  |  | Steel |  | 1901-01-01 | [15 empty] | UST Currently In Use: 0; UST Temp Close: 0; AST Currently In Use: 0; AST Temp Closed: 0 | 0 | 0 | 2 | 14347-097-004582 | CSX TRANSPORTATION INC
27995 | Permanently Closed | 1973-09-01 | 1963-01-01 | 1990-05-19 | Petroleum | Unleaded gasoline | Unleaded gasoline |  | Steel | Steel |  |  | Steel |  | 1901-01-01 | [15 empty] | UST Currently In Use: 0; UST Temp Close: 0; AST Currently In Use: 0; AST Temp Closed: 0 | 0 | 0 | 2 | 14347-097-004582 | CSX TRANSPORTATION INC
27996 | Permanently Closed | 1990-05-19 | 1943-01-01 01:00 | 1990-05-19 | Petroleum | Unleaded gasoline | Unleaded gasoline |  | Steel | Steel |  |  | Steel |  | 1901-01-01 | [15 empty] | UST Currently In Use: 0; UST Temp Close: 0; AST Currently In Use: 0; AST Temp Closed: 0 | 0 | 0 | 1 | 14347-097-010041 | CSX TRANSPORTATION INC
27997 | Permanently Closed | 1901-01-01 | 1963-01-01 | 1989-03-30 | Petroleum | Unleaded gasoline | Unleaded gasoline |  | Steel | Steel |  |  | Steel |  | 1901-01-01 | [15 empty] | UST Currently In Use: 0; UST Temp Close: 0; AST Currently In Use: 0; AST Temp Closed: 0 | 0 | 0 | 1 | 14347-097-010042 | CSX TRANSPORTATION INC
27998 | Permanently Closed | 1993-01-12 | 1947-01-01 | 1993-01-13 | Petroleum | Unleaded gasoline | Unleaded gasoline |  | Steel | Steel |  |  | Steel |  | 1901-01-01 | [15 empty] | UST Currently In Use: 0; UST Temp Close: 0; AST Currently In Use: 0; AST Temp Closed: 0 | 0 | 0 | 1 | 14347-115-004579 | CSX TRANSPORTATION INC
27999 | Permanently Closed | 1990-01-15 | 1953-01-01 | 1993-01-15 | Petroleum | Unleaded gasoline | Unleaded gasoline |  | Steel | Steel |  |  | Steel |  | 1901-01-01 | [15 empty] | UST Currently In Use: 0; UST Temp Close: 0; AST Currently In Use: 0; AST Temp Closed: 0 | 0 | 0 | 2 | 14347-115-004580 | CSX TRANSPORTATION INC
28000 | Permanently Closed | 1990-01-15 | 1953-01-01 | 1993-01-15 | Petroleum | Unleaded gasoline | Unleaded gasoline |  | Steel | Steel |  |  | Steel |  | 1901-01-01 | [15 empty] | UST Currently In Use: 0; UST Temp Close: 0; AST Currently In Use: 0; AST Temp Closed: 0 | 0 | 0 | 2 | 14347-115-004580 | CSX TRANSPORTATION INC
28001 | Retired | 1969-01-01 | 1953-01-01 |  | Petroleum | Unleaded gasoline | Unleaded gasoline |  | Steel | Steel |  |  | Steel |  | 1901-01-01 | [15 empty] | UST Currently In Use: 0; UST Temp Close: 0; AST Currently In Use: 0; AST Temp Closed: 0 | 0 | 0 | 0 | 14347-115-004581 | CSX TRANSPORTATION INC
28002 | Permanently Closed | 1997-03-27 | 1958-01-01 | 2000-12-21 | Petroleum | Unleaded gasoline | Unleaded gasoline | State/federal government | Steel | Steel |  | Painted or None | Steel |  | 1901-01-01 | [15 empty] | UST Currently In Use: 0; UST Temp Close: 0; AST Currently In Use: 1; AST Temp Closed: 0 | 0 | 0 | 9 | 14348-097-004410 | SEARCY HOSPITAL
28003 | Permanently Closed | 1997-03-27 | 1965-01-01 | 2000-08-09 | Petroleum | Unleaded gasoline | Unleaded gasoline | State/federal government | Steel | Steel |  | Painted or None | Steel |  | 1901-01-01 | [15 empty] | UST Currently In Use: 0; UST Temp Close: 0; AST Currently In Use: 1; AST Temp Closed: 0 | 0 | 0 | 9 | 14348-097-004410 | SEARCY HOSPITAL
28004 | Permanently Closed | 1997-03-27 | 1968-01-01 | 2000-08-09 | Petroleum | Unleaded gasoline | Unleaded gasoline | State/federal government | Steel | Steel |  | Painted or None | Steel |  | 1901-01-01 | [15 empty] | UST Currently In Use: 0; UST Temp Close: 0; AST Currently In Use: 1; AST Temp Closed: 0 | 0 | 0 | 9 | 14348-097-004410 | SEARCY HOSPITAL
28005 | Permanently Closed | 1997-03-27 | 1965-01-01 | 2000-08-10 | Petroleum | On road diesel | On road diesel | State/federal government | Steel | Steel |  | Painted or None | Steel |  | 1901-01-01 | [15 empty] | UST Currently In Use: 0; UST Temp Close: 0; AST Currently In Use: 1; AST Temp Closed: 0 | 0 | 0 | 9 | 14348-097-004410 | SEARCY HOSPITAL
28006 | Permanently Closed | 1997-03-27 | 1958-01-01 | 2000-08-10 | Petroleum | Other, MNRLSPIRIT | Other | State/federal government | Steel | Steel |  | Painted or None | Steel |  | 1901-01-01 | [15 empty] | UST Currently In Use: 0; UST Temp Close: 0; AST Currently In Use: 1; AST Temp Closed: 0 | 0 | 0 | 9 | 14348-097-004410 | SEARCY HOSPITAL
28007 | Permanently Closed | 1997-03-27 | 1958-01-01 | 2000-08-10 | Petroleum | On road diesel | On road diesel | State/federal government | Steel | Steel |  | Painted or None | Steel |  | 1901-01-01 | [15 empty] | UST Currently In Use: 0; UST Temp Close: 0; AST Currently In Use: 1; AST Temp Closed: 0 | 0 | 0 | 9 | 14348-097-004410 | SEARCY HOSPITAL
28008 | Permanently Closed | 2004-01-09 | 1981-01-01 | 2004-01-09 | Petroleum | On road diesel | On road diesel | Emergency Power Generator, State/Federal Government | Steel | Steel |  | Painted or None | Steel |  | 1901-01-01 | [15 empty] | UST Currently In Use: 0; UST Temp Close: 0; AST Currently In Use: 1; AST Temp Closed: 0 | 0 | 0 | 9 | 14348-097-004410 | SEARCY HOSPITAL
28009 | Permanently Closed | 2004-01-29 | 1981-01-01 | 2004-01-29 | Petroleum | On road diesel | On road diesel | Emergency Power Generator, State/Federal Government | Steel | Steel |  | Painted or None | Steel |  | 1901-01-01 | [15 empty] | UST Currently In Use: 0; UST Temp Close: 0; AST Currently In Use: 1; AST Temp Closed: 0 | 0 | 0 | 9 | 14348-097-004410 | SEARCY HOSPITAL
28010 | Permanently Closed | 2004-01-19 | 1987-01-01 | 2004-01-19 | Petroleum | On road diesel | On road diesel | Emergency Power Generator, State/Federal Government | Steel | Steel |  | Painted or None | Steel |  | 1901-01-01 | [15 empty] | UST Currently In Use: 0; UST Temp Close: 0; AST Currently In Use: 1; AST Temp Closed: 0 | 0 | 0 | 9 | 14348-097-004410 | SEARCY HOSPITAL
28011 | Permanently Closed | 1991-04-01 | 1978-01-01 | 1993-11-30 | Petroleum | Unleaded gasoline | Unleaded gasoline |  | Steel | Steel |  |  |  |  | 1901-01-01 | [15 empty] | UST Currently In Use: 0; UST Temp Close: 0; AST Currently In Use: 0; AST Temp Closed: 0 | 0 | 0 | 2 | 14349-125-006530 | SEARS ROEBUCK & CO
28012 | Permanently Closed | 1992-01-01 | 1978-01-01 | 1993-11-30 | Petroleum | Used oil | Used oil |  | Steel | Steel |  |  |  |  | 1901-01-01 | [15 empty] | UST Currently In Use: 0; UST Temp Close: 0; AST Currently In Use: 0; AST Temp Closed: 0 | 0 | 0 | 2 | 14349-125-006530 | SEARS ROEBUCK & CO
28013 | Permanently Closed | 1992-12-18 | 1964-01-01 | 1992-12-18 | Petroleum | Unleaded gasoline | Unleaded gasoline |  | Steel | Steel |  |  | Steel |  | 1901-01-01 | [15 empty] | UST Currently In Use: 0; UST Temp Close: 0; AST Currently In Use: 0; AST Temp Closed: 0 | 0 | 0 | 1 | 14350-055-012793 | HENRY HARDY
28014 | Permanently Closed | 1994-08-09 | 1982-01-01 | 1994-08-09 | Petroleum | Unleaded gasoline | Unleaded gasoline |  | Steel | Steel |  |  |  |  | 1901-01-01 | [15 empty] | UST Currently In Use: 0; UST Temp Close: 0; AST Currently In Use: 0; AST Temp Closed: 0 | 0 | 0 | 2 | 14351-101-001908 | SEARS ROEBUCK & CO
28015 | Permanently Closed | 1991-04-13 | 1982-01-01 | 1994-08-09 | Petroleum | Used oil | Used oil |  | Steel | Steel |  |  |  |  | 1901-01-01 | [15 empty] | UST Currently In Use: 0; UST Temp Close: 0; AST Currently In Use: 0; AST Temp Closed: 0 | 0 | 0 | 2 | 14351-101-001908 | SEARS ROEBUCK & CO
28016 | Permanently Closed | 1993-11-18 | 1954-01-01 | 1993-11-18 | Petroleum | Unleaded gasoline | Unleaded gasoline |  | Steel | Steel |  | Painted or None | Steel |  | 1901-01-01 | [15 empty] | UST Currently In Use: 0; UST Temp Close: 0; AST Currently In Use: 0; AST Temp Closed: 0 | 0 | 0 | 3 | 14352-073-010044 | SEARS ROEBUCK & CO
28017 | Permanently Closed | 1993-11-23 | 1964-01-01 | 1993-11-23 | Petroleum | Unleaded gasoline | Unleaded gasoline |  | Steel | Steel |  | Painted or None | Steel |  | 1901-01-01 | [15 empty] | UST Currently In Use: 0; UST Temp Close: 0; AST Currently In Use: 0; AST Temp Closed: 0 | 0 | 0 | 3 | 14352-073-010044 | SEARS ROEBUCK & CO
28018 | Permanently Closed | 1993-11-23 | 1964-01-01 | 1993-11-23 | Petroleum | Used oil | Used oil |  | Steel | Steel |  | Painted or None | Steel |  | 1901-01-01 | [15 empty] | UST Currently In Use: 0; UST Temp Close: 0; AST Currently In Use: 0; AST Temp Closed: 0 | 0 | 0 | 3 | 14352-073-010044 | SEARS ROEBUCK & CO
28019 | Permanently Closed | 1992-04-14 | 1976-01-01 | 1992-04-14 | Petroleum | Unleaded gasoline | Unleaded gasoline |  | Steel | Steel |  |  | Steel |  | 1901-01-01 | [15 empty] | UST Currently In Use: 0; UST Temp Close: 0; AST Currently In Use: 0; AST Temp Closed: 0 | 0 | 0 | 5 | 14353-073-006699 | SEARS ROEBUCK & CO
28020 | Permanently Closed | 1992-04-14 | 1975-01-01 | 1992-04-14 | Petroleum | Unleaded gasoline | Unleaded gasoline |  | Steel | Steel |  |  | Steel |  | 1901-01-01 | [15 empty] | UST Currently In Use: 0; UST Temp Close: 0; AST Currently In Use: 0; AST Temp Closed: 0 | 0 | 0 | 5 | 14353-073-006699 | SEARS ROEBUCK & CO
28021 | Permanently Closed | 1992-04-14 | 1975-01-01 | 1992-04-14 | Petroleum | Unleaded gasoline | Unleaded gasoline |  | Steel | Steel |  |  | Steel |  | 1901-01-01 | [15 empty] | UST Currently In Use: 0; UST Temp Close: 0; AST Currently In Use: 0; AST Temp Closed: 0 | 0 | 0 | 5 | 14353-073-006699 | SEARS ROEBUCK & CO
28022 | Permanently Closed | 1992-04-14 | 1975-01-01 | 1992-04-14 | Petroleum | Unleaded gasoline | Unleaded gasoline |  | Steel | Steel |  |  | Steel |  | 1901-01-01 | [15 empty] | UST Currently In Use: 0; UST Temp Close: 0; AST Currently In Use: 0; AST Temp Closed: 0 | 0 | 0 | 5 | 14353-073-006699 | SEARS ROEBUCK & CO
28023 | Permanently Closed | 1993-11-15 | 1974-01-01 | 1993-11-15 | Petroleum | Used oil | Used oil |  | Steel | Steel |  |  |  |  | 1901-01-01 | [15 empty] | UST Currently In Use: 0; UST Temp Close: 0; AST Currently In Use: 0; AST Temp Closed: 0 | 0 | 0 | 5 | 14353-073-006699 | SEARS ROEBUCK & CO
28024 | Permanently Closed | 1901-01-01 | 1959-01-01 | 1988-12-20 | Petroleum | Unleaded gasoline | Unleaded gasoline |  | Steel | Steel |  |  | Steel |  | 1901-01-01 | [15 empty] | UST Currently In Use: 0; UST Temp Close: 0; AST Currently In Use: 0; AST Temp Closed: 0 | 0 | 0 | 1 | 14354-097-006529 | SEARS SERVICE DEPARTMENT #8166
28025 | Permanently Closed | 1988-12-20 | 1981-01-01 | 1988-12-20 | Hazardous Substance |  |  |  | Steel | Steel |  | Painted or None | Steel |  | 1901-01-01 | [15 empty] | UST Currently In Use: 0; UST Temp Close: 0; AST Currently In Use: 0; AST Temp Closed: 0 | 0 | 0 | 2 | 14355-085-000476 | SECHEM INC
28026 | Permanently Closed | 1988-12-20 | 1981-01-01 | 1988-12-20 | Hazardous Substance |  |  |  | Steel | Steel |  | Painted or None | Steel |  | 1901-01-01 | [15 empty] | UST Currently In Use: 0; UST Temp Close: 0; AST Currently In Use: 0; AST Temp Closed: 0 | 0 | 0 | 2 | 14355-085-000476 | SECHEM INC
28027 | Retired | 1988-08-08 | 1973-01-01 |  | Petroleum | On road diesel | On road diesel |  | Steel | Steel |  | Painted or None | Steel |  | 1901-01-01 | [12 empty] | Annual line testing | Annual line testing |  | UST Currently In Use: 0; UST Temp Close: 0; AST Currently In Use: 0; AST Temp Closed: 0 | 0 | 0 | 0 | 14356-127-001092 | SELF'S CITGO
28028 | Retired | 1988-08-08 | 1973-01-01 |  | Petroleum | Unleaded gasoline | Unleaded gasoline |  | Steel | Steel |  | Painted or None | Steel |  | 1901-01-01 | [12 empty] | Annual line testing | Annual line testing |  | UST Currently In Use: 0; UST Temp Close: 0; AST Currently In Use: 0; AST Temp Closed: 0 | 0 | 0 | 0 | 14356-127-001092 | SELF'S CITGO
28029 | Retired | 1988-08-08 | 1973-01-01 |  | Petroleum | Unleaded gasoline | Unleaded gasoline |  | Steel | Steel |  | Painted or None | Steel |  | 1901-01-01 | [12 empty] | Annual line testing | Annual line testing |  | UST Currently In Use: 0; UST Temp Close: 0; AST Currently In Use: 0; AST Temp Closed: 0 | 0 | 0 | 0 | 14356-127-001092 | SELF'S CITGO
28030 | Permanently Closed | 1997-04-10 | 1971-01-01 | 1997-04-10 | Petroleum | Kerosene | Kerosene |  | Steel | Steel | Interior lined (not allowed as a standalone method of corrosion protection) | Painted or None | Steel |  | 1901-01-01 | [6 empty] | Statistical Inventory Reconciliation (SIR) | [5 empty] | Annual line testing | Annual line testing |  | UST Currently In Use: 0; UST Temp Close: 0; AST Currently In Use: 2; AST Temp Closed: 0 | 0 | 0 | 3 | 17481-047-002271 | CRAIG FIELD AIRPORT INDUSTRIAL AUTH
28031 | Permanently Closed | 1997-04-10 | 1971-01-01 | 1997-04-10 | Petroleum | Unleaded gasoline | Unleaded gasoline |  | Steel | Steel |  | Painted or None | Steel |  | 1901-01-01 | [6 empty] | Statistical Inventory Reconciliation (SIR) | [5 empty] | Annual line testing | Annual line testing |  | UST Currently In Use: 0; UST Temp Close: 0; AST Currently In Use: 2; AST Temp Closed: 0 | 0 | 0 | 3 | 17481-047-002271 | CRAIG FIELD AIRPORT INDUSTRIAL AUTH
28032 | Permanently Closed | 1997-04-10 | 1971-01-01 | 1997-04-10 | Petroleum | Unleaded gasoline | Unleaded gasoline |  | Steel | Steel |  | Painted or None | Steel |  | 1901-01-01 | [6 empty] | Statistical Inventory Reconciliation (SIR) | [5 empty] | Annual line testing | Annual line testing |  | UST Currently In Use: 0; UST Temp Close: 0; AST Currently In Use: 2; AST Temp Closed: 0 | 0 | 0 | 3 | 17481-047-002271 | CRAIG FIELD AIRPORT INDUSTRIAL AUTH
28033 | Currently in Use |  | 1983-01-01 |  | Petroleum | On road diesel | On road diesel | Emergency power generator | Fiberglass coated steel | Fiberglass coated steel |  |  | Fiberglass reinforced plastic |  | 1901-01-01 |  | Catchment Basin, Single walled catchment basin | Automatic shutoff device At 95% full | Automatic shutoff device At 95% full |  |  | Continuous Automatic Tank Gauge | [8 empty] | UST Currently In Use: 1; UST Temp Close: 0; AST Currently In Use: 0; AST Temp Closed: 0 | 1 | 0 | 2 | 21290-047-002576 | VAUGHAN REGIONAL MEDICAL CENTER LLC
28034 | Permanently Closed | 1978-04-01 | 1970-01-01 |  | Petroleum | On road diesel | On road diesel |  | Steel | Steel |  | Painted or None | Steel |  | 1901-01-01 | [15 empty] | UST Currently In Use: 1; UST Temp Close: 0; AST Currently In Use: 0; AST Temp Closed: 0 | 1 | 0 | 2 | 21290-047-002576 | VAUGHAN REGIONAL MEDICAL CENTER LLC
28035 | Permanently Closed | 1985-10-01 | 1976-01-01 |  | Petroleum | On road diesel | On road diesel |  | Steel | Steel |  | Painted or None | Steel |  | 1901-01-01 | [15 empty] | UST Currently In Use: 1; UST Temp Close: 0; AST Currently In Use: 0; AST Temp Closed: 0 | 1 | 0 | 2 | 21290-047-002576 | VAUGHAN REGIONAL MEDICAL CENTER LLC
28036 | Temporary Closed | 2002-01-01 | 1976-01-01 |  | Petroleum | Unleaded gasoline | Unleaded gasoline |  | Steel | Steel | Field installed cathodic protection |  | Steel |  |  | Field installed cathodic protection | Catchment Basin, Single walled catchment basin | Automatic shutoff device At 95% full | Automatic shutoff device At 95% full |  |  | Statistical Inventory Reconciliation (SIR) | [8 empty] | UST Currently In Use: 0; UST Temp Close: 3; AST Currently In Use: 0; AST Temp Closed: 0 | 0 | 3 | 0 | 23890-047-002802 | GENE HISEL
28037 | Temporary Closed | 2002-01-01 | 1963-01-01 |  | Petroleum | Unleaded gasoline | Unleaded gasoline |  | Steel | Steel | Field installed cathodic protection |  | Steel |  |  | Field installed cathodic protection | Catchment Basin, Single walled catchment basin | Flow Rest 90% Full | Flow Rest 90% Full |  |  | Statistical Inventory Reconciliation (SIR) | [8 empty] | UST Currently In Use: 0; UST Temp Close: 3; AST Currently In Use: 0; AST Temp Closed: 0 | 0 | 3 | 0 | 23890-047-002802 | GENE HISEL
28038 | Temporary Closed | 2002-01-01 | 1961-01-01 |  | Petroleum | Unleaded gasoline | Unleaded gasoline |  | Steel | Steel | Field installed cathodic protection |  | Steel |  |  | Field installed cathodic protection | Catchment Basin, Single walled catchment basin | Flow Rest 90% Full | Flow Rest 90% Full |  |  | Statistical Inventory Reconciliation (SIR) | [8 empty] | UST Currently In Use: 0; UST Temp Close: 3; AST Currently In Use: 0; AST Temp Closed: 0 | 0 | 3 | 0 | 23890-047-002802 | GENE HISEL
28039 | Permanently Closed | 1992-08-20 | 1976-01-01 | 1992-08-20 | Petroleum | On road diesel | On road diesel |  | Steel | Steel |  |  | Steel |  | 1901-01-01 | [15 empty] | UST Currently In Use: 0; UST Temp Close: 0; AST Currently In Use: 0; AST Temp Closed: 0 | 0 | 0 | 3 | 14361-073-003352 | AIRCO
28040 | Permanently Closed | 1992-08-20 | 1976-01-01 | 1992-08-20 | Petroleum | Unleaded gasoline | Unleaded gasoline |  | Steel | Steel |  |  | Steel |  | 1901-01-01 | [15 empty] | UST Currently In Use: 0; UST Temp Close: 0; AST Currently In Use: 0; AST Temp Closed: 0 | 0 | 0 | 3 | 14361-073-003352 | AIRCO
28041 | Permanently Closed | 1975-04-01 01:00 | 1976-01-01 |  | Petroleum | Other, PROPYLENE | Other |  | Steel | Steel |  |  | Steel |  | 1901-01-01 | [15 empty] | UST Currently In Use: 0; UST Temp Close: 0; AST Currently In Use: 0; AST Temp Closed: 0 | 0 | 0 | 3 | 14361-073-003352 | AIRCO
28042 | Permanently Closed | 1990-10-15 | 1969-01-01 | 1990-10-15 | Petroleum | Unleaded gasoline | Unleaded gasoline |  | Steel | Steel |  |  | Steel |  | 1901-01-01 | [15 empty] | UST Currently In Use: 0; UST Temp Close: 0; AST Currently In Use: 0; AST Temp Closed: 0 | 0 | 0 | 1 | 14361-089-003354 | AIRCO
28043 | Permanently Closed | 1989-11-01 | 1980-01-01 | 1989-11-29 | Petroleum | On road diesel | On road diesel |  | Steel | Steel |  | Painted or None | Steel |  | 1901-01-01 | [15 empty] | UST Currently In Use: 0; UST Temp Close: 0; AST Currently In Use: 1; AST Temp Closed: 0 | 0 | 0 | 1 | 14364-089-008105 | SEQUATCHIE CONCRETE SERVICE
28044 | Permanently Closed | 1982-01-01 | 1969-01-01 | 1989-08-01 | Petroleum | On road diesel | On road diesel |  | Steel | Steel |  |  |  |  | 1901-01-01 | [15 empty] | UST Currently In Use: 0; UST Temp Close: 0; AST Currently In Use: 0; AST Temp Closed: 0 | 0 | 0 | 1 | 14365-055-000967 | SEQUATCHIE HANDLE WORKS
28046 | Permanently Closed | 1901-01-01 | 1976-01-01 | 1987-01-01 | Petroleum | Unleaded gasoline | Unleaded gasoline |  | Steel | Steel |  | Painted or None | Steel |  | 1901-01-01 | [15 empty] | UST Currently In Use: 0; UST Temp Close: 0; AST Currently In Use: 0; AST Temp Closed: 0 | 0 | 0 | 3 | 14370-009-010938 | SERVICE OIL PRODUCTS INC C/O VINES
28047 | Permanently Closed | 1901-01-01 | 1976-01-01 | 1987-01-01 | Petroleum | Unleaded gasoline | Unleaded gasoline |  | Steel | Steel |  | Painted or None | Steel |  | 1901-01-01 | [15 empty] | UST Currently In Use: 0; UST Temp Close: 0; AST Currently In Use: 0; AST Temp Closed: 0 | 0 | 0 | 3 | 14370-009-010938 | SERVICE OIL PRODUCTS INC C/O VINES
28048 | Permanently Closed | 1901-01-01 | 1976-01-01 | 1988-12-31 | Petroleum | Unleaded gasoline | Unleaded gasoline |  | Steel | Steel |  | Painted or None | Steel |  | 1901-01-01 | [15 empty] | UST Currently In Use: 0; UST Temp Close: 0; AST Currently In Use: 0; AST Temp Closed: 0 | 0 | 0 | 3 | 14370-009-010938 | SERVICE OIL PRODUCTS INC C/O VINES
28049 | Permanently Closed | 1988-11-01 | 1982-01-01 | 1988-11-01 | Petroleum | On road diesel | On road diesel |  | Steel | Steel |  | Painted or None | Steel |  | 1901-01-01 | [15 empty] | UST Currently In Use: 0; UST Temp Close: 0; AST Currently In Use: 0; AST Temp Closed: 0 | 0 | 0 | 1 | 14370-043-005481 | SERVICE OIL PRODUCTS INC C/O VINES
28050 | Permanently Closed | 1988-11-01 | 1974-01-01 | 1988-11-01 | Petroleum | Unleaded gasoline | Unleaded gasoline |  | Steel | Steel |  | Painted or None | Steel |  | 1901-01-01 | [15 empty] | UST Currently In Use: 0; UST Temp Close: 0; AST Currently In Use: 0; AST Temp Closed: 0 | 0 | 0 | 2 | 14370-043-005482 | SERVICE OIL PRODUCTS INC C/O VINES
28051 | Permanently Closed | 1988-11-01 | 1974-01-01 | 1988-11-01 | Petroleum | Unleaded gasoline | Unleaded gasoline |  | Steel | Steel |  | Painted or None | Steel |  | 1901-01-01 | [15 empty] | UST Currently In Use: 0; UST Temp Close: 0; AST Currently In Use: 0; AST Temp Closed: 0 | 0 | 0 | 2 | 14370-043-005482 | SERVICE OIL PRODUCTS INC C/O VINES
28052 | Permanently Closed | 2000-01-07 | 1976-01-01 | 2000-06-21 | Petroleum | Unleaded gasoline | Unleaded gasoline |  | Steel | Steel |  | Painted or None | Steel |  | 1901-01-01 | [15 empty] | UST Currently In Use: 0; UST Temp Close: 0; AST Currently In Use: 0; AST Temp Closed: 0 | 0 | 0 | 1 | 17284-043-005483 | CULLMAN FARMERS COOP
28053 |  | 1999-12-03 | 1979-01-01 |  | Petroleum | Unleaded gasoline | Unleaded gasoline |  | Steel | Steel |  | Painted or None | Steel |  | 1901-01-01 | [15 empty] | UST Currently In Use: 0; UST Temp Close: 0; AST Currently In Use: 0; AST Temp Closed: 0 | 0 | 0 | 0 | 14370-043-010936 | SERVICE OIL PRODUCTS INC C/O VINES
28054 |  | 1999-12-03 | 1974-01-01 |  | Petroleum | Unleaded gasoline | Unleaded gasoline |  | Steel | Steel |  | Painted or None | Steel |  | 1901-01-01 | [15 empty] | UST Currently In Use: 0; UST Temp Close: 0; AST Currently In Use: 0; AST Temp Closed: 0 | 0 | 0 | 0 | 14370-043-010936 | SERVICE OIL PRODUCTS INC C/O VINES
28055 | Cannot Locate or abandoned |  | 1983-01-01 |  | Petroleum | Unleaded gasoline | Unleaded gasoline |  | Steel | Steel |  | Painted or None | Steel |  | 1901-01-01 | [15 empty] | UST Currently In Use: 0; UST Temp Close: 0; AST Currently In Use: 0; AST Temp Closed: 0 | 0 | 0 | 0 | 14370-043-010937 | SERVICE OIL PRODUCTS INC C/O VINES
28056 | Cannot Locate or abandoned |  | 1983-01-01 |  | Petroleum | On road diesel | On road diesel |  | Steel | Steel |  | Painted or None | Steel |  | 1901-01-01 | [15 empty] | UST Currently In Use: 0; UST Temp Close: 0; AST Currently In Use: 0; AST Temp Closed: 0 | 0 | 0 | 0 | 14370-043-010937 | SERVICE OIL PRODUCTS INC C/O VINES
28061 | Permanently Closed | 1997-09-16 | 1973-01-01 | 1997-09-16 | Petroleum | On road diesel | On road diesel |  | Steel | Steel |  | Painted or None | Steel |  | 1901-01-01 | [6 empty] | Statistical Inventory Reconciliation (SIR) | [8 empty] | UST Currently In Use: 0; UST Temp Close: 0; AST Currently In Use: 3; AST Temp Closed: 0 | 0 | 0 | 5 | 14372-129-004744 | CHATOM CITGO
28062 | Permanently Closed | 1995-10-13 | 1973-01-01 | 1997-10-13 | Petroleum | On road diesel | On road diesel |  | Steel | Steel |  | Painted or None | Steel |  | 1901-01-01 | [6 empty] | Statistical Inventory Reconciliation (SIR) | [8 empty] | UST Currently In Use: 0; UST Temp Close: 0; AST Currently In Use: 3; AST Temp Closed: 0 | 0 | 0 | 5 | 14372-129-004744 | CHATOM CITGO
28063 | Permanently Closed | 1995-10-13 | 1973-01-01 | 1997-10-13 | Petroleum | Unleaded gasoline | Unleaded gasoline |  | Steel | Steel |  | Painted or None | Steel |  | 1901-01-01 | [6 empty] | Statistical Inventory Reconciliation (SIR) | [8 empty] | UST Currently In Use: 0; UST Temp Close: 0; AST Currently In Use: 3; AST Temp Closed: 0 | 0 | 0 | 5 | 14372-129-004744 | CHATOM CITGO
28064 | Permanently Closed | 1989-01-01 | 1973-01-01 | 1990-01-01 | Petroleum | Unleaded gasoline | Unleaded gasoline |  | Steel | Steel |  | Painted or None | Steel |  | 1901-01-01 | [15 empty] | UST Currently In Use: 0; UST Temp Close: 0; AST Currently In Use: 3; AST Temp Closed: 0 | 0 | 0 | 5 | 14372-129-004744 | CHATOM CITGO
28065 | Permanently Closed | 1995-10-13 | 1973-01-01 | 1997-10-13 | Petroleum | Unleaded gasoline | Unleaded gasoline |  | Steel | Steel |  | Painted or None | Steel |  | 1901-01-01 | [6 empty] | Statistical Inventory Reconciliation (SIR) | [8 empty] | UST Currently In Use: 0; UST Temp Close: 0; AST Currently In Use: 3; AST Temp Closed: 0 | 0 | 0 | 5 | 14372-129-004744 | CHATOM CITGO
28066 | Permanently Closed | 1901-01-01 | 1969-01-01 | 1988-03-18 | Petroleum | Unleaded gasoline | Unleaded gasoline |  | Steel | Steel |  | Painted or None | Steel |  | 1901-01-01 | [15 empty] | UST Currently In Use: 0; UST Temp Close: 0; AST Currently In Use: 0; AST Temp Closed: 0 | 0 | 0 | 1 | 14373-097-001399 | SERVISCO
28067 | Permanently Closed | 1991-03-15 | 1961-01-01 | 1991-03-15 | Petroleum | Unleaded gasoline | Unleaded gasoline |  | Steel | Steel |  |  |  |  | 1901-01-01 | [15 empty] | UST Currently In Use: 0; UST Temp Close: 0; AST Currently In Use: 0; AST Temp Closed: 0 | 0 | 0 | 1 | 14374-031-009403 | SESSIONS CO INC OIL MILL DIVISION
28068 | Permanently Closed | 1991-12-08 | 1971-01-01 | 1991-12-08 | Petroleum | On road diesel | On road diesel |  | Steel | Steel |  | Painted or None | Steel |  | 1901-01-01 | [15 empty] | UST Currently In Use: 0; UST Temp Close: 0; AST Currently In Use: 0; AST Temp Closed: 0 | 0 | 0 | 3 | 14375-131-010178 | SESSIONS CONTRACTOR
28069 | Permanently Closed | 1991-12-08 | 1971-01-01 | 1991-12-08 | Petroleum | On road diesel | On road diesel |  | Steel | Steel |  | Painted or None | Steel |  | 1901-01-01 | [15 empty] | UST Currently In Use: 0; UST Temp Close: 0; AST Currently In Use: 0; AST Temp Closed: 0 | 0 | 0 | 3 | 14375-131-010178 | SESSIONS CONTRACTOR
28070 | Permanently Closed | 1991-12-08 | 1982-01-01 | 1991-12-08 | Petroleum | Unleaded gasoline | Unleaded gasoline |  | Steel | Steel |  | Painted or None | Steel |  | 1901-01-01 | [15 empty] | UST Currently In Use: 0; UST Temp Close: 0; AST Currently In Use: 0; AST Temp Closed: 0 | 0 | 0 | 3 | 14375-131-010178 | SESSIONS CONTRACTOR
28071 | Permanently Closed | 1998-07-23 | 1976-01-01 | 1998-07-23 | Petroleum | Unleaded gasoline | Unleaded gasoline |  | Steel | Steel |  | Painted or None | Steel |  | 1901-01-01 | [15 empty] | UST Currently In Use: 0; UST Temp Close: 0; AST Currently In Use: 0; AST Temp Closed: 0 | 0 | 0 | 3 | 14376-013-010161 | SESSIONS PULP WOOD
28072 | Permanently Closed | 1998-07-23 | 1976-01-01 | 1998-07-23 | Petroleum | Unleaded gasoline | Unleaded gasoline |  | Steel | Steel |  | Painted or None | Steel |  | 1901-01-01 | [15 empty] | UST Currently In Use: 0; UST Temp Close: 0; AST Currently In Use: 0; AST Temp Closed: 0 | 0 | 0 | 3 | 14376-013-010161 | SESSIONS PULP WOOD
28073 | Permanently Closed | 1998-07-23 | 1976-01-01 | 1998-07-23 | Petroleum | On road diesel | On road diesel |  | Steel | Steel |  | Painted or None | Steel |  | 1901-01-01 | [15 empty] | UST Currently In Use: 0; UST Temp Close: 0; AST Currently In Use: 0; AST Temp Closed: 0 | 0 | 0 | 3 | 14376-013-010161 | SESSIONS PULP WOOD
28074 | Permanently Closed | 1983-09-01 | 1966-01-01 | 1988-12-16 | Petroleum | Other, X | Other |  | Steel | Steel |  |  |  |  | 1901-01-01 | [15 empty] | UST Currently In Use: 0; UST Temp Close: 0; AST Currently In Use: 0; AST Temp Closed: 0 | 0 | 0 | 2 | 14377-089-013005 | SHANNON BROTHERS PROPERTIES
28075 | Permanently Closed | 1983-09-01 | 1966-01-01 | 1988-12-16 | Petroleum | Other, X | Other |  | Steel | Steel |  |  |  |  | 1901-01-01 | [15 empty] | UST Currently In Use: 0; UST Temp Close: 0; AST Currently In Use: 0; AST Temp Closed: 0 | 0 | 0 | 2 | 14377-089-013005 | SHANNON BROTHERS PROPERTIES
28076 | Permanently Closed | 2002-01-30 | 1976-01-01 | 2002-01-30 | Petroleum | Unleaded gasoline | Unleaded gasoline | Industrial | Steel | Steel |  | Painted or None | Fiberglass reinforced plastic |  | 1901-01-01 |  | Catchment Basin, Single walled catchment basin | [13 empty] | UST Currently In Use: 0; UST Temp Close: 0; AST Currently In Use: 0; AST Temp Closed: 0 | 0 | 0 | 1 | 14378-089-010291 | SHANNON BROTHERS TILE INC
28077 | Permanently Closed | 1998-02-26 | 1978-01-01 | 1998-02-26 | Petroleum | On road diesel | On road diesel |  | Steel | Steel |  | Painted or None | Steel |  | 1901-01-01 | [15 empty] | UST Currently In Use: 0; UST Temp Close: 0; AST Currently In Use: 0; AST Temp Closed: 0 | 0 | 0 | 2 | 14379-081-002491 | ARGOS READY MIX LLC
28078 | Permanently Closed | 1994-04-15 | 1978-01-01 | 1994-04-15 | Petroleum | Unleaded gasoline | Unleaded gasoline | Retail | Steel | Steel |  | Painted or None | Steel |  | 1901-01-01 | [15 empty] | UST Currently In Use: 0; UST Temp Close: 0; AST Currently In Use: 0; AST Temp Closed: 0 | 0 | 0 | 3 | 14379-087-004220 | ARGOS READY MIX LLC
28079 | Permanently Closed | 1989-09-20 | 1963-01-01 | 1989-09-20 | Petroleum | Unleaded gasoline | Unleaded gasoline |  | Steel | Steel |  | Painted or None | Steel |  | 1901-01-01 | [15 empty] | UST Currently In Use: 0; UST Temp Close: 0; AST Currently In Use: 0; AST Temp Closed: 0 | 0 | 0 | 3 | 14379-087-004220 | ARGOS READY MIX LLC
28080 | Permanently Closed | 1989-09-20 | 1963-01-01 | 1989-09-20 | Petroleum | On road diesel | On road diesel |  | Steel | Steel |  | Painted or None | Steel |  | 1901-01-01 | [15 empty] | UST Currently In Use: 0; UST Temp Close: 0; AST Currently In Use: 0; AST Temp Closed: 0 | 0 | 0 | 3 | 14379-087-004220 | ARGOS READY MIX LLC
28081 | Permanently Closed | 1991-06-07 | 1974-01-01 | 1991-06-07 | Petroleum | Unleaded gasoline | Unleaded gasoline |  | Fiberglass reinforced plastic | Fiberglass reinforced plastic |  |  | Steel |  | 1901-01-01 | [15 empty] | UST Currently In Use: 0; UST Temp Close: 0; AST Currently In Use: 0; AST Temp Closed: 0 | 0 | 0 | 7 | 14381-101-006879 | SHARPE AUTOMOTIVE SERVICE
28082 | Permanently Closed | 1991-06-07 | 1966-01-01 | 1991-06-07 | Petroleum | Unleaded gasoline | Unleaded gasoline |  | Steel | Steel |  |  | Steel |  | 1901-01-01 | [15 empty] | UST Currently In Use: 0; UST Temp Close: 0; AST Currently In Use: 0; AST Temp Closed: 0 | 0 | 0 | 7 | 14381-101-006879 | SHARPE AUTOMOTIVE SERVICE
28083 | Permanently Closed | 1991-06-07 | 1966-01-01 | 1991-06-07 | Petroleum | Unleaded gasoline | Unleaded gasoline |  | Steel | Steel |  |  | Steel |  | 1901-01-01 | [15 empty] | UST Currently In Use: 0; UST Temp Close: 0; AST Currently In Use: 0; AST Temp Closed: 0 | 0 | 0 | 7 | 14381-101-006879 | SHARPE AUTOMOTIVE SERVICE
28084 | Permanently Closed | 1991-06-07 | 1966-01-01 | 1991-06-07 | Petroleum | Unleaded gasoline | Unleaded gasoline |  | Steel | Steel |  |  | Steel |  | 1901-01-01 | [15 empty] | UST Currently In Use: 0; UST Temp Close: 0; AST Currently In Use: 0; AST Temp Closed: 0 | 0 | 0 | 7 | 14381-101-006879 | SHARPE AUTOMOTIVE SERVICE
28085 | Permanently Closed | 1991-06-07 | 1974-01-01 | 1991-06-07 | Petroleum | Unleaded gasoline | Unleaded gasoline |  | Fiberglass reinforced plastic | Fiberglass reinforced plastic |  |  | Steel |  | 1901-01-01 | [15 empty] | UST Currently In Use: 0; UST Temp Close: 0; AST Currently In Use: 0; AST Temp Closed: 0 | 0 | 0 | 7 | 14381-101-006879 | SHARPE AUTOMOTIVE SERVICE
28086 | Permanently Closed | 1984-12-01 | 1974-01-01 |  | Petroleum | On road diesel | On road diesel |  | Steel | Steel |  | Painted or None | Steel |  | 1901-01-01 | [15 empty] | UST Currently In Use: 0; UST Temp Close: 0; AST Currently In Use: 0; AST Temp Closed: 0 | 0 | 0 | 7 | 14381-101-006879 | SHARPE AUTOMOTIVE SERVICE
28087 | Permanently Closed | 1998-11-17 | 1966-01-01 | 1998-11-17 | Petroleum | Used oil | Used oil |  | Steel | Steel |  | Painted or None | Steel |  | 1901-01-01 |  | Other, EXEMPT | Other, EXEMPT | Other | [11 empty] | UST Currently In Use: 0; UST Temp Close: 0; AST Currently In Use: 0; AST Temp Closed: 0 | 0 | 0 | 7 | 14381-101-006879 | SHARPE AUTOMOTIVE SERVICE
28088 | Permanently Closed |  | 1984-08-26 | 2023-03-22 | Petroleum | Unleaded gasoline | Unleaded gasoline | Retail | Steel | Steel | Field installed cathodic protection |  | Steel |  |  | Field installed cathodic protection | Catchment Basin, Single walled catchment basin | Automatic shutoff device At 95% full | Automatic shutoff device At 95% full |  |  | Statistical Inventory Reconciliation (SIR) | [8 empty] | UST Currently In Use: 0; UST Temp Close: 0; AST Currently In Use: 0; AST Temp Closed: 0 | 0 | 0 | 2 | 22697-125-011330 | CHARLES SMITH
28089 | Permanently Closed |  | 1984-08-26 | 2023-03-22 | Petroleum | On road diesel | On road diesel | Retail | Steel | Steel | Field installed cathodic protection |  | Steel |  |  | Field installed cathodic protection | Catchment Basin, Single walled catchment basin | Automatic shutoff device At 95% full | Automatic shutoff device At 95% full |  |  | Statistical Inventory Reconciliation (SIR) | [8 empty] | UST Currently In Use: 0; UST Temp Close: 0; AST Currently In Use: 0; AST Temp Closed: 0 | 0 | 0 | 2 | 22697-125-011330 | CHARLES SMITH
28090 | Permanently Closed | 1988-07-02 | 1969-01-01 | 1988-07-02 | Petroleum | On road diesel | On road diesel |  | Steel | Steel |  | Painted or None | Steel |  | 1901-01-01 | [15 empty] | UST Currently In Use: 0; UST Temp Close: 0; AST Currently In Use: 0; AST Temp Closed: 0 | 0 | 0 | 3 | 14383-073-000663 | SHARRON MOTOR LINES INC
28091 | Permanently Closed | 1988-07-02 | 1969-01-01 | 1988-07-02 | Petroleum | On road diesel | On road diesel |  | Steel | Steel |  | Painted or None | Steel |  | 1901-01-01 | [15 empty] | UST Currently In Use: 0; UST Temp Close: 0; AST Currently In Use: 0; AST Temp Closed: 0 | 0 | 0 | 3 | 14383-073-000663 | SHARRON MOTOR LINES INC
28092 | Permanently Closed | 1988-07-02 | 1971-01-01 | 1988-07-02 | Petroleum | Unleaded gasoline | Unleaded gasoline |  | Steel | Steel |  | Painted or None | Steel |  | 1901-01-01 | [15 empty] | UST Currently In Use: 0; UST Temp Close: 0; AST Currently In Use: 0; AST Temp Closed: 0 | 0 | 0 | 3 | 14383-073-000663 | SHARRON MOTOR LINES INC
28093 | Permanently Closed | 1989-10-01 | 1978-01-01 | 1989-10-01 | Petroleum | Used oil | Used oil |  | Steel | Steel |  | Painted or None | Other, COAT STEEL |  | 1901-01-01 | [15 empty] | UST Currently In Use: 0; UST Temp Close: 0; AST Currently In Use: 0; AST Temp Closed: 0 | 0 | 0 | 1 | 14384-049-007792 | SHAW INDUSTRIES INC
28095 | Permanently Closed | 1991-01-25 | 1964-01-01 | 1991-01-25 | Petroleum | Unleaded gasoline | Unleaded gasoline |  | Steel | Steel |  | Painted or None | Steel |  | 1901-01-01 | [15 empty] | UST Currently In Use: 0; UST Temp Close: 0; AST Currently In Use: 0; AST Temp Closed: 0 | 0 | 0 | 3 | 14384-071-007793 | SHAW INDUSTRIES INC
28096 | Permanently Closed | 1991-01-25 | 1975-01-01 | 1991-01-25 | Petroleum | Other, FINISHLUBE | Other |  | Steel | Steel |  | Painted or None | Steel |  | 1901-01-01 | [15 empty] | UST Currently In Use: 0; UST Temp Close: 0; AST Currently In Use: 0; AST Temp Closed: 0 | 0 | 0 | 3 | 14384-071-007793 | SHAW INDUSTRIES INC
28097 | Permanently Closed | 1991-01-25 | 1973-01-01 | 1991-01-25 | Petroleum | Unleaded gasoline | Unleaded gasoline |  | Steel | Steel |  | Painted or None | Steel |  | 1901-01-01 | [15 empty] | UST Currently In Use: 0; UST Temp Close: 0; AST Currently In Use: 0; AST Temp Closed: 0 | 0 | 0 | 3 | 14384-071-007793 | SHAW INDUSTRIES INC
28098 | Cannot Locate or abandoned | 1999-06-21 | 1977-01-01 |  | Petroleum | Unleaded gasoline | Unleaded gasoline |  | Steel | Steel |  | Painted or None | Steel |  | 1901-01-01 | [15 empty] | UST Currently In Use: 0; UST Temp Close: 0; AST Currently In Use: 0; AST Temp Closed: 0 | 0 | 0 | 0 | 14387-005-005172 | SHEFFIELD OIL CO INC DOTHAN
28099 | Cannot Locate or abandoned | 1999-06-21 | 1977-01-01 |  | Petroleum | Unleaded gasoline | Unleaded gasoline |  | Steel | Steel |  | Painted or None | Steel |  | 1901-01-01 | [15 empty] | UST Currently In Use: 0; UST Temp Close: 0; AST Currently In Use: 0; AST Temp Closed: 0 | 0 | 0 | 0 | 14387-005-005172 | SHEFFIELD OIL CO INC DOTHAN
28100 | Cannot Locate or abandoned | 1999-06-21 | 1977-01-01 |  | Petroleum | On road diesel | On road diesel |  | Steel | Steel |  | Painted or None | Steel |  | 1901-01-01 | [15 empty] | UST Currently In Use: 0; UST Temp Close: 0; AST Currently In Use: 0; AST Temp Closed: 0 | 0 | 0 | 0 | 14387-005-005172 | SHEFFIELD OIL CO INC DOTHAN
28101 | Permanently Closed | 1998-12-21 | 1981-01-01 | 2005-06-09 | Petroleum | Unleaded gasoline | Unleaded gasoline |  | Steel | Steel |  | Painted or None | Steel |  | 1901-01-01 | [15 empty] | UST Currently In Use: 0; UST Temp Close: 0; AST Currently In Use: 0; AST Temp Closed: 0 | 0 | 0 | 3 | 14387-005-006285 | SHEFFIELD OIL CO INC DOTHAN
28102 | Permanently Closed | 1998-12-21 | 1981-01-01 | 2005-06-09 | Petroleum | Unleaded gasoline | Unleaded gasoline |  | Steel | Steel |  | Painted or None | Steel |  | 1901-01-01 | [15 empty] | UST Currently In Use: 0; UST Temp Close: 0; AST Currently In Use: 0; AST Temp Closed: 0 | 0 | 0 | 3 | 14387-005-006285 | SHEFFIELD OIL CO INC DOTHAN
28103 | Permanently Closed | 1998-12-21 | 1981-01-01 | 2005-06-09 | Petroleum | Unleaded gasoline | Unleaded gasoline |  | Steel | Steel |  | Painted or None | Steel |  | 1901-01-01 | [15 empty] | UST Currently In Use: 0; UST Temp Close: 0; AST Currently In Use: 0; AST Temp Closed: 0 | 0 | 0 | 3 | 14387-005-006285 | SHEFFIELD OIL CO INC DOTHAN
28104 | Permanently Closed | 2010-11-30 | 1976-01-01 | 2010-11-30 | Petroleum | Unleaded gasoline | Unleaded gasoline | Retail | Steel | Steel | Field installed cathodic protection |  | Steel |  |  | Field installed cathodic protection | Catchment Basin, Single walled catchment basin | Automatic shutoff device At 95% full | Automatic shutoff device At 95% full |  |  | Statistical Inventory Reconciliation (SIR) | [8 empty] | UST Currently In Use: 2; UST Temp Close: 0; AST Currently In Use: 0; AST Temp Closed: 0 | 2 | 0 | 4 | 22888-005-011429 | PREM PROPERTIES LLC
28105 | Permanently Closed | 2010-11-30 | 1976-01-01 | 2010-11-30 | Petroleum | Mid-grade gasoline | Mid-grade gasoline | Retail | Steel | Steel | Field installed cathodic protection |  | Steel |  |  | Field installed cathodic protection | Catchment Basin, Single walled catchment basin | Automatic shutoff device At 95% full | Automatic shutoff device At 95% full |  |  | Statistical Inventory Reconciliation (SIR) | [8 empty] | UST Currently In Use: 2; UST Temp Close: 0; AST Currently In Use: 0; AST Temp Closed: 0 | 2 | 0 | 4 | 22888-005-011429 | PREM PROPERTIES LLC
28106 | Permanently Closed | 2010-11-30 | 1976-01-01 | 2010-11-30 | Petroleum | Premium gasoline | Premium gasoline | Retail | Steel | Steel | Field installed cathodic protection |  | Steel |  |  | Field installed cathodic protection | Catchment Basin, Single walled catchment basin | Automatic shutoff device At 95% full | Automatic shutoff device At 95% full |  |  | Statistical Inventory Reconciliation (SIR) | [8 empty] | UST Currently In Use: 2; UST Temp Close: 0; AST Currently In Use: 0; AST Temp Closed: 0 | 2 | 0 | 4 | 22888-005-011429 | PREM PROPERTIES LLC
28107 | Permanently Closed | 2010-11-30 | 1988-01-01 | 2010-11-30 | Petroleum | On road diesel | On road diesel | Retail | Steel | Steel | Coated & cathodic protection (sti-P3), Field installed cathodic protection |  | Steel |  |  | Field installed cathodic protection | Catchment Basin, Single walled catchment basin | Automatic shutoff device At 95% full | Automatic shutoff device At 95% full |  |  | Statistical Inventory Reconciliation (SIR) | [8 empty] | UST Currently In Use: 2; UST Temp Close: 0; AST Currently In Use: 0; AST Temp Closed: 0 | 2 | 0 | 4 | 22888-005-011429 | PREM PROPERTIES LLC
28108 | Currently in Use |  | 1988-03-14 |  | Petroleum | Unleaded gasoline | Unleaded gasoline | Retail | Steel | Steel | Coated & cathodic protection (sti-P3) |  | Fiberglass reinforced plastic |  |  |  | Catchment Basin, Single walled catchment basin | Automatic shutoff device At 95% full | Automatic shutoff device At 95% full |  |  | Continuous Automatic Tank Gauge |  | Automatic flow restrictor (MLLD) | Automatic flow restrictor (MLLD) |  |  | Annual line testing | Annual line testing |  | UST Currently In Use: 3; UST Temp Close: 0; AST Currently In Use: 0; AST Temp Closed: 0 | 3 | 0 | 0 | 22905-005-013240 | SAMA INC. DBA DEPOT FOOD STORE
28109 | Currently in Use |  | 1988-03-14 |  | Petroleum | Premium gasoline | Premium gasoline | Retail | Steel | Steel | Coated & cathodic protection (sti-P3) |  | Fiberglass reinforced plastic |  |  |  | Catchment Basin, Single walled catchment basin | Automatic shutoff device At 95% full | Automatic shutoff device At 95% full |  |  | Continuous Automatic Tank Gauge |  | Automatic flow restrictor (MLLD) | Automatic flow restrictor (MLLD) |  |  | Annual line testing | Annual line testing |  | UST Currently In Use: 3; UST Temp Close: 0; AST Currently In Use: 0; AST Temp Closed: 0 | 3 | 0 | 0 | 22905-005-013240 | SAMA INC. DBA DEPOT FOOD STORE
28110 | Currently in Use |  | 1988-03-14 |  | Petroleum | On road diesel | On road diesel | Retail | Steel | Steel | Coated & cathodic protection (sti-P3) |  | Fiberglass reinforced plastic |  |  |  | Catchment Basin, Single walled catchment basin | Automatic shutoff device At 95% full | Automatic shutoff device At 95% full |  |  | Continuous Automatic Tank Gauge |  | Automatic flow restrictor (MLLD) | Automatic flow restrictor (MLLD) |  |  | Annual line testing | Annual line testing |  | UST Currently In Use: 3; UST Temp Close: 0; AST Currently In Use: 0; AST Temp Closed: 0 | 3 | 0 | 0 | 22905-005-013240 | SAMA INC. DBA DEPOT FOOD STORE
28111 | Permanently Closed | 1989-01-01 | 1968-01-01 | 1989-01-01 | Petroleum | Unleaded gasoline | Unleaded gasoline |  | Steel | Steel |  |  | Steel |  | 1901-01-01 | [15 empty] | UST Currently In Use: 0; UST Temp Close: 0; AST Currently In Use: 0; AST Temp Closed: 0 | 0 | 0 | 4 | 14387-031-005169 | SHEFFIELD OIL CO INC DOTHAN
28112 | Permanently Closed | 1989-01-01 | 1968-01-01 | 1989-01-01 | Petroleum | Unleaded gasoline | Unleaded gasoline |  | Steel | Steel |  |  | Steel |  | 1901-01-01 | [15 empty] | UST Currently In Use: 0; UST Temp Close: 0; AST Currently In Use: 0; AST Temp Closed: 0 | 0 | 0 | 4 | 14387-031-005169 | SHEFFIELD OIL CO INC DOTHAN
28113 | Permanently Closed | 1989-01-01 | 1968-01-01 | 1989-01-01 | Petroleum | Unleaded gasoline | Unleaded gasoline |  | Steel | Steel |  |  | Steel |  | 1901-01-01 | [15 empty] | UST Currently In Use: 0; UST Temp Close: 0; AST Currently In Use: 0; AST Temp Closed: 0 | 0 | 0 | 4 | 14387-031-005169 | SHEFFIELD OIL CO INC DOTHAN
28114 | Permanently Closed | 1989-01-01 | 1988-01-01 | 1989-01-01 | Petroleum | Unleaded gasoline | Unleaded gasoline |  | Steel | Steel | Coated & cathodic protection (sti-P3) |  | Steel |  | 1901-01-01 | Field installed cathodic protection | [14 empty] | UST Currently In Use: 0; UST Temp Close: 0; AST Currently In Use: 0; AST Temp Closed: 0 | 0 | 0 | 4 | 14387-031-005169 | SHEFFIELD OIL CO INC DOTHAN
28115 | Cannot Locate or abandoned |  | 1963-01-01 |  | Petroleum | Unleaded gasoline | Unleaded gasoline |  | Steel | Steel |  | Painted or None | Steel |  | 1901-01-01 | [15 empty] | UST Currently In Use: 0; UST Temp Close: 0; AST Currently In Use: 0; AST Temp Closed: 0 | 0 | 0 | 0 | 14387-045-005164 | SHEFFIELD OIL CO INC DOTHAN
28116 | Cannot Locate or abandoned |  | 1963-01-01 |  | Petroleum | Unleaded gasoline | Unleaded gasoline |  | Steel | Steel |  | Painted or None | Steel |  | 1901-01-01 | [15 empty] | UST Currently In Use: 0; UST Temp Close: 0; AST Currently In Use: 0; AST Temp Closed: 0 | 0 | 0 | 0 | 14387-045-005164 | SHEFFIELD OIL CO INC DOTHAN
28117 | Cannot Locate or abandoned |  | 1963-01-01 |  | Petroleum | Unleaded gasoline | Unleaded gasoline |  | Steel | Steel |  | Painted or None | Steel |  | 1901-01-01 | [15 empty] | UST Currently In Use: 0; UST Temp Close: 0; AST Currently In Use: 0; AST Temp Closed: 0 | 0 | 0 | 0 | 14387-045-005164 | SHEFFIELD OIL CO INC DOTHAN
28118 | Cannot Locate or abandoned |  | 1978-01-01 |  | Petroleum | On road diesel | On road diesel |  | Steel | Steel |  | Painted or None | Steel |  | 1901-01-01 | [15 empty] | UST Currently In Use: 0; UST Temp Close: 0; AST Currently In Use: 0; AST Temp Closed: 0 | 0 | 0 | 0 | 14387-045-005164 | SHEFFIELD OIL CO INC DOTHAN
28119 | Cannot Locate or abandoned | 1993-04-01 | 1968-01-01 |  | Petroleum | Unleaded gasoline | Unleaded gasoline |  | Steel | Steel |  | Painted or None | Steel |  | 1901-01-01 | [15 empty] | UST Currently In Use: 0; UST Temp Close: 0; AST Currently In Use: 0; AST Temp Closed: 0 | 0 | 0 | 0 | 14387-045-005165 | SHEFFIELD OIL CO INC DOTHAN
28120 | Cannot Locate or abandoned | 1993-04-01 | 1968-01-01 |  | Petroleum | Unleaded gasoline | Unleaded gasoline |  | Steel | Steel |  | Painted or None | Steel |  | 1901-01-01 | [15 empty] | UST Currently In Use: 0; UST Temp Close: 0; AST Currently In Use: 0; AST Temp Closed: 0 | 0 | 0 | 0 | 14387-045-005165 | SHEFFIELD OIL CO INC DOTHAN
28121 |  |  | 1976-01-01 |  | Petroleum | Unleaded gasoline | Unleaded gasoline |  | Steel | Steel |  | Painted or None | Steel |  | 1901-01-01 | [15 empty] | UST Currently In Use: 0; UST Temp Close: 0; AST Currently In Use: 0; AST Temp Closed: 0 | 0 | 0 | 0 | 14387-045-005173 | SHEFFIELD OIL CO INC DOTHAN
28122 |  |  | 1976-01-01 |  | Petroleum | Unleaded gasoline | Unleaded gasoline |  | Steel | Steel |  | Painted or None | Steel |  | 1901-01-01 | [15 empty] | UST Currently In Use: 0; UST Temp Close: 0; AST Currently In Use: 0; AST Temp Closed: 0 | 0 | 0 | 0 | 14387-045-005173 | SHEFFIELD OIL CO INC DOTHAN
28123 |  |  | 1976-01-01 |  | Petroleum | Unleaded gasoline | Unleaded gasoline |  | Steel | Steel |  | Painted or None | Steel |  | 1901-01-01 | [15 empty] | UST Currently In Use: 0; UST Temp Close: 0; AST Currently In Use: 0; AST Temp Closed: 0 | 0 | 0 | 0 | 14387-045-005173 | SHEFFIELD OIL CO INC DOTHAN
28124 | Cannot Locate or abandoned |  | 1963-01-01 |  | Petroleum | Unleaded gasoline | Unleaded gasoline |  | Steel | Steel |  | Painted or None | Steel |  | 1901-01-01 | [15 empty] | UST Currently In Use: 0; UST Temp Close: 0; AST Currently In Use: 0; AST Temp Closed: 0 | 0 | 0 | 0 | 14387-045-005174 | SHEFFIELD OIL CO INC DOTHAN
28125 | Cannot Locate or abandoned |  | 1963-01-01 |  | Petroleum | Unleaded gasoline | Unleaded gasoline |  | Steel | Steel |  | Painted or None | Steel |  | 1901-01-01 | [15 empty] | UST Currently In Use: 0; UST Temp Close: 0; AST Currently In Use: 0; AST Temp Closed: 0 | 0 | 0 | 0 | 14387-045-005174 | SHEFFIELD OIL CO INC DOTHAN
28126 | Cannot Locate or abandoned |  | 1976-01-01 |  | Petroleum | Unleaded gasoline | Unleaded gasoline |  | Steel | Steel |  | Painted or None | Steel |  | 1901-01-01 | [15 empty] | UST Currently In Use: 0; UST Temp Close: 0; AST Currently In Use: 0; AST Temp Closed: 0 | 0 | 0 | 0 | 14387-045-005175 | SHEFFIELD OIL CO INC DOTHAN
28127 | Cannot Locate or abandoned |  | 1976-01-01 |  | Petroleum | Unleaded gasoline | Unleaded gasoline |  | Steel | Steel |  | Painted or None | Steel |  | 1901-01-01 | [15 empty] | UST Currently In Use: 0; UST Temp Close: 0; AST Currently In Use: 0; AST Temp Closed: 0 | 0 | 0 | 0 | 14387-045-005175 | SHEFFIELD OIL CO INC DOTHAN
28128 | Currently in Use |  | 1982-01-01 |  | Petroleum | Unleaded gasoline | Unleaded gasoline | Retail | Steel | Steel | Field installed cathodic protection |  | Steel |  |  | Field installed cathodic protection | Catchment Basin, Single walled catchment basin | Automatic shutoff device At 95% full | Automatic shutoff device At 95% full |  |  | Automatic Tank Gauge |  | Automatic flow restrictor (MLLD) | Automatic flow restrictor (MLLD) |  |  | Annual line testing | Annual line testing |  | UST Currently In Use: 3; UST Temp Close: 0; AST Currently In Use: 0; AST Temp Closed: 0 | 3 | 0 | 0 | 24270-045-005177 | PRANJAL PATEL
28129 | Currently in Use |  | 1982-01-01 |  | Petroleum | On road diesel | On road diesel | Retail | Steel | Steel | Field installed cathodic protection |  | Steel |  |  | Field installed cathodic protection | Catchment Basin, Single walled catchment basin | Automatic shutoff device At 95% full | Automatic shutoff device At 95% full |  |  | Automatic Tank Gauge |  | Automatic flow restrictor (MLLD) | Automatic flow restrictor (MLLD) |  |  | Annual line testing | Annual line testing |  | UST Currently In Use: 3; UST Temp Close: 0; AST Currently In Use: 0; AST Temp Closed: 0 | 3 | 0 | 0 | 24270-045-005177 | PRANJAL PATEL
28130 | Currently in Use |  | 1982-01-01 |  | Petroleum | Premium gasoline | Premium gasoline | Retail | Steel | Steel | Field installed cathodic protection |  | Steel |  |  | Field installed cathodic protection | Catchment Basin, Single walled catchment basin | Automatic shutoff device At 95% full | Automatic shutoff device At 95% full |  |  | Automatic Tank Gauge |  | Automatic flow restrictor (MLLD) | Automatic flow restrictor (MLLD) |  |  | Annual line testing | Annual line testing |  | UST Currently In Use: 3; UST Temp Close: 0; AST Currently In Use: 0; AST Temp Closed: 0 | 3 | 0 | 0 | 24270-045-005177 | PRANJAL PATEL
28131 | Currently in Use |  | 1973-01-01 |  | Petroleum | Unleaded gasoline | Unleaded gasoline | Retail | Steel | Steel | Field installed cathodic protection |  | Steel |  | 1901-01-01 | Field installed cathodic protection | Catchment Basin, Single walled catchment basin | Automatic shutoff device At 95% full | Automatic shutoff device At 95% full |  |  | Automatic Tank Gauge |  | Automatic flow restrictor (MLLD) | Automatic flow restrictor (MLLD) |  |  | Annual line testing | Annual line testing |  | UST Currently In Use: 4; UST Temp Close: 0; AST Currently In Use: 0; AST Temp Closed: 0 | 4 | 0 | 0 | 25492-045-005178 | TRI STAR ENERGY
28132 | Currently in Use |  | 1973-01-01 |  | Petroleum | Unleaded gasoline | Unleaded gasoline | Retail | Steel | Steel | Field installed cathodic protection |  | Steel |  | 1901-01-01 | Field installed cathodic protection | Catchment Basin, Single walled catchment basin | Automatic shutoff device At 95% full | Automatic shutoff device At 95% full |  |  | Automatic Tank Gauge |  | Automatic flow restrictor (MLLD) | Automatic flow restrictor (MLLD) |  |  | Annual line testing | Annual line testing |  | UST Currently In Use: 4; UST Temp Close: 0; AST Currently In Use: 0; AST Temp Closed: 0 | 4 | 0 | 0 | 25492-045-005178 | TRI STAR ENERGY
28133 | Currently in Use |  | 1973-01-01 |  | Petroleum | Premium gasoline | Premium gasoline | Retail | Steel | Steel | Field installed cathodic protection | Painted or None | Steel |  | 1901-01-01 | Field installed cathodic protection | Catchment Basin, Single walled catchment basin | Automatic shutoff device At 95% full | Automatic shutoff device At 95% full |  |  | Automatic Tank Gauge |  | Automatic flow restrictor (MLLD) | Automatic flow restrictor (MLLD) |  |  | Annual line testing | Annual line testing |  | UST Currently In Use: 4; UST Temp Close: 0; AST Currently In Use: 0; AST Temp Closed: 0 | 4 | 0 | 0 | 25492-045-005178 | TRI STAR ENERGY
28134 | Currently in Use |  | 1973-01-01 |  | Petroleum | On road diesel | On road diesel | Retail | Steel | Steel | Field installed cathodic protection | Painted or None | Steel |  | 1901-01-01 | Field installed cathodic protection | Catchment Basin, Single walled catchment basin | Automatic shutoff device At 95% full | Automatic shutoff device At 95% full |  |  | Automatic Tank Gauge |  | Automatic flow restrictor (MLLD) | Automatic flow restrictor (MLLD) |  |  | Annual line testing | Annual line testing |  | UST Currently In Use: 4; UST Temp Close: 0; AST Currently In Use: 0; AST Temp Closed: 0 | 4 | 0 | 0 | 25492-045-005178 | TRI STAR ENERGY
28135 | Currently in Use |  | 1971-01-01 |  | Petroleum | Unleaded gasoline | Unleaded gasoline | Retail | Steel | Steel | Field installed cathodic protection |  | Flexible |  |  |  | Catchment Basin, Single walled catchment basin | Automatic shutoff device At 95% full | Automatic shutoff device At 95% full |  |  | Automatic Tank Gauge |  | Automatic flow restrictor (MLLD), Containment Sump | Containment Sump | Interstitial Monitoring within Secondary Containment |  | Annual line testing | Annual line testing |  | UST Currently In Use: 2; UST Temp Close: 2; AST Currently In Use: 0; AST Temp Closed: 0 | 2 | 2 | 0 | 22887-045-005181 | MERP LLC
28136 | Temporary Closed | 2015-02-23 | 1971-01-01 |  | Petroleum | Mid-grade gasoline | Mid-grade gasoline | Retail | Steel | Steel | Field installed cathodic protection |  | Flexible |  |  |  | Catchment Basin, Single walled catchment basin | Automatic shutoff device At 95% full | Automatic shutoff device At 95% full |  |  | Automatic Tank Gauge |  | Automatic flow restrictor (MLLD), Containment Sump | Containment Sump | Interstitial Monitoring within Secondary Containment |  | Annual line testing | Annual line testing |  | UST Currently In Use: 2; UST Temp Close: 2; AST Currently In Use: 0; AST Temp Closed: 0 | 2 | 2 | 0 | 22887-045-005181 | MERP LLC
28137 | Currently in Use |  | 1978-01-01 |  | Petroleum | Premium gasoline | Premium gasoline | Retail | Steel | Steel | Field installed cathodic protection |  | Flexible |  |  |  | Catchment Basin, Single walled catchment basin | Automatic shutoff device At 95% full | Automatic shutoff device At 95% full |  |  | Automatic Tank Gauge |  | Automatic flow restrictor (MLLD), Containment Sump | Containment Sump | Interstitial Monitoring within Secondary Containment |  | Annual line testing | Annual line testing |  | UST Currently In Use: 2; UST Temp Close: 2; AST Currently In Use: 0; AST Temp Closed: 0 | 2 | 2 | 0 | 22887-045-005181 | MERP LLC
28138 | Temporary Closed | 2017-08-01 | 1978-01-01 |  | Petroleum | On road diesel | On road diesel | Retail | Steel | Steel | Field installed cathodic protection |  | Flexible |  |  |  | Catchment Basin, Single walled catchment basin | Automatic shutoff device At 95% full | Automatic shutoff device At 95% full |  |  | Automatic Tank Gauge |  | Automatic flow restrictor (MLLD), Containment Sump | Containment Sump | Interstitial Monitoring within Secondary Containment |  | Annual line testing | Annual line testing |  | UST Currently In Use: 2; UST Temp Close: 2; AST Currently In Use: 0; AST Temp Closed: 0 | 2 | 2 | 0 | 22887-045-005181 | MERP LLC
28139 | Cannot Locate or abandoned |  | 1964-01-01 |  | Petroleum | On road diesel | On road diesel |  | Steel | Steel |  | Painted or None | Steel |  | 1901-01-01 | [15 empty] | UST Currently In Use: 0; UST Temp Close: 0; AST Currently In Use: 0; AST Temp Closed: 0 | 0 | 0 | 0 | 14387-045-005509 | SHEFFIELD OIL CO INC DOTHAN
28140 | Cannot Locate or abandoned |  | 1964-01-01 |  | Petroleum | Unleaded gasoline | Unleaded gasoline |  | Steel | Steel |  | Painted or None | Steel |  | 1901-01-01 | [15 empty] | UST Currently In Use: 0; UST Temp Close: 0; AST Currently In Use: 0; AST Temp Closed: 0 | 0 | 0 | 0 | 14387-045-005509 | SHEFFIELD OIL CO INC DOTHAN
28141 | Permanently Closed | 1998-03-31 | 1979-07-10 | 1998-04-01 | Petroleum | Unleaded gasoline | Unleaded gasoline | Retail | Steel | Steel |  | Painted or None | Steel |  | 1901-01-01 | [15 empty] | UST Currently In Use: 0; UST Temp Close: 0; AST Currently In Use: 0; AST Temp Closed: 0 | 0 | 0 | 2 | 19219-045-013018 | PEGGY E RILEY
28142 | Permanently Closed | 1998-03-31 | 1979-07-10 | 1998-04-01 | Petroleum | Unleaded gasoline | Unleaded gasoline | Retail | Steel | Steel |  | Painted or None | Steel |  | 1901-01-01 | [15 empty] | UST Currently In Use: 0; UST Temp Close: 0; AST Currently In Use: 0; AST Temp Closed: 0 | 0 | 0 | 2 | 19219-045-013018 | PEGGY E RILEY
28143 |  |  | 1965-01-01 |  | Petroleum | Other, X | Other |  | Steel | Steel |  | Painted or None | Steel |  | 1901-01-01 | [6 empty] | Manual Tank Gauging (only tanks 1000 gal. or less and 48” or 64” in diameter) | [8 empty] | UST Currently In Use: 0; UST Temp Close: 0; AST Currently In Use: 0; AST Temp Closed: 0 | 0 | 0 | 0 | 14387-045-014631 | SHEFFIELD OIL CO INC DOTHAN
28144 |  |  | 1975-01-01 |  | Petroleum | Unleaded gasoline | Unleaded gasoline |  | Steel | Steel |  | Painted or None | Steel |  | 1901-01-01 | [6 empty] | Manual Tank Gauging (only tanks 1000 gal. or less and 48” or 64” in diameter) | [8 empty] | UST Currently In Use: 0; UST Temp Close: 0; AST Currently In Use: 0; AST Temp Closed: 0 | 0 | 0 | 0 | 14387-045-014631 | SHEFFIELD OIL CO INC DOTHAN
28145 | Retired | 1988-12-21 | 1963-01-01 |  | Petroleum | Unleaded gasoline | Unleaded gasoline |  | Steel | Steel |  | Painted or None | Steel |  | 1901-01-01 | [15 empty] | UST Currently In Use: 0; UST Temp Close: 0; AST Currently In Use: 0; AST Temp Closed: 0 | 0 | 0 | 0 | 14387-061-005166 | SHEFFIELD OIL CO INC DOTHAN
28146 | Retired | 1988-12-21 | 1963-01-01 |  | Petroleum | Unleaded gasoline | Unleaded gasoline |  | Steel | Steel |  | Painted or None | Steel |  | 1901-01-01 | [15 empty] | UST Currently In Use: 0; UST Temp Close: 0; AST Currently In Use: 0; AST Temp Closed: 0 | 0 | 0 | 0 | 14387-061-005166 | SHEFFIELD OIL CO INC DOTHAN
28147 | Retired | 1988-12-21 | 1963-01-01 |  | Petroleum | Unleaded gasoline | Unleaded gasoline |  | Steel | Steel |  | Painted or None | Steel |  | 1901-01-01 | [15 empty] | UST Currently In Use: 0; UST Temp Close: 0; AST Currently In Use: 0; AST Temp Closed: 0 | 0 | 0 | 0 | 14387-061-005166 | SHEFFIELD OIL CO INC DOTHAN
28148 | Currently in Use |  | 1985-02-01 |  | Petroleum | Unleaded gasoline | Unleaded gasoline | Retail | Steel | Steel | Coated & cathodic protection (sti-P3), Field installed cathodic protection |  | Fiberglass reinforced plastic |  |  |  | Catchment Basin, Single walled catchment basin | Flow Rest 90% Full | Flow Rest 90% Full |  |  | Automatic Tank Gauge |  | Automatic flow restrictor (MLLD) | Automatic flow restrictor (MLLD) |  |  | Annual line testing | Annual line testing |  | UST Currently In Use: 2; UST Temp Close: 0; AST Currently In Use: 0; AST Temp Closed: 0 | 2 | 0 | 0 | 24506-069-005167 | MANJULABEN PATEL
28150 | Currently in Use |  | 1985-02-01 |  | Petroleum | Premium gasoline | Premium gasoline | Retail | Steel | Steel | Coated & cathodic protection (sti-P3), Field installed cathodic protection |  | Fiberglass reinforced plastic |  |  |  | Catchment Basin, Single walled catchment basin | Flow Rest 90% Full | Flow Rest 90% Full |  |  | Automatic Tank Gauge |  | Automatic flow restrictor (MLLD) | Automatic flow restrictor (MLLD) |  |  | Annual line testing | Annual line testing |  | UST Currently In Use: 2; UST Temp Close: 0; AST Currently In Use: 0; AST Temp Closed: 0 | 2 | 0 | 0 | 24506-069-005167 | MANJULABEN PATEL
28151 | Permanently Closed | 2004-12-01 | 1963-01-01 | 2016-02-16 | Petroleum | Unleaded gasoline | Unleaded gasoline | Retail | Steel | Steel | Field installed cathodic protection |  | Flexible |  | 1901-01-01 |  | Catchment Basin, Single walled catchment basin | Automatic shutoff device At 95% full | Automatic shutoff device At 95% full |  |  | Automatic Tank Gauge |  |  |  | Interstitial Monitoring within Secondary Containment |  |  |  |  | UST Currently In Use: 0; UST Temp Close: 0; AST Currently In Use: 0; AST Temp Closed: 0 | 0 | 0 | 3 | 12409-069-005168 | Tim Shirley
28152 | Permanently Closed | 2004-12-01 | 1963-01-01 | 2016-02-16 | Petroleum | On road diesel | On road diesel | Retail | Steel | Steel | Field installed cathodic protection | Painted or None | Flexible |  | 1901-01-01 |  | Catchment Basin, Single walled catchment basin | Automatic shutoff device At 95% full | Automatic shutoff device At 95% full |  |  | Automatic Tank Gauge |  |  |  | Interstitial Monitoring within Secondary Containment |  |  |  |  | UST Currently In Use: 0; UST Temp Close: 0; AST Currently In Use: 0; AST Temp Closed: 0 | 0 | 0 | 3 | 12409-069-005168 | Tim Shirley
28153 | Permanently Closed | 2004-12-01 | 1963-01-01 | 2016-02-16 | Petroleum | Unleaded gasoline | Unleaded gasoline | Retail | Steel | Steel | Field installed cathodic protection | Painted or None | Flexible |  | 1901-01-01 |  | Catchment Basin, Single walled catchment basin | Automatic shutoff device At 95% full | Automatic shutoff device At 95% full |  |  | Automatic Tank Gauge |  |  |  | Interstitial Monitoring within Secondary Containment |  |  |  |  | UST Currently In Use: 0; UST Temp Close: 0; AST Currently In Use: 0; AST Temp Closed: 0 | 0 | 0 | 3 | 12409-069-005168 | Tim Shirley
28154 | Temporary Closed | 2006-02-09 | 1978-11-30 |  | Petroleum | Unleaded gasoline | Unleaded gasoline | Retail | Steel | Steel | Field installed cathodic protection |  | Steel |  |  | Field installed cathodic protection | Catchment Basin, Single walled catchment basin | Automatic shutoff device At 95% full | Automatic shutoff device At 95% full | [11 empty] | UST Currently In Use: 0; UST Temp Close: 2; AST Currently In Use: 0; AST Temp Closed: 0 | 0 | 2 | 0 | 24606-069-005176 | ALL MINE LLC
28155 | Temporary Closed | 2006-02-09 | 1978-11-30 |  | Petroleum | Unleaded gasoline | Unleaded gasoline | Retail | Steel | Steel | Field installed cathodic protection |  | Steel |  |  | Field installed cathodic protection | Catchment Basin, Single walled catchment basin | Automatic shutoff device At 95% full | Automatic shutoff device At 95% full | [11 empty] | UST Currently In Use: 0; UST Temp Close: 2; AST Currently In Use: 0; AST Temp Closed: 0 | 0 | 2 | 0 | 24606-069-005176 | ALL MINE LLC
28156 |  |  | 1963-01-01 |  | Petroleum | Unleaded gasoline | Unleaded gasoline |  | Steel | Steel |  | Painted or None | Steel |  | 1901-01-01 | [15 empty] | UST Currently In Use: 0; UST Temp Close: 0; AST Currently In Use: 0; AST Temp Closed: 0 | 0 | 0 | 0 | 14387-069-005179 | SHEFFIELD OIL CO INC DOTHAN
28157 |  |  | 1963-01-01 |  | Petroleum | Unleaded gasoline | Unleaded gasoline |  | Steel | Steel |  | Painted or None | Steel |  | 1901-01-01 | [15 empty] | UST Currently In Use: 0; UST Temp Close: 0; AST Currently In Use: 0; AST Temp Closed: 0 | 0 | 0 | 0 | 14387-069-005179 | SHEFFIELD OIL CO INC DOTHAN
28158 |  |  | 1963-01-01 |  | Petroleum | On road diesel | On road diesel |  | Steel | Steel |  | Painted or None | Steel |  | 1901-01-01 | [15 empty] | UST Currently In Use: 0; UST Temp Close: 0; AST Currently In Use: 0; AST Temp Closed: 0 | 0 | 0 | 0 | 14387-069-005179 | SHEFFIELD OIL CO INC DOTHAN
28159 |  |  | 1963-01-01 |  | Petroleum | On road diesel | On road diesel |  | Steel | Steel |  | Painted or None | Steel |  | 1901-01-01 | [15 empty] | UST Currently In Use: 0; UST Temp Close: 0; AST Currently In Use: 0; AST Temp Closed: 0 | 0 | 0 | 0 | 14387-069-005179 | SHEFFIELD OIL CO INC DOTHAN
28160 | Permanently Closed | 2019-12-16 | 1982-01-01 | 2019-12-16 | Petroleum | Unleaded gasoline | Unleaded gasoline |  | Steel | Steel | Coated & cathodic protection (sti-P3) |  | Steel |  |  | Field installed cathodic protection | Catchment Basin, Single walled catchment basin | Automatic shutoff device At 95% full | Automatic shutoff device At 95% full |  |  | Automatic Tank Gauge |  | Automatic flow restrictor (MLLD) | Automatic flow restrictor (MLLD) |  |  | Annual line testing | Annual line testing |  | UST Currently In Use: 0; UST Temp Close: 0; AST Currently In Use: 0; AST Temp Closed: 0 | 0 | 0 | 4 | 24804-109-005170 | PRA PROPERTIES, LLC
28161 | Permanently Closed | 2019-12-16 | 1982-01-01 | 2019-12-16 | Petroleum | Unleaded gasoline | Unleaded gasoline | Retail | Steel | Steel | Coated & cathodic protection (sti-P3) |  | Steel |  |  | Field installed cathodic protection | Catchment Basin, Single walled catchment basin | Automatic shutoff device At 95% full | Automatic shutoff device At 95% full |  |  | Automatic Tank Gauge |  | Other, MANIFOLD | Other |  |  | Other, MANIFOLDED | Other |  | UST Currently In Use: 0; UST Temp Close: 0; AST Currently In Use: 0; AST Temp Closed: 0 | 0 | 0 | 4 | 24804-109-005170 | PRA PROPERTIES, LLC
28162 | Permanently Closed | 2019-12-16 | 1982-01-01 | 2019-12-16 | Petroleum | Premium gasoline | Premium gasoline |  | Steel | Steel | Coated & cathodic protection (sti-P3) |  | Steel |  |  | Field installed cathodic protection | Catchment Basin, Single walled catchment basin | Automatic shutoff device At 95% full | Automatic shutoff device At 95% full |  |  | Automatic Tank Gauge |  | Automatic flow restrictor (MLLD) | Automatic flow restrictor (MLLD) |  |  | Annual line testing | Annual line testing |  | UST Currently In Use: 0; UST Temp Close: 0; AST Currently In Use: 0; AST Temp Closed: 0 | 0 | 0 | 4 | 24804-109-005170 | PRA PROPERTIES, LLC
28163 | Permanently Closed | 2019-12-16 | 1982-01-01 | 2019-12-16 | Petroleum | On road diesel | On road diesel |  | Steel | Steel | Coated & cathodic protection (sti-P3) |  | Steel |  |  | Field installed cathodic protection | Catchment Basin, Single walled catchment basin | Automatic shutoff device At 95% full | Automatic shutoff device At 95% full |  |  | Automatic Tank Gauge |  | Automatic flow restrictor (MLLD) | Automatic flow restrictor (MLLD) |  |  | Annual line testing | Annual line testing |  | UST Currently In Use: 0; UST Temp Close: 0; AST Currently In Use: 0; AST Temp Closed: 0 | 0 | 0 | 4 | 24804-109-005170 | PRA PROPERTIES, LLC
28164 | Currently in Use |  | 1963-01-01 |  | Petroleum | Unleaded gasoline | Unleaded gasoline |  | Steel | Steel | Field installed cathodic protection |  | Steel |  |  | Field installed cathodic protection | Catchment Basin, Single walled catchment basin | Automatic shutoff device At 95% full | Automatic shutoff device At 95% full |  |  | Continuous Automatic Tank Gauge | [8 empty] | UST Currently In Use: 3; UST Temp Close: 0; AST Currently In Use: 0; AST Temp Closed: 0 | 3 | 0 | 0 | 24536-109-005171 | CASSCOLE, INC.
28165 | Currently in Use |  | 1963-01-01 |  | Petroleum | Unleaded gasoline | Unleaded gasoline |  | Steel | Steel | Field installed cathodic protection |  | Steel |  |  | Field installed cathodic protection | Catchment Basin, Single walled catchment basin | Automatic shutoff device At 95% full | Automatic shutoff device At 95% full |  |  | Continuous Automatic Tank Gauge | [8 empty] | UST Currently In Use: 3; UST Temp Close: 0; AST Currently In Use: 0; AST Temp Closed: 0 | 3 | 0 | 0 | 24536-109-005171 | CASSCOLE, INC.
28166 | Currently in Use |  | 1963-01-01 |  | Petroleum | Premium gasoline | Premium gasoline |  | Steel | Steel | Field installed cathodic protection |  | Steel |  |  | Field installed cathodic protection | Catchment Basin, Single walled catchment basin | Automatic shutoff device At 95% full | Automatic shutoff device At 95% full |  |  | Continuous Automatic Tank Gauge | [8 empty] | UST Currently In Use: 3; UST Temp Close: 0; AST Currently In Use: 0; AST Temp Closed: 0 | 3 | 0 | 0 | 24536-109-005171 | CASSCOLE, INC.
28167 | Permanently Closed | 1990-01-25 | 1954-01-01 | 1990-01-25 | Petroleum | Unleaded gasoline | Unleaded gasoline |  | Steel | Steel |  |  |  |  | 1901-01-01 | [15 empty] | UST Currently In Use: 0; UST Temp Close: 0; AST Currently In Use: 0; AST Temp Closed: 0 | 0 | 0 | 1 | 14392-033-011173 | SHEFFIELD PLANT
28168 | Permanently Closed | 1997-11-25 | 1973-01-01 | 1997-11-25 | Petroleum | Used oil | Used oil | Local government | Steel | Steel |  |  | Fiberglass reinforced plastic |  | 1901-01-01 | [15 empty] | UST Currently In Use: 1; UST Temp Close: 0; AST Currently In Use: 0; AST Temp Closed: 0 | 1 | 0 | 2 | 14393-117-012294 | SHELBY COUNTY BOARD OF EDUCATION
28173 | Permanently Closed | 1996-09-01 | 1970-01-01 | 1996-09-18 | Petroleum | On road diesel | On road diesel |  | Steel | Steel |  | Painted or None | Steel, ASPHALTIC |  | 1901-01-01 | [15 empty] | UST Currently In Use: 0; UST Temp Close: 0; AST Currently In Use: 2; AST Temp Closed: 0 | 0 | 0 | 3 | 14395-117-009766 | SHELBY BAPTIST MEDICAL CENTER
28174 | Permanently Closed | 1993-07-28 | 1976-01-01 | 1993-07-30 | Petroleum | On road diesel | On road diesel |  | Steel | Steel |  | Painted or None | Steel, ASPHALTIC |  | 1901-01-01 | [15 empty] | UST Currently In Use: 0; UST Temp Close: 0; AST Currently In Use: 2; AST Temp Closed: 0 | 0 | 0 | 3 | 14395-117-009766 | SHELBY BAPTIST MEDICAL CENTER
28175 | Permanently Closed | 1994-12-01 | 1982-01-01 |  | Petroleum | On road diesel | On road diesel |  | Steel | Steel |  | Painted or None | Steel, ASPHALTIC |  | 1901-01-01 | [15 empty] | UST Currently In Use: 0; UST Temp Close: 0; AST Currently In Use: 2; AST Temp Closed: 0 | 0 | 0 | 3 | 14395-117-009766 | SHELBY BAPTIST MEDICAL CENTER
28176 | Retired | 1973-01-01 | 1963-01-01 |  | Petroleum | On road diesel | On road diesel |  | Steel | Steel |  | Painted or None | Steel, ASPHALTIC |  | 1901-01-01 | [15 empty] | UST Currently In Use: 0; UST Temp Close: 0; AST Currently In Use: 2; AST Temp Closed: 0 | 0 | 0 | 3 | 14395-117-009766 | SHELBY BAPTIST MEDICAL CENTER
28177 | Permanently Closed | 1993-09-28 | 1979-01-01 | 1993-09-28 | Petroleum | On road diesel | On road diesel |  | Fiberglass reinforced plastic | Fiberglass reinforced plastic |  |  |  |  | 1901-01-01 | Field installed cathodic protection | [14 empty] | UST Currently In Use: 0; UST Temp Close: 0; AST Currently In Use: 0; AST Temp Closed: 1 | 0 | 0 | 3 | 14396-073-012868 | SHELL OIL CO
28180 | Permanently Closed | 1989-12-01 | 1964-01-01 | 1989-12-01 | Petroleum | Used oil | Used oil |  | Steel | Steel | Coated & cathodic protection (sti-P3) |  |  |  | 1901-01-01 | Field installed cathodic protection | [14 empty] | UST Currently In Use: 0; UST Temp Close: 0; AST Currently In Use: 0; AST Temp Closed: 1 | 0 | 0 | 3 | 14396-073-012868 | SHELL OIL CO
28181 | Permanently Closed | 1970-10-01 | 1959-01-01 | 1989-12-01 | Petroleum | Other, X | Other |  | Steel | Steel | Coated & cathodic protection (sti-P3) |  |  |  | 1901-01-01 | Field installed cathodic protection | [14 empty] | UST Currently In Use: 0; UST Temp Close: 0; AST Currently In Use: 0; AST Temp Closed: 1 | 0 | 0 | 3 | 14396-073-012868 | SHELL OIL CO
28182 | Retired | 1970-10-01 | 1959-01-01 |  | Petroleum | Other, X | Other |  | Steel | Steel | Coated & cathodic protection (sti-P3) |  |  |  | 1901-01-01 | Field installed cathodic protection | [14 empty] | UST Currently In Use: 0; UST Temp Close: 0; AST Currently In Use: 0; AST Temp Closed: 1 | 0 | 0 | 3 | 14396-073-012868 | SHELL OIL CO
28183 | Retired | 1970-10-01 | 1959-01-01 |  | Petroleum | Other, X | Other |  | Steel | Steel | Coated & cathodic protection (sti-P3) |  |  |  | 1901-01-01 | Field installed cathodic protection | [14 empty] | UST Currently In Use: 0; UST Temp Close: 0; AST Currently In Use: 0; AST Temp Closed: 1 | 0 | 0 | 3 | 14396-073-012868 | SHELL OIL CO
28184 | Permanently Closed | 2002-10-25 | 1970-01-01 | 2004-10-01 | Petroleum | Other, OIL/H20 SE | Other | Industrial | Steel | Steel | Coated & cathodic protection (sti-P3) |  | Steel |  | 1901-01-01 | Field installed cathodic protection | Other, EXEMPT | Other, EXEMPT | Other | [11 empty] | UST Currently In Use: 0; UST Temp Close: 0; AST Currently In Use: 0; AST Temp Closed: 0 | 0 | 0 | 2 | 15534-097-012867 | RADCLIFF ECONOMY MARINE SERVICES INC
28185 | Permanently Closed | 1991-04-09 | 1979-01-01 | 1991-04-09 | Petroleum | On road diesel | On road diesel |  | Fiberglass reinforced plastic | Fiberglass reinforced plastic |  |  | Steel |  | 1901-01-01 | Field installed cathodic protection | [14 empty] | UST Currently In Use: 0; UST Temp Close: 0; AST Currently In Use: 0; AST Temp Closed: 0 | 0 | 0 | 2 | 15534-097-012867 | RADCLIFF ECONOMY MARINE SERVICES INC
28186 | Permanently Closed | 1990-11-06 | 1973-04-01 | 1990-11-06 | Petroleum | Unleaded gasoline | Unleaded gasoline | Retail | Fiberglass reinforced plastic | Fiberglass reinforced plastic |  |  | Fiberglass reinforced plastic |  | 1901-01-01 | [12 empty] | Annual line testing | Annual line testing |  | UST Currently In Use: 3; UST Temp Close: 0; AST Currently In Use: 0; AST Temp Closed: 0 | 3 | 0 | 4 | 22508-073-008738 | THE STEPHENS COMPANY, INC
28187 | Permanently Closed | 1990-11-06 | 1973-04-01 | 1990-11-06 | Petroleum | Unleaded gasoline | Unleaded gasoline | Retail | Fiberglass reinforced plastic | Fiberglass reinforced plastic |  |  | Fiberglass reinforced plastic |  | 1901-01-01 | [12 empty] | Annual line testing | Annual line testing |  | UST Currently In Use: 3; UST Temp Close: 0; AST Currently In Use: 0; AST Temp Closed: 0 | 3 | 0 | 4 | 22508-073-008738 | THE STEPHENS COMPANY, INC
28188 | Permanently Closed | 1990-11-06 | 1973-04-01 | 1990-11-06 | Petroleum | Unleaded gasoline | Unleaded gasoline | Retail | Fiberglass reinforced plastic | Fiberglass reinforced plastic |  |  | Fiberglass reinforced plastic |  | 1901-01-01 | [12 empty] | Annual line testing | Annual line testing |  | UST Currently In Use: 3; UST Temp Close: 0; AST Currently In Use: 0; AST Temp Closed: 0 | 3 | 0 | 4 | 22508-073-008738 | THE STEPHENS COMPANY, INC
28189 | Permanently Closed | 1990-11-06 | 1973-04-01 | 1990-11-06 | Petroleum | Used oil | Used oil | Retail | Steel | Steel |  | Painted or None | Steel |  | 1901-01-01 | [15 empty] | UST Currently In Use: 3; UST Temp Close: 0; AST Currently In Use: 0; AST Temp Closed: 0 | 3 | 0 | 4 | 22508-073-008738 | THE STEPHENS COMPANY, INC
28190 | Currently in Use |  | 1984-09-01 |  | Petroleum | Unleaded gasoline | Unleaded gasoline | Retail | Fiberglass reinforced plastic, Single Wall | Single Wall |  |  | Double Wall, Fiberglass reinforced plastic |  | 1901-01-01 |  | Catchment Basin, BELOW | Automatic shutoff device At 95% full | Automatic shutoff device At 95% full |  |  | Continuous Automatic Tank Gauge |  | Automatic flow restrictor (MLLD) | Automatic flow restrictor (MLLD) |  |  | Annual line testing | Annual line testing |  | UST Currently In Use: 2; UST Temp Close: 1; AST Currently In Use: 0; AST Temp Closed: 0 | 2 | 1 | 1 | 23679-073-008739 | BOCA PROPERTIES LLC
28191 | Currently in Use |  | 1984-09-01 |  | Petroleum | Premium gasoline | Premium gasoline | Retail | Fiberglass reinforced plastic, Single Wall | Single Wall |  |  | Double Wall, Fiberglass reinforced plastic |  | 1901-01-01 |  | Catchment Basin, BELOW | Automatic shutoff device At 95% full | Automatic shutoff device At 95% full |  |  | Continuous Automatic Tank Gauge |  | Automatic flow restrictor (MLLD) | Automatic flow restrictor (MLLD) |  |  | Annual line testing | Annual line testing |  | UST Currently In Use: 2; UST Temp Close: 1; AST Currently In Use: 0; AST Temp Closed: 0 | 2 | 1 | 1 | 23679-073-008739 | BOCA PROPERTIES LLC
28192 | Temporary Closed | 2022-05-01 | 1984-09-01 |  | Petroleum | On road diesel | On road diesel | Retail | Fiberglass reinforced plastic, Single Wall | Single Wall |  |  | Double Wall, Fiberglass reinforced plastic |  | 1901-01-01 |  | Catchment Basin, BELOW | Automatic shutoff device At 95% full | Automatic shutoff device At 95% full |  |  | Continuous Automatic Tank Gauge |  | Automatic flow restrictor (MLLD) | Automatic flow restrictor (MLLD) |  |  | Annual line testing | Annual line testing |  | UST Currently In Use: 2; UST Temp Close: 1; AST Currently In Use: 0; AST Temp Closed: 0 | 2 | 1 | 1 | 23679-073-008739 | BOCA PROPERTIES LLC
28193 | Permanently Closed | 1990-04-01 | 1965-01-01 | 1990-04-01 | Petroleum | Used oil | Used oil | Retail | Steel | Steel |  | Painted or None | Steel |  | 1901-01-01 | [15 empty] | UST Currently In Use: 2; UST Temp Close: 1; AST Currently In Use: 0; AST Temp Closed: 0 | 2 | 1 | 1 | 23679-073-008739 | BOCA PROPERTIES LLC
28194 | Permanently Closed | 2003-07-22 | 1978-08-01 | 2003-07-22 | Petroleum | Unleaded gasoline | Unleaded gasoline | Retail | Fiberglass reinforced plastic | Fiberglass reinforced plastic |  |  | Fiberglass reinforced plastic |  | 1901-01-01 |  | Catchment Basin, Single walled catchment basin | Automatic shutoff device At 95% full | Automatic shutoff device At 95% full |  |  | Automatic Tank Gauge | [5 empty] | Annual line testing | Annual line testing |  | UST Currently In Use: 0; UST Temp Close: 0; AST Currently In Use: 0; AST Temp Closed: 0 | 0 | 0 | 3 | 20547-073-008740 | MOTIVA ENTERPRISES LLC
28195 | Permanently Closed | 2003-07-22 | 1978-08-01 | 2003-07-22 | Petroleum | Unleaded gasoline | Unleaded gasoline | Retail | Fiberglass reinforced plastic | Fiberglass reinforced plastic |  |  | Fiberglass reinforced plastic |  | 1901-01-01 |  | Catchment Basin, Single walled catchment basin | Automatic shutoff device At 95% full | Automatic shutoff device At 95% full |  |  | Automatic Tank Gauge | [5 empty] | Annual line testing | Annual line testing |  | UST Currently In Use: 0; UST Temp Close: 0; AST Currently In Use: 0; AST Temp Closed: 0 | 0 | 0 | 3 | 20547-073-008740 | MOTIVA ENTERPRISES LLC
28196 | Permanently Closed | 2003-07-22 | 1978-07-01 | 2003-07-22 | Petroleum | Unleaded gasoline | Unleaded gasoline | Retail | Fiberglass reinforced plastic | Fiberglass reinforced plastic |  |  | Fiberglass reinforced plastic |  | 1901-01-01 |  | Catchment Basin, Single walled catchment basin | Automatic shutoff device At 95% full | Automatic shutoff device At 95% full |  |  | Automatic Tank Gauge | [5 empty] | Annual line testing | Annual line testing |  | UST Currently In Use: 0; UST Temp Close: 0; AST Currently In Use: 0; AST Temp Closed: 0 | 0 | 0 | 3 | 20547-073-008740 | MOTIVA ENTERPRISES LLC
28197 | Permanently Closed | 1901-01-01 | 1959-01-01 | 1988-01-01 | Petroleum | Unleaded gasoline | Unleaded gasoline |  | Steel | Steel |  | Painted or None | Steel |  | 1901-01-01 | [15 empty] | UST Currently In Use: 2; UST Temp Close: 0; AST Currently In Use: 0; AST Temp Closed: 0 | 2 | 0 | 10 | 24598-073-008741 | NEW MAGIC PROPERTIES LLC
28198 | Permanently Closed | 1901-01-01 | 1959-01-01 | 1988-01-01 | Petroleum | Unleaded gasoline | Unleaded gasoline |  | Steel | Steel |  | Painted or None | Steel |  | 1901-01-01 | [15 empty] | UST Currently In Use: 2; UST Temp Close: 0; AST Currently In Use: 0; AST Temp Closed: 0 | 2 | 0 | 10 | 24598-073-008741 | NEW MAGIC PROPERTIES LLC
28199 | Permanently Closed | 1901-01-01 | 1959-01-01 | 1988-01-01 | Petroleum | Unleaded gasoline | Unleaded gasoline |  | Steel | Steel |  | Painted or None | Steel |  | 1901-01-01 | [15 empty] | UST Currently In Use: 2; UST Temp Close: 0; AST Currently In Use: 0; AST Temp Closed: 0 | 2 | 0 | 10 | 24598-073-008741 | NEW MAGIC PROPERTIES LLC
28200 | Permanently Closed | 1901-01-01 | 1968-01-01 | 1988-01-01 | Petroleum | Unleaded gasoline | Unleaded gasoline |  | Steel | Steel |  | Painted or None | Steel |  | 1901-01-01 | [15 empty] | UST Currently In Use: 2; UST Temp Close: 0; AST Currently In Use: 0; AST Temp Closed: 0 | 2 | 0 | 10 | 24598-073-008741 | NEW MAGIC PROPERTIES LLC
28201 | Permanently Closed | 1901-01-01 | 1968-01-01 | 1988-01-01 | Petroleum | Used oil | Used oil |  | Steel | Steel |  | Painted or None | Steel |  | 1901-01-01 | [15 empty] | UST Currently In Use: 2; UST Temp Close: 0; AST Currently In Use: 0; AST Temp Closed: 0 | 2 | 0 | 10 | 24598-073-008741 | NEW MAGIC PROPERTIES LLC
28202 | Permanently Closed | 1901-01-01 | 1959-01-01 | 1988-01-01 | Petroleum | Other, HYDRLC OIL | Other |  | Steel | Steel |  | Painted or None | Steel, COPPER |  | 1901-01-01 | [15 empty] | UST Currently In Use: 2; UST Temp Close: 0; AST Currently In Use: 0; AST Temp Closed: 0 | 2 | 0 | 10 | 24598-073-008741 | NEW MAGIC PROPERTIES LLC
28203 | Permanently Closed | 1901-01-01 | 1959-01-01 | 1988-01-01 | Petroleum | Other, HYDRLC OIL | Other |  | Steel | Steel |  | Painted or None | Steel, COPPER |  | 1901-01-01 | [15 empty] | UST Currently In Use: 2; UST Temp Close: 0; AST Currently In Use: 0; AST Temp Closed: 0 | 2 | 0 | 10 | 24598-073-008741 | NEW MAGIC PROPERTIES LLC
28204 | Permanently Closed | 2015-03-17 | 1988-05-01 | 2017-03-17 | Petroleum | Unleaded gasoline | Unleaded gasoline | Retail | Fiberglass reinforced plastic | Fiberglass reinforced plastic |  |  | Double Wall, Fiberglass reinforced plastic |  | 1901-01-01 |  | Catchment Basin, Single walled catchment basin | Automatic shutoff device At 95% full | Automatic shutoff device At 95% full |  |  | Continuous Automatic Tank Gauge |  | Automatic shutoff device (AELLD) | Automatic shutoff device (AELLD) | [5 empty] | UST Currently In Use: 2; UST Temp Close: 0; AST Currently In Use: 0; AST Temp Closed: 0 | 2 | 0 | 10 | 24598-073-008741 | NEW MAGIC PROPERTIES LLC
28205 | Permanently Closed | 2015-03-17 | 1988-05-01 | 2017-03-17 | Petroleum | Mid-grade gasoline | Mid-grade gasoline | Retail | Fiberglass reinforced plastic | Fiberglass reinforced plastic |  |  | Double Wall, Fiberglass reinforced plastic |  | 1901-01-01 |  | Catchment Basin, Single walled catchment basin | Automatic shutoff device At 95% full | Automatic shutoff device At 95% full |  |  | Continuous Automatic Tank Gauge |  | Automatic shutoff device (AELLD) | Automatic shutoff device (AELLD) | [5 empty] | UST Currently In Use: 2; UST Temp Close: 0; AST Currently In Use: 0; AST Temp Closed: 0 | 2 | 0 | 10 | 24598-073-008741 | NEW MAGIC PROPERTIES LLC
28206 | Permanently Closed | 2015-03-17 | 1988-05-01 | 2017-03-17 | Petroleum | Premium gasoline | Premium gasoline | Retail | Fiberglass reinforced plastic | Fiberglass reinforced plastic |  |  | Double Wall, Fiberglass reinforced plastic |  | 1901-01-01 |  | Catchment Basin, Single walled catchment basin | Automatic shutoff device At 95% full | Automatic shutoff device At 95% full |  |  | Continuous Automatic Tank Gauge |  | Automatic shutoff device (AELLD) | Automatic shutoff device (AELLD) | [5 empty] | UST Currently In Use: 2; UST Temp Close: 0; AST Currently In Use: 0; AST Temp Closed: 0 | 2 | 0 | 10 | 24598-073-008741 | NEW MAGIC PROPERTIES LLC
28207 | Currently in Use |  | 1980-11-01 |  | Petroleum | Unleaded gasoline | Unleaded gasoline | Retail | Fiberglass reinforced plastic, Single Wall | Single Wall |  |  | Fiberglass reinforced plastic, Single Wall |  | 1901-01-01 |  | Catchment Basin, Single walled catchment basin | Automatic shutoff device At 95% full | Automatic shutoff device At 95% full |  |  | Continuous Automatic Tank Gauge |  | Automatic shutoff device (AELLD) | Automatic shutoff device (AELLD) |  |  | Automatic electronic line leak detector (AELLD) | Automatic electronic line leak detector (AELLD) |  | UST Currently In Use: 3; UST Temp Close: 0; AST Currently In Use: 0; AST Temp Closed: 0 | 3 | 0 | 1 | 24635-073-008745 | CRESTLINE REAL ESTATE
28208 | Currently in Use |  | 1980-01-01 |  | Petroleum | Other, NO ETHANOL | Other | Retail | Fiberglass reinforced plastic, Single Wall | Single Wall |  |  | Fiberglass reinforced plastic, Single Wall |  | 1901-01-01 |  | Catchment Basin, Single walled catchment basin | Automatic shutoff device At 95% full | Automatic shutoff device At 95% full |  |  | Continuous Automatic Tank Gauge |  | Automatic shutoff device (AELLD) | Automatic shutoff device (AELLD) |  |  | Automatic electronic line leak detector (AELLD) | Automatic electronic line leak detector (AELLD) |  | UST Currently In Use: 3; UST Temp Close: 0; AST Currently In Use: 0; AST Temp Closed: 0 | 3 | 0 | 1 | 24635-073-008745 | CRESTLINE REAL ESTATE
28209 | Currently in Use |  | 1980-01-01 |  | Petroleum | Premium gasoline | Premium gasoline | Retail | Fiberglass reinforced plastic, Single Wall | Single Wall |  |  | Fiberglass reinforced plastic, Single Wall |  | 1901-01-01 |  | Catchment Basin, Single walled catchment basin | Automatic shutoff device At 95% full | Automatic shutoff device At 95% full |  |  | Continuous Automatic Tank Gauge |  | Automatic shutoff device (AELLD) | Automatic shutoff device (AELLD) |  |  | Automatic electronic line leak detector (AELLD) | Automatic electronic line leak detector (AELLD) |  | UST Currently In Use: 3; UST Temp Close: 0; AST Currently In Use: 0; AST Temp Closed: 0 | 3 | 0 | 1 | 24635-073-008745 | CRESTLINE REAL ESTATE
28210 | Permanently Closed | 1994-12-29 | 1964-01-01 | 1994-12-29 | Petroleum | Used oil | Used oil | Retail | Single Wall, Steel | Steel |  | Painted or None | Single Wall, Steel |  | 1901-01-01 | [15 empty] | UST Currently In Use: 3; UST Temp Close: 0; AST Currently In Use: 0; AST Temp Closed: 0 | 3 | 0 | 1 | 24635-073-008745 | CRESTLINE REAL ESTATE
28211 | Permanently Closed | 1901-01-01 | 1951-01-01 | 1988-01-01 | Petroleum | Unleaded gasoline | Unleaded gasoline |  | Steel | Steel |  | Painted or None | Steel |  | 1901-01-01 | [15 empty] | UST Currently In Use: 2; UST Temp Close: 0; AST Currently In Use: 0; AST Temp Closed: 0 | 2 | 0 | 10 | 25736-073-008746 | MM ALABAMA LEASING
28212 | Permanently Closed | 1901-01-01 | 1955-01-01 | 1988-01-01 | Petroleum | Unleaded gasoline | Unleaded gasoline |  | Steel | Steel |  | Painted or None | Steel |  | 1901-01-01 | [15 empty] | UST Currently In Use: 2; UST Temp Close: 0; AST Currently In Use: 0; AST Temp Closed: 0 | 2 | 0 | 10 | 25736-073-008746 | MM ALABAMA LEASING
28213 | Permanently Closed | 1901-01-01 | 1968-01-01 | 1988-01-01 | Petroleum | Unleaded gasoline | Unleaded gasoline |  | Steel | Steel |  | Painted or None | Steel |  | 1901-01-01 | [15 empty] | UST Currently In Use: 2; UST Temp Close: 0; AST Currently In Use: 0; AST Temp Closed: 0 | 2 | 0 | 10 | 25736-073-008746 | MM ALABAMA LEASING
28214 | Permanently Closed | 1901-01-01 | 1951-01-01 | 1988-01-01 | Petroleum | Unleaded gasoline | Unleaded gasoline |  | Steel | Steel |  | Painted or None | Steel |  | 1901-01-01 | [15 empty] | UST Currently In Use: 2; UST Temp Close: 0; AST Currently In Use: 0; AST Temp Closed: 0 | 2 | 0 | 10 | 25736-073-008746 | MM ALABAMA LEASING
28215 | Permanently Closed | 1978-07-01 | 1951-01-01 | 1988-01-01 | Petroleum | Other, OTHER | Other |  | Steel | Steel |  | Painted or None | Steel |  | 1901-01-01 | [15 empty] | UST Currently In Use: 2; UST Temp Close: 0; AST Currently In Use: 0; AST Temp Closed: 0 | 2 | 0 | 10 | 25736-073-008746 | MM ALABAMA LEASING
28216 | Permanently Closed | 1978-07-01 | 1962-01-01 | 1988-01-01 | Petroleum | Used oil | Used oil |  | Steel | Steel |  | Painted or None | Steel |  | 1901-01-01 | [15 empty] | UST Currently In Use: 2; UST Temp Close: 0; AST Currently In Use: 0; AST Temp Closed: 0 | 2 | 0 | 10 | 25736-073-008746 | MM ALABAMA LEASING
28217 | Permanently Closed | 1901-01-01 | 1951-01-01 | 1988-01-01 | Petroleum | Other, HYDRLC OIL | Other |  | Steel | Steel |  | Painted or None | Steel, COPPER |  | 1901-01-01 | [15 empty] | UST Currently In Use: 2; UST Temp Close: 0; AST Currently In Use: 0; AST Temp Closed: 0 | 2 | 0 | 10 | 25736-073-008746 | MM ALABAMA LEASING
28218 | Permanently Closed | 1901-01-01 | 1959-01-01 | 1988-01-01 | Petroleum | Other, HYDRLC OIL | Other |  | Steel | Steel |  | Painted or None | Steel, COPPER |  | 1901-01-01 | [15 empty] | UST Currently In Use: 2; UST Temp Close: 0; AST Currently In Use: 0; AST Temp Closed: 0 | 2 | 0 | 10 | 25736-073-008746 | MM ALABAMA LEASING
28219 | Permanently Closed | 1901-01-01 | 1962-01-01 | 1988-01-01 | Petroleum | Other, HYDRLC OIL | Other |  | Steel | Steel |  | Painted or None | Steel, COPPER |  | 1901-01-01 | [15 empty] | UST Currently In Use: 2; UST Temp Close: 0; AST Currently In Use: 0; AST Temp Closed: 0 | 2 | 0 | 10 | 25736-073-008746 | MM ALABAMA LEASING
28220 | Currently in Use |  | 1988-09-02 |  | Petroleum | Unleaded gasoline | Unleaded gasoline | Retail | Fiberglass reinforced plastic, Single Wall | Single Wall |  |  | Double Wall, Fiberglass reinforced plastic |  | 1901-01-01 |  | Catchment Basin, Single walled catchment basin | Automatic shutoff device At 95% full, Flow Rest 90% Full | Flow Rest 90% Full |  |  | Continuous Automatic Tank Gauge |  | Automatic shutoff device (AELLD) | Automatic shutoff device (AELLD) |  |  | Automatic electronic line leak detector (AELLD) | Automatic electronic line leak detector (AELLD) |  | UST Currently In Use: 2; UST Temp Close: 0; AST Currently In Use: 0; AST Temp Closed: 0 | 2 | 0 | 10 | 25736-073-008746 | MM ALABAMA LEASING
28221 | Currently in Use |  | 1988-09-02 |  | Petroleum | Premium gasoline | Premium gasoline | Retail | Fiberglass reinforced plastic, Single Wall | Single Wall |  |  | Double Wall, Fiberglass reinforced plastic |  | 1901-01-01 |  | Catchment Basin, Single walled catchment basin | Automatic shutoff device At 95% full, Flow Rest 90% Full | Flow Rest 90% Full |  |  | Continuous Automatic Tank Gauge |  | Automatic shutoff device (AELLD) | Automatic shutoff device (AELLD) |  |  | Automatic electronic line leak detector (AELLD) | Automatic electronic line leak detector (AELLD) |  | UST Currently In Use: 2; UST Temp Close: 0; AST Currently In Use: 0; AST Temp Closed: 0 | 2 | 0 | 10 | 25736-073-008746 | MM ALABAMA LEASING
28222 | Permanently Closed | 2020-10-21 | 1988-09-02 |  | Petroleum | Premium gasoline | Premium gasoline | Retail | Fiberglass reinforced plastic, Single Wall | Single Wall |  |  | Double Wall, Fiberglass reinforced plastic |  | 1901-01-01 |  | Catchment Basin, Single walled catchment basin | Automatic shutoff device At 95% full | Automatic shutoff device At 95% full |  |  | Continuous Automatic Tank Gauge |  | Automatic shutoff device (AELLD) | Automatic shutoff device (AELLD) | [5 empty] | UST Currently In Use: 2; UST Temp Close: 0; AST Currently In Use: 0; AST Temp Closed: 0 | 2 | 0 | 10 | 25736-073-008746 | MM ALABAMA LEASING
28223 | Currently in Use |  | 1978-05-01 |  | Petroleum | Unleaded gasoline | Unleaded gasoline | Retail | Fiberglass reinforced plastic, Single Wall | Single Wall |  |  | Double Wall, Fiberglass reinforced plastic, 2-PIECES |  | 1901-01-01 |  | Catchment Basin, Single walled catchment basin | Automatic shutoff device At 95% full, Flow Rest 90% Full | Flow Rest 90% Full |  |  | Continuous Automatic Tank Gauge |  | Automatic shutoff device (AELLD) | Automatic shutoff device (AELLD) | [5 empty] | UST Currently In Use: 2; UST Temp Close: 1; AST Currently In Use: 0; AST Temp Closed: 0 | 2 | 1 | 3 | 25736-073-008747 | MM ALABAMA LEASING
28224 | Temporary Closed | 2023-11-27 | 1978-05-01 |  | Petroleum | Mid-grade gasoline | Mid-grade gasoline | Retail | Fiberglass reinforced plastic, Single Wall | Single Wall |  |  | Double Wall, Fiberglass reinforced plastic, 2-PIECES |  | 1901-01-01 |  | Catchment Basin, Single walled catchment basin | Automatic shutoff device At 95% full, Flow Rest 90% Full | Flow Rest 90% Full |  |  | Continuous Automatic Tank Gauge |  | Automatic shutoff device (AELLD) | Automatic shutoff device (AELLD) | [5 empty] | UST Currently In Use: 2; UST Temp Close: 1; AST Currently In Use: 0; AST Temp Closed: 0 | 2 | 1 | 3 | 25736-073-008747 | MM ALABAMA LEASING
28225 | Currently in Use |  | 1978-06-01 |  | Petroleum | Premium gasoline | Premium gasoline | Retail | Fiberglass reinforced plastic, Single Wall | Single Wall |  |  | Double Wall, Fiberglass reinforced plastic, 2-PIECES |  | 1901-01-01 |  | Catchment Basin, Single walled catchment basin | Automatic shutoff device At 95% full, Flow Rest 90% Full | Flow Rest 90% Full |  |  | Continuous Automatic Tank Gauge |  | Automatic shutoff device (AELLD) | Automatic shutoff device (AELLD) | [5 empty] | UST Currently In Use: 2; UST Temp Close: 1; AST Currently In Use: 0; AST Temp Closed: 0 | 2 | 1 | 3 | 25736-073-008747 | MM ALABAMA LEASING
28226 | Permanently Closed | 1996-02-05 | 1969-01-01 | 1999-02-05 | Petroleum | Used oil | Used oil | Retail | Steel | Steel |  | Painted or None | Steel |  | 1901-01-01 |  | Other, EXEMPT | Other, EXEMPT | Other | [8 empty] | Annual line testing | Annual line testing |  | UST Currently In Use: 2; UST Temp Close: 1; AST Currently In Use: 0; AST Temp Closed: 0 | 2 | 1 | 3 | 25736-073-008747 | MM ALABAMA LEASING
28227 | Permanently Closed | 1978-06-01 | 1969-01-01 | 1999-01-14 | Petroleum | Other, OTHER | Other |  | Steel | Steel |  | Painted or None |  |  | 1901-01-01 | [15 empty] | UST Currently In Use: 2; UST Temp Close: 1; AST Currently In Use: 0; AST Temp Closed: 0 | 2 | 1 | 3 | 25736-073-008747 | MM ALABAMA LEASING
28228 | Permanently Closed | 1978-06-01 | 1969-01-01 | 1999-01-14 | Petroleum | Other, OTHER | Other |  | Steel | Steel |  | Painted or None |  |  | 1901-01-01 | [15 empty] | UST Currently In Use: 2; UST Temp Close: 1; AST Currently In Use: 0; AST Temp Closed: 0 | 2 | 1 | 3 | 25736-073-008747 | MM ALABAMA LEASING
28229 | Permanently Closed | 1998-02-13 | 1968-01-01 | 1998-03-09 | Petroleum | Unleaded gasoline | Unleaded gasoline |  | Steel | Steel |  | Painted or None | Steel |  | 1901-01-01 | [12 empty] | Annual line testing | Annual line testing |  | UST Currently In Use: 0; UST Temp Close: 0; AST Currently In Use: 0; AST Temp Closed: 0 | 0 | 0 | 4 | 13378-073-008748 | MCPHERSON COMPANIES, INC.
28230 | Permanently Closed | 1998-02-13 | 1968-01-01 | 1998-03-09 | Petroleum | Unleaded gasoline | Unleaded gasoline |  | Steel | Steel |  | Painted or None | Steel |  | 1901-01-01 | [12 empty] | Annual line testing | Annual line testing |  | UST Currently In Use: 0; UST Temp Close: 0; AST Currently In Use: 0; AST Temp Closed: 0 | 0 | 0 | 4 | 13378-073-008748 | MCPHERSON COMPANIES, INC.
28231 | Permanently Closed | 1998-02-13 | 1968-01-01 | 1998-03-09 | Petroleum | Unleaded gasoline | Unleaded gasoline |  | Steel | Steel |  | Painted or None | Steel |  | 1901-01-01 | [12 empty] | Annual line testing | Annual line testing |  | UST Currently In Use: 0; UST Temp Close: 0; AST Currently In Use: 0; AST Temp Closed: 0 | 0 | 0 | 4 | 13378-073-008748 | MCPHERSON COMPANIES, INC.
28232 | Permanently Closed | 1997-10-22 | 1983-01-01 | 1997-12-15 | Petroleum | Used oil | Used oil |  | Steel | Steel |  | Painted or None | Steel |  | 1901-01-01 | [12 empty] | Annual line testing | Annual line testing |  | UST Currently In Use: 0; UST Temp Close: 0; AST Currently In Use: 0; AST Temp Closed: 0 | 0 | 0 | 4 | 13378-073-008748 | MCPHERSON COMPANIES, INC.
28233 | Permanently Closed | 2000-07-01 | 1984-12-01 | 2001-09-12 | Petroleum | Unleaded gasoline | Unleaded gasoline | Retail | Fiberglass reinforced plastic | Fiberglass reinforced plastic |  |  | Fiberglass reinforced plastic |  | 1901-01-01 |  | Catchment Basin, Single walled catchment basin | Automatic shutoff device At 95% full | Automatic shutoff device At 95% full |  |  | Continuous Automatic Tank Gauge |  | Automatic shutoff device (AELLD) | Automatic shutoff device (AELLD) |  |  | Annual line testing | Annual line testing |  | UST Currently In Use: 0; UST Temp Close: 0; AST Currently In Use: 0; AST Temp Closed: 0 | 0 | 0 | 3 | 20547-073-008749 | MOTIVA ENTERPRISES LLC
28234 | Permanently Closed | 2000-07-01 | 1984-12-01 | 2001-09-12 | Petroleum | Mid-grade gasoline | Mid-grade gasoline | Retail | Fiberglass reinforced plastic | Fiberglass reinforced plastic |  |  | Fiberglass reinforced plastic |  | 1901-01-01 |  | Catchment Basin, Single walled catchment basin | Automatic shutoff device At 95% full | Automatic shutoff device At 95% full |  |  | Continuous Automatic Tank Gauge |  | Automatic shutoff device (AELLD) | Automatic shutoff device (AELLD) |  |  | Annual line testing | Annual line testing |  | UST Currently In Use: 0; UST Temp Close: 0; AST Currently In Use: 0; AST Temp Closed: 0 | 0 | 0 | 3 | 20547-073-008749 | MOTIVA ENTERPRISES LLC
28235 | Permanently Closed | 2000-07-01 | 1984-12-01 | 2001-09-12 | Petroleum | Premium gasoline | Premium gasoline | Retail | Fiberglass reinforced plastic | Fiberglass reinforced plastic |  |  | Fiberglass reinforced plastic |  | 1901-01-01 |  | Catchment Basin, Single walled catchment basin | Automatic shutoff device At 95% full | Automatic shutoff device At 95% full |  |  | Continuous Automatic Tank Gauge |  | Automatic shutoff device (AELLD) | Automatic shutoff device (AELLD) |  |  | Annual line testing | Annual line testing |  | UST Currently In Use: 0; UST Temp Close: 0; AST Currently In Use: 0; AST Temp Closed: 0 | 0 | 0 | 3 | 20547-073-008749 | MOTIVA ENTERPRISES LLC
28236 | Permanently Closed | 1996-07-01 | 1968-01-01 | 1998-12-22 | Petroleum | Unleaded gasoline | Unleaded gasoline | Retail | Steel | Steel |  | Painted or None | Steel |  | 1901-01-01 | [12 empty] | Annual line testing | Annual line testing |  | UST Currently In Use: 0; UST Temp Close: 0; AST Currently In Use: 0; AST Temp Closed: 0 | 0 | 0 | 5 | 14398-073-008750 | SHELL OIL CO
28237 | Permanently Closed | 1996-07-01 | 1965-01-01 | 1998-12-22 | Petroleum | Unleaded gasoline | Unleaded gasoline | Retail | Steel | Steel |  | Painted or None | Steel |  | 1901-01-01 | [12 empty] | Annual line testing | Annual line testing |  | UST Currently In Use: 0; UST Temp Close: 0; AST Currently In Use: 0; AST Temp Closed: 0 | 0 | 0 | 5 | 14398-073-008750 | SHELL OIL CO
28238 | Permanently Closed | 1996-07-01 | 1965-01-01 | 1998-12-22 | Petroleum | Unleaded gasoline | Unleaded gasoline | Retail | Steel | Steel |  | Painted or None | Steel |  | 1901-01-01 | [12 empty] | Annual line testing | Annual line testing |  | UST Currently In Use: 0; UST Temp Close: 0; AST Currently In Use: 0; AST Temp Closed: 0 | 0 | 0 | 5 | 14398-073-008750 | SHELL OIL CO
28239 | Permanently Closed | 1996-07-01 | 1965-01-01 | 1998-12-22 | Petroleum | Unleaded gasoline | Unleaded gasoline | Retail | Steel | Steel |  | Painted or None | Steel |  | 1901-01-01 | [12 empty] | Annual line testing | Annual line testing |  | UST Currently In Use: 0; UST Temp Close: 0; AST Currently In Use: 0; AST Temp Closed: 0 | 0 | 0 | 5 | 14398-073-008750 | SHELL OIL CO
28240 | Permanently Closed | 1996-07-01 | 1965-01-01 | 1998-12-22 | Petroleum | Used oil | Used oil | Retail | Steel | Steel |  | Painted or None | Steel |  | 1901-01-01 | [15 empty] | UST Currently In Use: 0; UST Temp Close: 0; AST Currently In Use: 0; AST Temp Closed: 0 | 0 | 0 | 5 | 14398-073-008750 | SHELL OIL CO
28241 | Permanently Closed | 2012-12-14 | 1987-01-01 | 2012-12-14 | Petroleum | Unleaded gasoline | Unleaded gasoline | Retail | Fiberglass reinforced plastic | Fiberglass reinforced plastic |  |  | Fiberglass reinforced plastic |  | 1901-01-01 |  | Catchment Basin, Single walled catchment basin | Automatic shutoff device At 95% full | Automatic shutoff device At 95% full |  |  | Continuous Automatic Tank Gauge |  | Automatic shutoff device (AELLD) | Automatic shutoff device (AELLD) | [5 empty] | UST Currently In Use: 0; UST Temp Close: 0; AST Currently In Use: 0; AST Temp Closed: 0 | 0 | 0 | 4 | 13378-073-008751 | MCPHERSON COMPANIES, INC.
28242 | Permanently Closed | 2012-12-14 | 1987-01-01 | 2012-12-14 | Petroleum | Mid-grade gasoline | Mid-grade gasoline | Retail | Fiberglass reinforced plastic | Fiberglass reinforced plastic |  |  | Fiberglass reinforced plastic |  | 1901-01-01 |  | Catchment Basin, Single walled catchment basin | Automatic shutoff device At 95% full | Automatic shutoff device At 95% full |  |  | Continuous Automatic Tank Gauge |  | Automatic shutoff device (AELLD) | Automatic shutoff device (AELLD) | [5 empty] | UST Currently In Use: 0; UST Temp Close: 0; AST Currently In Use: 0; AST Temp Closed: 0 | 0 | 0 | 4 | 13378-073-008751 | MCPHERSON COMPANIES, INC.
28243 | Permanently Closed | 2012-12-14 | 1987-01-01 | 2012-12-14 | Petroleum | Premium gasoline | Premium gasoline | Retail | Fiberglass reinforced plastic | Fiberglass reinforced plastic |  |  | Fiberglass reinforced plastic |  | 1901-01-01 |  | Catchment Basin, Single walled catchment basin | Automatic shutoff device At 95% full | Automatic shutoff device At 95% full |  |  | Continuous Automatic Tank Gauge |  | Automatic shutoff device (AELLD) | Automatic shutoff device (AELLD) | [5 empty] | UST Currently In Use: 0; UST Temp Close: 0; AST Currently In Use: 0; AST Temp Closed: 0 | 0 | 0 | 4 | 13378-073-008751 | MCPHERSON COMPANIES, INC.
28244 | Permanently Closed | 2012-12-14 | 1987-01-01 | 2012-12-14 | Petroleum | Used oil | Used oil | Retail | Fiberglass reinforced plastic | Fiberglass reinforced plastic |  |  | Fiberglass reinforced plastic |  | 1901-01-01 |  | Other, EXEMPT | Other, EXEMPT | Other |  |  | Continuous Automatic Tank Gauge | [8 empty] | UST Currently In Use: 0; UST Temp Close: 0; AST Currently In Use: 0; AST Temp Closed: 0 | 0 | 0 | 4 | 13378-073-008751 | MCPHERSON COMPANIES, INC.
28245 | Permanently Closed | 2003-07-28 | 1985-12-01 | 2003-07-22 | Petroleum | Unleaded gasoline | Unleaded gasoline | Retail | Fiberglass reinforced plastic | Fiberglass reinforced plastic |  |  | Fiberglass reinforced plastic |  | 1901-01-01 |  | Catchment Basin, Single walled catchment basin | Automatic shutoff device At 95% full | Automatic shutoff device At 95% full |  |  | Continuous Automatic Tank Gauge | [5 empty] | Annual line testing | Annual line testing |  | UST Currently In Use: 0; UST Temp Close: 0; AST Currently In Use: 0; AST Temp Closed: 0 | 0 | 0 | 3 | 20547-073-008753 | MOTIVA ENTERPRISES LLC
28246 | Permanently Closed | 2003-07-28 | 1985-12-01 | 2003-07-22 | Petroleum | Mid-grade gasoline | Mid-grade gasoline | Retail | Fiberglass reinforced plastic | Fiberglass reinforced plastic |  |  | Fiberglass reinforced plastic |  | 1901-01-01 |  | Catchment Basin, Single walled catchment basin | Automatic shutoff device At 95% full | Automatic shutoff device At 95% full |  |  | Continuous Automatic Tank Gauge | [5 empty] | Annual line testing | Annual line testing |  | UST Currently In Use: 0; UST Temp Close: 0; AST Currently In Use: 0; AST Temp Closed: 0 | 0 | 0 | 3 | 20547-073-008753 | MOTIVA ENTERPRISES LLC
28247 | Permanently Closed | 2003-07-28 | 1983-01-01 | 2003-07-22 | Petroleum | Premium gasoline | Premium gasoline | Retail | Fiberglass reinforced plastic | Fiberglass reinforced plastic |  |  | Fiberglass reinforced plastic |  | 1901-01-01 |  | Catchment Basin, Single walled catchment basin | Automatic shutoff device At 95% full | Automatic shutoff device At 95% full |  |  | Continuous Automatic Tank Gauge | [5 empty] | Annual line testing | Annual line testing |  | UST Currently In Use: 0; UST Temp Close: 0; AST Currently In Use: 0; AST Temp Closed: 0 | 0 | 0 | 3 | 20547-073-008753 | MOTIVA ENTERPRISES LLC
28248 | Temporary Closed | 2003-09-01 | 1985-12-01 |  | Petroleum | Unleaded gasoline | Unleaded gasoline | Retail | Fiberglass reinforced plastic | Fiberglass reinforced plastic |  |  | Fiberglass reinforced plastic |  | 1901-01-01 | None | Catchment Basin, Single walled catchment basin | Automatic shutoff device At 95% full | Automatic shutoff device At 95% full |  |  | Continuous Automatic Tank Gauge |  | Automatic flow restrictor (MLLD) | Automatic flow restrictor (MLLD) |  |  | Annual line testing | Annual line testing |  | UST Currently In Use: 0; UST Temp Close: 3; AST Currently In Use: 0; AST Temp Closed: 0 | 0 | 3 | 0 | 24015-073-008754 | RJR LLP
28249 | Temporary Closed | 2003-09-01 | 1985-12-01 |  | Petroleum | Unleaded gasoline | Unleaded gasoline | Retail | Fiberglass reinforced plastic | Fiberglass reinforced plastic |  |  | Fiberglass reinforced plastic |  | 1901-01-01 | None | Catchment Basin, Single walled catchment basin | Automatic shutoff device At 95% full | Automatic shutoff device At 95% full |  |  | Continuous Automatic Tank Gauge |  | Automatic flow restrictor (MLLD) | Automatic flow restrictor (MLLD) |  |  | Annual line testing | Annual line testing |  | UST Currently In Use: 0; UST Temp Close: 3; AST Currently In Use: 0; AST Temp Closed: 0 | 0 | 3 | 0 | 24015-073-008754 | RJR LLP
28250 | Temporary Closed | 2003-09-01 | 1977-11-01 |  | Petroleum | Unleaded gasoline | Unleaded gasoline | Retail | Fiberglass reinforced plastic | Fiberglass reinforced plastic |  |  | Fiberglass reinforced plastic |  | 1901-01-01 | None | Catchment Basin, Single walled catchment basin | Automatic shutoff device At 95% full | Automatic shutoff device At 95% full |  |  | Continuous Automatic Tank Gauge |  | Automatic flow restrictor (MLLD) | Automatic flow restrictor (MLLD) |  |  | Annual line testing | Annual line testing |  | UST Currently In Use: 0; UST Temp Close: 3; AST Currently In Use: 0; AST Temp Closed: 0 | 0 | 3 | 0 | 24015-073-008754 | RJR LLP
28251 | Permanently Closed | 1997-05-05 | 1968-01-01 | 1997-05-05 | Petroleum | Unleaded gasoline | Unleaded gasoline |  | Steel | Steel |  | Painted or None | Steel |  | 1901-01-01 | [12 empty] | Annual line testing | Annual line testing |  | UST Currently In Use: 2; UST Temp Close: 0; AST Currently In Use: 0; AST Temp Closed: 0 | 2 | 0 | 5 | 15201-073-008755 | VULCAN OIL COMPANY INC.
28252 | Permanently Closed | 1997-05-05 | 1965-01-01 | 1997-05-05 | Petroleum | Unleaded gasoline | Unleaded gasoline |  | Steel | Steel |  | Painted or None | Steel |  | 1901-01-01 | [12 empty] | Annual line testing | Annual line testing |  | UST Currently In Use: 2; UST Temp Close: 0; AST Currently In Use: 0; AST Temp Closed: 0 | 2 | 0 | 5 | 15201-073-008755 | VULCAN OIL COMPANY INC.
28253 | Permanently Closed | 1997-05-05 | 1965-01-01 | 1997-05-05 | Petroleum | Unleaded gasoline | Unleaded gasoline |  | Steel | Steel |  | Painted or None | Steel |  | 1901-01-01 | [12 empty] | Annual line testing | Annual line testing |  | UST Currently In Use: 2; UST Temp Close: 0; AST Currently In Use: 0; AST Temp Closed: 0 | 2 | 0 | 5 | 15201-073-008755 | VULCAN OIL COMPANY INC.
28254 | Permanently Closed | 1997-05-05 | 1965-01-01 | 1997-05-05 | Petroleum | Unleaded gasoline | Unleaded gasoline |  | Steel | Steel |  | Painted or None | Steel |  | 1901-01-01 | [12 empty] | Annual line testing | Annual line testing |  | UST Currently In Use: 2; UST Temp Close: 0; AST Currently In Use: 0; AST Temp Closed: 0 | 2 | 0 | 5 | 15201-073-008755 | VULCAN OIL COMPANY INC.
28255 | Permanently Closed | 1990-10-30 | 1965-01-01 | 1990-10-30 | Petroleum | Used oil | Used oil |  | Steel | Steel |  | Painted or None | Steel |  | 1901-01-01 | [15 empty] | UST Currently In Use: 2; UST Temp Close: 0; AST Currently In Use: 0; AST Temp Closed: 0 | 2 | 0 | 5 | 15201-073-008755 | VULCAN OIL COMPANY INC.
28256 | Permanently Closed | 1997-01-13 | 1968-01-01 | 1997-01-14 | Petroleum | Unleaded gasoline | Unleaded gasoline | Retail | Steel | Steel |  | Painted or None | Steel |  | 1901-01-01 | [12 empty] | Annual line testing | Annual line testing |  | UST Currently In Use: 2; UST Temp Close: 0; AST Currently In Use: 0; AST Temp Closed: 0 | 2 | 0 | 4 | 22709-073-008756 | BESSEMER ROAD SHOP INC
28257 | Permanently Closed | 1997-01-13 | 1963-01-01 | 1997-01-14 | Petroleum | Unleaded gasoline | Unleaded gasoline | Retail | Steel | Steel |  | Painted or None | Steel |  | 1901-01-01 | [12 empty] | Annual line testing | Annual line testing |  | UST Currently In Use: 2; UST Temp Close: 0; AST Currently In Use: 0; AST Temp Closed: 0 | 2 | 0 | 4 | 22709-073-008756 | BESSEMER ROAD SHOP INC
28258 | Permanently Closed | 1997-01-13 | 1963-01-01 | 1997-01-14 | Petroleum | Unleaded gasoline | Unleaded gasoline | Retail | Steel | Steel |  | Painted or None | Steel |  | 1901-01-01 | [12 empty] | Annual line testing | Annual line testing |  | UST Currently In Use: 2; UST Temp Close: 0; AST Currently In Use: 0; AST Temp Closed: 0 | 2 | 0 | 4 | 22709-073-008756 | BESSEMER ROAD SHOP INC
28259 | Permanently Closed | 1991-10-15 | 1963-01-01 | 1991-10-15 | Petroleum | Unleaded gasoline | Unleaded gasoline |  | Steel | Steel |  | Painted or None | Steel |  | 1901-01-01 | [15 empty] | UST Currently In Use: 2; UST Temp Close: 0; AST Currently In Use: 0; AST Temp Closed: 0 | 2 | 0 | 4 | 22709-073-008756 | BESSEMER ROAD SHOP INC
28260 | Permanently Closed | 1901-01-01 | 1967-01-01 | 1989-04-01 | Petroleum | Unleaded gasoline | Unleaded gasoline |  | Steel | Steel |  | Painted or None | Steel |  | 1901-01-01 | [15 empty] | UST Currently In Use: 0; UST Temp Close: 0; AST Currently In Use: 0; AST Temp Closed: 0 | 0 | 0 | 4 | 14398-073-008757 | SHELL OIL CO
28261 | Permanently Closed | 1901-01-01 | 1965-01-01 | 1989-04-01 | Petroleum | Unleaded gasoline | Unleaded gasoline |  | Steel | Steel |  | Painted or None | Steel |  | 1901-01-01 | [15 empty] | UST Currently In Use: 0; UST Temp Close: 0; AST Currently In Use: 0; AST Temp Closed: 0 | 0 | 0 | 4 | 14398-073-008757 | SHELL OIL CO
28262 | Permanently Closed | 1901-01-01 | 1965-01-01 | 1989-04-01 | Petroleum | Unleaded gasoline | Unleaded gasoline |  | Steel | Steel |  | Painted or None | Steel |  | 1901-01-01 | [15 empty] | UST Currently In Use: 0; UST Temp Close: 0; AST Currently In Use: 0; AST Temp Closed: 0 | 0 | 0 | 4 | 14398-073-008757 | SHELL OIL CO
28263 | Permanently Closed | 1901-01-01 | 1965-01-01 | 1989-04-01 | Petroleum | Used oil | Used oil |  | Steel | Steel |  | Painted or None | Steel |  | 1901-01-01 | [15 empty] | UST Currently In Use: 0; UST Temp Close: 0; AST Currently In Use: 0; AST Temp Closed: 0 | 0 | 0 | 4 | 14398-073-008757 | SHELL OIL CO
28264 | Permanently Closed | 1991-12-20 | 1970-01-01 | 1991-12-20 | Petroleum | Unleaded gasoline | Unleaded gasoline | Retail | Fiberglass reinforced plastic | Fiberglass reinforced plastic |  |  | Fiberglass reinforced plastic |  | 1901-01-01 |  | Catchment Basin, Single walled catchment basin | Flow Rest 90% Full | Flow Rest 90% Full |  |  | Automatic Tank Gauge | [5 empty] | Annual line testing | Annual line testing |  | UST Currently In Use: 2; UST Temp Close: 0; AST Currently In Use: 0; AST Temp Closed: 0 | 2 | 0 | 7 | 24035-073-008758 | AMJAD SULTAN
28265 | Permanently Closed | 1991-12-20 | 1970-01-01 | 1991-12-20 | Petroleum | Unleaded gasoline | Unleaded gasoline |  | Fiberglass reinforced plastic | Fiberglass reinforced plastic |  |  | Fiberglass reinforced plastic |  | 1901-01-01 |  | Catchment Basin, Single walled catchment basin | Flow Rest 90% Full | Flow Rest 90% Full |  |  | Automatic Tank Gauge | [5 empty] | Annual line testing | Annual line testing |  | UST Currently In Use: 2; UST Temp Close: 0; AST Currently In Use: 0; AST Temp Closed: 0 | 2 | 0 | 7 | 24035-073-008758 | AMJAD SULTAN
28266 | Permanently Closed | 1991-12-20 | 1970-01-01 | 1991-12-20 | Petroleum | Unleaded gasoline | Unleaded gasoline |  | Fiberglass reinforced plastic | Fiberglass reinforced plastic |  |  | Fiberglass reinforced plastic |  | 1901-01-01 |  | Catchment Basin, Single walled catchment basin | Flow Rest 90% Full | Flow Rest 90% Full |  |  | Automatic Tank Gauge | [5 empty] | Annual line testing | Annual line testing |  | UST Currently In Use: 2; UST Temp Close: 0; AST Currently In Use: 0; AST Temp Closed: 0 | 2 | 0 | 7 | 24035-073-008758 | AMJAD SULTAN
28267 | Permanently Closed | 1991-12-20 | 1970-01-01 | 1991-12-20 | Petroleum | Used oil | Used oil |  | Steel | Steel |  | Painted or None | Steel |  | 1901-01-01 | [15 empty] | UST Currently In Use: 2; UST Temp Close: 0; AST Currently In Use: 0; AST Temp Closed: 0 | 2 | 0 | 7 | 24035-073-008758 | AMJAD SULTAN
28268 | Permanently Closed | 1901-01-01 | 1963-01-01 | 1989-07-07 | Petroleum | Unleaded gasoline | Unleaded gasoline |  | Steel | Steel |  | Painted or None | Steel |  | 1901-01-01 | [15 empty] | UST Currently In Use: 0; UST Temp Close: 0; AST Currently In Use: 0; AST Temp Closed: 0 | 0 | 0 | 5 | 14398-073-008759 | SHELL OIL CO
28269 | Permanently Closed | 1901-01-01 | 1963-01-01 | 1989-07-07 | Petroleum | Unleaded gasoline | Unleaded gasoline |  | Steel | Steel |  | Painted or None | Steel |  | 1901-01-01 | [15 empty] | UST Currently In Use: 0; UST Temp Close: 0; AST Currently In Use: 0; AST Temp Closed: 0 | 0 | 0 | 5 | 14398-073-008759 | SHELL OIL CO
28270 | Permanently Closed | 1901-01-01 | 1963-01-01 | 1989-07-07 | Petroleum | Unleaded gasoline | Unleaded gasoline |  | Steel | Steel |  | Painted or None | Steel |  | 1901-01-01 | [15 empty] | UST Currently In Use: 0; UST Temp Close: 0; AST Currently In Use: 0; AST Temp Closed: 0 | 0 | 0 | 5 | 14398-073-008759 | SHELL OIL CO
28271 | Permanently Closed | 1901-01-01 | 1968-01-01 | 1989-07-07 | Petroleum | Unleaded gasoline | Unleaded gasoline |  | Steel | Steel |  | Painted or None | Steel |  | 1901-01-01 | [15 empty] | UST Currently In Use: 0; UST Temp Close: 0; AST Currently In Use: 0; AST Temp Closed: 0 | 0 | 0 | 5 | 14398-073-008759 | SHELL OIL CO
28272 | Permanently Closed | 1901-01-01 | 1963-01-01 | 1989-07-07 | Petroleum | Used oil | Used oil |  | Steel | Steel |  | Painted or None | Steel, COPPER |  | 1901-01-01 | [15 empty] | UST Currently In Use: 0; UST Temp Close: 0; AST Currently In Use: 0; AST Temp Closed: 0 | 0 | 0 | 5 | 14398-073-008759 | SHELL OIL CO
28273 | Permanently Closed | 2009-03-28 | 1979-12-01 | 2010-11-19 | Petroleum | Unleaded gasoline | Unleaded gasoline | Retail | Fiberglass reinforced plastic | Fiberglass reinforced plastic |  |  | Fiberglass reinforced plastic |  | 1901-01-01 |  | Catchment Basin, Single walled catchment basin | Automatic shutoff device At 95% full | Automatic shutoff device At 95% full |  |  | Continuous Automatic Tank Gauge | [5 empty] | Annual line testing | Annual line testing |  | UST Currently In Use: 0; UST Temp Close: 0; AST Currently In Use: 0; AST Temp Closed: 0 | 0 | 0 | 4 | 13378-073-008760 | MCPHERSON COMPANIES, INC.
28274 | Permanently Closed | 2009-03-28 | 1979-12-01 | 2010-11-19 | Petroleum | Mid-grade gasoline | Mid-grade gasoline | Retail | Fiberglass reinforced plastic | Fiberglass reinforced plastic |  |  | Fiberglass reinforced plastic |  | 1901-01-01 |  | Catchment Basin, Single walled catchment basin | Automatic shutoff device At 95% full | Automatic shutoff device At 95% full |  |  | Continuous Automatic Tank Gauge | [5 empty] | Annual line testing | Annual line testing |  | UST Currently In Use: 0; UST Temp Close: 0; AST Currently In Use: 0; AST Temp Closed: 0 | 0 | 0 | 4 | 13378-073-008760 | MCPHERSON COMPANIES, INC.
28275 | Permanently Closed | 2009-03-28 | 1976-01-01 | 2010-11-19 | Petroleum | Premium gasoline | Premium gasoline | Retail | Fiberglass reinforced plastic | Fiberglass reinforced plastic |  |  | Fiberglass reinforced plastic |  | 1901-01-01 |  | Catchment Basin, Single walled catchment basin | Automatic shutoff device At 95% full | Automatic shutoff device At 95% full |  |  | Continuous Automatic Tank Gauge | [5 empty] | Annual line testing | Annual line testing |  | UST Currently In Use: 0; UST Temp Close: 0; AST Currently In Use: 0; AST Temp Closed: 0 | 0 | 0 | 4 | 13378-073-008760 | MCPHERSON COMPANIES, INC.
28276 | Permanently Closed | 1997-08-13 | 1965-01-01 | 1997-08-13 | Petroleum | Used oil | Used oil | Retail | Steel | Steel |  | Painted or None | Steel |  | 1901-01-01 | [15 empty] | UST Currently In Use: 0; UST Temp Close: 0; AST Currently In Use: 0; AST Temp Closed: 0 | 0 | 0 | 4 | 13378-073-008760 | MCPHERSON COMPANIES, INC.
28277 | Permanently Closed | 1996-11-01 | 1965-01-01 | 1996-11-18 | Petroleum | Unleaded gasoline | Unleaded gasoline | Retail | Steel | Steel |  | Painted or None | Steel |  | 1901-01-01 |  |  | Automatic shutoff device At 95% full | Automatic shutoff device At 95% full | [8 empty] | Annual line testing | Annual line testing |  | UST Currently In Use: 2; UST Temp Close: 0; AST Currently In Use: 0; AST Temp Closed: 0 | 2 | 0 | 4 | 25183-073-008761 | M & A INTERNATIONAL, LLC
28278 | Permanently Closed | 1996-11-01 | 1965-01-01 | 1996-11-18 | Petroleum | Unleaded gasoline | Unleaded gasoline | Retail | Steel | Steel |  | Painted or None | Steel |  | 1901-01-01 |  |  | Automatic shutoff device At 95% full | Automatic shutoff device At 95% full | [8 empty] | Annual line testing | Annual line testing |  | UST Currently In Use: 2; UST Temp Close: 0; AST Currently In Use: 0; AST Temp Closed: 0 | 2 | 0 | 4 | 25183-073-008761 | M & A INTERNATIONAL, LLC
28279 | Permanently Closed | 1996-11-01 | 1965-01-01 | 1996-11-18 | Petroleum | Unleaded gasoline | Unleaded gasoline | Retail | Steel | Steel |  | Painted or None | Steel |  | 1901-01-01 |  |  | Automatic shutoff device At 95% full | Automatic shutoff device At 95% full | [8 empty] | Annual line testing | Annual line testing |  | UST Currently In Use: 2; UST Temp Close: 0; AST Currently In Use: 0; AST Temp Closed: 0 | 2 | 0 | 4 | 25183-073-008761 | M & A INTERNATIONAL, LLC
28280 | Permanently Closed | 1996-11-01 | 1965-01-01 | 1996-11-18 | Petroleum | Used oil | Used oil | Retail | Steel | Steel |  | Painted or None | Steel |  | 1901-01-01 |  | Catchment Basin, Single walled catchment basin | Automatic shutoff device At 95% full | Automatic shutoff device At 95% full | [8 empty] | Annual line testing | Annual line testing |  | UST Currently In Use: 2; UST Temp Close: 0; AST Currently In Use: 0; AST Temp Closed: 0 | 2 | 0 | 4 | 25183-073-008761 | M & A INTERNATIONAL, LLC
28281 | Currently in Use |  | 1984-01-01 |  | Petroleum | Unleaded gasoline | Unleaded gasoline | Retail | Fiberglass reinforced plastic | Fiberglass reinforced plastic |  |  | Fiberglass reinforced plastic |  | 1901-01-01 |  | Catchment Basin, Single walled catchment basin | Automatic shutoff device At 95% full, Flow Rest 90% Full | Flow Rest 90% Full |  |  | Continuous Automatic Tank Gauge |  | Automatic shutoff device (AELLD), Containment Sump | Containment Sump | Interstitial Monitoring within Secondary Containment | SENSOR TO ATG | Continuous alarm system | Continuous alarm system |  | UST Currently In Use: 3; UST Temp Close: 1; AST Currently In Use: 0; AST Temp Closed: 0 | 3 | 1 | 2 | 25338-073-008762 | VIP INVESTMENT GROUP LLC
28282 | Temporary Closed | 2008-03-01 | 1984-01-01 |  | Petroleum | Mid-grade gasoline | Mid-grade gasoline | Retail | Double Wall, Fiberglass reinforced plastic | Fiberglass reinforced plastic |  |  | Double Wall, Fiberglass reinforced plastic, 2 PIECES |  | 1901-01-01 |  | Catchment Basin, Single walled catchment basin | Automatic shutoff device At 95% full, Flow Rest 90% Full | Flow Rest 90% Full |  |  | Continuous Automatic Tank Gauge |  | Automatic shutoff device (AELLD) | Automatic shutoff device (AELLD) | [5 empty] | UST Currently In Use: 3; UST Temp Close: 1; AST Currently In Use: 0; AST Temp Closed: 0 | 3 | 1 | 2 | 25338-073-008762 | VIP INVESTMENT GROUP LLC
28283 | Currently in Use |  | 1984-01-01 |  | Petroleum | Premium gasoline | Premium gasoline | Retail | Double Wall, Fiberglass reinforced plastic | Fiberglass reinforced plastic |  |  | Double Wall, Fiberglass reinforced plastic, 2 PIECES |  | 1901-01-01 |  | Catchment Basin, Single walled catchment basin | Automatic shutoff device At 95% full, Flow Rest 90% Full | Flow Rest 90% Full |  |  | Continuous Automatic Tank Gauge |  | Automatic flow restrictor (MLLD), Containment Sump | Containment Sump |  |  | Annual line testing | Annual line testing |  | UST Currently In Use: 3; UST Temp Close: 1; AST Currently In Use: 0; AST Temp Closed: 0 | 3 | 1 | 2 | 25338-073-008762 | VIP INVESTMENT GROUP LLC
28284 | Permanently Closed | 1990-03-20 | 1964-01-01 | 1990-03-20 | Petroleum | Used oil | Used oil |  | Steel | Steel |  | Painted or None | Double Wall, Steel |  | 1901-01-01 | [15 empty] | UST Currently In Use: 3; UST Temp Close: 1; AST Currently In Use: 0; AST Temp Closed: 0 | 3 | 1 | 2 | 25338-073-008762 | VIP INVESTMENT GROUP LLC
28285 | Permanently Closed | 2009-07-27 | 1990-04-02 | 2009-07-27 | Petroleum | Used oil | Used oil | Retail | Fiberglass reinforced plastic | Fiberglass reinforced plastic |  |  | Fiberglass reinforced plastic |  | 1901-01-01 |  | Catchment Basin, EXEMPT | Flow Rest 90% Full, EXEMPT | Flow Rest 90% Full | Interstitial Monitoring within Secondary Containment | [10 empty] | UST Currently In Use: 3; UST Temp Close: 1; AST Currently In Use: 0; AST Temp Closed: 0 | 3 | 1 | 2 | 25338-073-008762 | VIP INVESTMENT GROUP LLC
28286 | Permanently Closed |  | 1983-01-01 | 2025-09-08 | Petroleum | Unleaded gasoline | Unleaded gasoline | Retail | Fiberglass reinforced plastic, Single Wall | Single Wall |  |  | Double Wall, Fiberglass reinforced plastic |  | 1901-01-01 |  | Catchment Basin, Single walled catchment basin | Automatic shutoff device At 95% full | Automatic shutoff device At 95% full |  |  | Continuous Automatic Tank Gauge |  | Automatic shutoff device (AELLD) | Automatic shutoff device (AELLD) |  |  | Automatic electronic line leak detector (AELLD) | Automatic electronic line leak detector (AELLD) |  | UST Currently In Use: 0; UST Temp Close: 0; AST Currently In Use: 0; AST Temp Closed: 0 | 0 | 0 | 4 | 25736-073-008763 | MM ALABAMA LEASING
28287 | Permanently Closed |  | 1983-01-01 | 2025-09-08 | Petroleum | Unleaded gasoline | Unleaded gasoline | [23 empty] | UST Currently In Use: 0; UST Temp Close: 0; AST Currently In Use: 0; AST Temp Closed: 0 | 0 | 0 | 4 | 25736-073-008763 | MM ALABAMA LEASING
28288 | Permanently Closed | 2023-09-23 | 1983-01-01 | 2025-09-08 | Petroleum | Premium gasoline | Premium gasoline | Retail | Fiberglass reinforced plastic, Single Wall | Single Wall |  |  | Double Wall, Fiberglass reinforced plastic |  | 1901-01-01 |  | Catchment Basin, Single walled catchment basin | Automatic shutoff device At 95% full | Automatic shutoff device At 95% full |  |  | Continuous Automatic Tank Gauge |  | Automatic shutoff device (AELLD) | Automatic shutoff device (AELLD) |  |  | Automatic electronic line leak detector (AELLD) | Automatic electronic line leak detector (AELLD) |  | UST Currently In Use: 0; UST Temp Close: 0; AST Currently In Use: 0; AST Temp Closed: 0 | 0 | 0 | 4 | 25736-073-008763 | MM ALABAMA LEASING
28289 | Permanently Closed | 2006-04-13 | 1983-01-01 | 2006-04-13 | Petroleum | Used oil | Used oil | Retail | Fiberglass reinforced plastic | Fiberglass reinforced plastic |  |  | Fiberglass reinforced plastic |  | 1901-01-01 |  | Other, EXEMPT | Other, EXEMPT | Other |  |  | Continuous Automatic Tank Gauge | [5 empty] | Annual line testing | Annual line testing |  | UST Currently In Use: 0; UST Temp Close: 0; AST Currently In Use: 0; AST Temp Closed: 0 | 0 | 0 | 4 | 25736-073-008763 | MM ALABAMA LEASING
28290 | Permanently Closed | 1999-10-22 | 1981-01-01 | 1999-10-22 | Petroleum | Unleaded gasoline | Unleaded gasoline | Retail | Fiberglass reinforced plastic | Fiberglass reinforced plastic |  |  | Fiberglass reinforced plastic |  | 1901-01-01 |  | Catchment Basin, Single walled catchment basin | Automatic shutoff device At 95% full | Automatic shutoff device At 95% full |  |  | Automatic Tank Gauge | [5 empty] | Annual line testing | Annual line testing |  | UST Currently In Use: 2; UST Temp Close: 0; AST Currently In Use: 0; AST Temp Closed: 0 | 2 | 0 | 4 | 22658-073-008764 | SOUTHEAST HOLDING INVESTMENT LLC
28291 | Permanently Closed | 1999-10-22 | 1981-01-01 | 1999-10-22 | Petroleum | Unleaded gasoline | Unleaded gasoline | Retail | Fiberglass reinforced plastic | Fiberglass reinforced plastic |  |  | Fiberglass reinforced plastic |  | 1901-01-01 |  | Catchment Basin, Single walled catchment basin | Automatic shutoff device At 95% full | Automatic shutoff device At 95% full |  |  | Automatic Tank Gauge | [5 empty] | Annual line testing | Annual line testing |  | UST Currently In Use: 2; UST Temp Close: 0; AST Currently In Use: 0; AST Temp Closed: 0 | 2 | 0 | 4 | 22658-073-008764 | SOUTHEAST HOLDING INVESTMENT LLC
28292 | Permanently Closed | 1999-10-22 | 1981-01-01 | 1999-10-22 | Petroleum | Unleaded gasoline | Unleaded gasoline | Retail | Fiberglass reinforced plastic | Fiberglass reinforced plastic |  |  | Fiberglass reinforced plastic |  | 1901-01-01 |  | Catchment Basin, Single walled catchment basin | Automatic shutoff device At 95% full | Automatic shutoff device At 95% full |  |  | Automatic Tank Gauge | [5 empty] | Annual line testing | Annual line testing |  | UST Currently In Use: 2; UST Temp Close: 0; AST Currently In Use: 0; AST Temp Closed: 0 | 2 | 0 | 4 | 22658-073-008764 | SOUTHEAST HOLDING INVESTMENT LLC
28293 | Permanently Closed | 1998-10-15 | 1965-01-01 | 1998-10-15 | Petroleum | Used oil | Used oil |  | Steel | Steel |  | Painted or None | Steel |  | 1901-01-01 | [12 empty] | Annual line testing | Annual line testing |  | UST Currently In Use: 2; UST Temp Close: 0; AST Currently In Use: 0; AST Temp Closed: 0 | 2 | 0 | 4 | 22658-073-008764 | SOUTHEAST HOLDING INVESTMENT LLC
28294 | Permanently Closed | 1997-05-27 | 1967-01-01 | 1997-05-30 | Petroleum | Unleaded gasoline | Unleaded gasoline | Retail | Steel | Steel |  | Painted or None | Steel |  | 1901-01-01 | [12 empty] | Annual line testing | Annual line testing |  | UST Currently In Use: 2; UST Temp Close: 0; AST Currently In Use: 0; AST Temp Closed: 0 | 2 | 0 | 4 | 24203-073-008765 | MUNA LLC
28295 | Permanently Closed | 1997-05-27 | 1966-01-01 | 1997-05-30 | Petroleum | Unleaded gasoline | Unleaded gasoline | Retail | Steel | Steel |  | Painted or None | Steel |  | 1901-01-01 | [12 empty] | Annual line testing | Annual line testing |  | UST Currently In Use: 2; UST Temp Close: 0; AST Currently In Use: 0; AST Temp Closed: 0 | 2 | 0 | 4 | 24203-073-008765 | MUNA LLC
28296 | Permanently Closed | 1997-05-27 | 1966-01-01 | 1997-05-30 | Petroleum | Unleaded gasoline | Unleaded gasoline | Retail | Steel | Steel |  | Painted or None | Steel |  | 1901-01-01 | [12 empty] | Annual line testing | Annual line testing |  | UST Currently In Use: 2; UST Temp Close: 0; AST Currently In Use: 0; AST Temp Closed: 0 | 2 | 0 | 4 | 24203-073-008765 | MUNA LLC
28297 | Permanently Closed | 1996-11-01 | 1966-01-01 | 1997-03-18 | Petroleum | Used oil | Used oil | Retail | Steel | Steel |  | Painted or None | Steel |  | 1901-01-01 | [15 empty] | UST Currently In Use: 2; UST Temp Close: 0; AST Currently In Use: 0; AST Temp Closed: 0 | 2 | 0 | 4 | 24203-073-008765 | MUNA LLC
28298 | Permanently Closed | 1974-12-19 | 1963-01-01 | 1974-12-19 | Petroleum | Other, OTHER | Other |  | Steel | Steel |  | Painted or None | Steel |  | 1901-01-01 | [15 empty] | UST Currently In Use: 0; UST Temp Close: 0; AST Currently In Use: 0; AST Temp Closed: 0 | 0 | 0 | 4 | 14398-073-013029 | SHELL OIL CO
28299 | Permanently Closed | 1974-12-19 | 1963-01-01 | 1974-12-19 | Petroleum | Other, OTHER | Other |  | Steel | Steel |  | Painted or None | Steel |  | 1901-01-01 | [15 empty] | UST Currently In Use: 0; UST Temp Close: 0; AST Currently In Use: 0; AST Temp Closed: 0 | 0 | 0 | 4 | 14398-073-013029 | SHELL OIL CO
28300 | Permanently Closed | 1974-12-19 | 1963-01-01 | 1974-12-19 | Petroleum | Other, OTHER | Other |  | Steel | Steel |  | Painted or None | Steel |  | 1901-01-01 | [15 empty] | UST Currently In Use: 0; UST Temp Close: 0; AST Currently In Use: 0; AST Temp Closed: 0 | 0 | 0 | 4 | 14398-073-013029 | SHELL OIL CO
28301 | Permanently Closed | 1974-12-19 | 1963-01-01 | 1974-12-19 | Petroleum | Other, OTHER | Other |  | Steel | Steel |  | Painted or None | Steel |  | 1901-01-01 | [15 empty] | UST Currently In Use: 0; UST Temp Close: 0; AST Currently In Use: 0; AST Temp Closed: 0 | 0 | 0 | 4 | 14398-073-013029 | SHELL OIL CO
28302 | Permanently Closed | 1990-09-11 | 1978-01-01 | 1990-09-11 | Petroleum | Unleaded gasoline | Unleaded gasoline |  | Fiberglass reinforced plastic | Fiberglass reinforced plastic |  |  | Fiberglass reinforced plastic |  | 1901-01-01 | [15 empty] | UST Currently In Use: 3; UST Temp Close: 0; AST Currently In Use: 0; AST Temp Closed: 0 | 3 | 0 | 4 | 25070-097-008734 | SANH VO
28303 | Permanently Closed | 1990-09-11 | 1978-01-01 | 1990-09-11 | Petroleum | Unleaded gasoline | Unleaded gasoline |  | Fiberglass reinforced plastic | Fiberglass reinforced plastic |  |  | Fiberglass reinforced plastic |  | 1901-01-01 | [15 empty] | UST Currently In Use: 3; UST Temp Close: 0; AST Currently In Use: 0; AST Temp Closed: 0 | 3 | 0 | 4 | 25070-097-008734 | SANH VO
28304 | Permanently Closed | 1990-09-11 | 1978-01-01 | 1990-09-11 | Petroleum | Unleaded gasoline | Unleaded gasoline |  | Fiberglass reinforced plastic | Fiberglass reinforced plastic |  |  | Fiberglass reinforced plastic |  | 1901-01-01 | [15 empty] | UST Currently In Use: 3; UST Temp Close: 0; AST Currently In Use: 0; AST Temp Closed: 0 | 3 | 0 | 4 | 25070-097-008734 | SANH VO
28305 | Permanently Closed | 1990-09-11 | 1964-01-01 | 1990-09-11 | Petroleum | Used oil | Used oil |  | Fiberglass reinforced plastic | Fiberglass reinforced plastic |  |  | Steel |  | 1901-01-01 | [15 empty] | UST Currently In Use: 3; UST Temp Close: 0; AST Currently In Use: 0; AST Temp Closed: 0 | 3 | 0 | 4 | 25070-097-008734 | SANH VO
28306 | Permanently Closed | 2013-06-01 | 1983-01-01 | 2014-07-16 | Petroleum | Unleaded gasoline | Unleaded gasoline | Retail | Fiberglass reinforced plastic | Fiberglass reinforced plastic |  |  | Fiberglass reinforced plastic |  | 1901-01-01 |  | Catchment Basin, Single walled catchment basin | Automatic shutoff device At 95% full, Flow Rest 90% Full | Flow Rest 90% Full |  |  | Continuous Automatic Tank Gauge |  | Containment Sump | Containment Sump | Interstitial Monitoring within Secondary Containment | MANUAL/VISUAL CHECK | Continuous alarm system | Continuous alarm system |  | UST Currently In Use: 0; UST Temp Close: 0; AST Currently In Use: 0; AST Temp Closed: 0 | 0 | 0 | 4 | 13378-097-008735 | MCPHERSON COMPANIES, INC.
28307 | Permanently Closed | 2013-06-01 | 1983-01-01 | 2014-07-16 | Petroleum | Mid-grade gasoline | Mid-grade gasoline | Retail | Fiberglass reinforced plastic | Fiberglass reinforced plastic |  |  | Fiberglass reinforced plastic |  | 1901-01-01 |  | Catchment Basin, Single walled catchment basin | Automatic shutoff device At 95% full, Flow Rest 90% Full | Flow Rest 90% Full |  |  | Continuous Automatic Tank Gauge |  | Containment Sump | Containment Sump | Interstitial Monitoring within Secondary Containment | MANUAL/VISUAL CHECK | Continuous alarm system | Continuous alarm system |  | UST Currently In Use: 0; UST Temp Close: 0; AST Currently In Use: 0; AST Temp Closed: 0 | 0 | 0 | 4 | 13378-097-008735 | MCPHERSON COMPANIES, INC.
28308 | Permanently Closed | 2013-06-01 | 1983-01-01 | 2014-07-16 | Petroleum | Premium gasoline | Premium gasoline | Retail | Fiberglass reinforced plastic | Fiberglass reinforced plastic |  |  | Fiberglass reinforced plastic |  | 1901-01-01 |  | Catchment Basin, Single walled catchment basin | Automatic shutoff device At 95% full, Flow Rest 90% Full | Flow Rest 90% Full |  |  | Continuous Automatic Tank Gauge |  | Containment Sump | Containment Sump | Interstitial Monitoring within Secondary Containment | MANUAL/VISUAL CHECK | Continuous alarm system | Continuous alarm system |  | UST Currently In Use: 0; UST Temp Close: 0; AST Currently In Use: 0; AST Temp Closed: 0 | 0 | 0 | 4 | 13378-097-008735 | MCPHERSON COMPANIES, INC.
28309 | Permanently Closed | 1998-12-15 | 1983-01-01 | 1998-01-12 | Petroleum | Used oil | Used oil |  | Fiberglass reinforced plastic | Fiberglass reinforced plastic |  |  | Fiberglass reinforced plastic |  | 1901-01-01 | [12 empty] | Annual line testing | Annual line testing |  | UST Currently In Use: 0; UST Temp Close: 0; AST Currently In Use: 0; AST Temp Closed: 0 | 0 | 0 | 4 | 13378-097-008735 | MCPHERSON COMPANIES, INC.
28310 | Permanently Closed | 2002-10-16 | 1973-01-01 | 2002-10-30 | Petroleum | Premium gasoline | Premium gasoline | Retail | Fiberglass reinforced plastic | Fiberglass reinforced plastic |  |  | Fiberglass reinforced plastic |  | 1901-01-01 |  | Catchment Basin, Single walled catchment basin | Automatic shutoff device At 95% full, Flow Rest 90% Full | Flow Rest 90% Full |  |  | Continuous Automatic Tank Gauge | [5 empty] | Annual line testing | Annual line testing |  | UST Currently In Use: 0; UST Temp Close: 0; AST Currently In Use: 0; AST Temp Closed: 0 | 0 | 0 | 3 | 13319-097-008736 | MAX OIL COMPANY, INC.
28311 | Permanently Closed | 2002-10-16 | 1973-01-01 | 2002-10-30 | Petroleum | Mid-grade gasoline | Mid-grade gasoline | Retail | Fiberglass reinforced plastic | Fiberglass reinforced plastic |  |  | Fiberglass reinforced plastic |  | 1901-01-01 |  | Catchment Basin, Single walled catchment basin | Automatic shutoff device At 95% full, Flow Rest 90% Full | Flow Rest 90% Full |  |  | Continuous Automatic Tank Gauge | [5 empty] | Annual line testing | Annual line testing |  | UST Currently In Use: 0; UST Temp Close: 0; AST Currently In Use: 0; AST Temp Closed: 0 | 0 | 0 | 3 | 13319-097-008736 | MAX OIL COMPANY, INC.
28312 | Permanently Closed | 2002-10-16 | 1973-01-01 | 2002-10-30 | Petroleum | Unleaded gasoline | Unleaded gasoline | Retail | Fiberglass reinforced plastic | Fiberglass reinforced plastic |  |  | Fiberglass reinforced plastic |  | 1901-01-01 |  | Catchment Basin, Single walled catchment basin | Automatic shutoff device At 95% full, Flow Rest 90% Full | Flow Rest 90% Full |  |  | Continuous Automatic Tank Gauge | [5 empty] | Annual line testing | Annual line testing |  | UST Currently In Use: 0; UST Temp Close: 0; AST Currently In Use: 0; AST Temp Closed: 0 | 0 | 0 | 3 | 13319-097-008736 | MAX OIL COMPANY, INC.
28313 | Permanently Closed | 1991-06-01 | 1969-01-01 | 1991-06-01 | Petroleum | Unleaded gasoline | Unleaded gasoline |  | Steel | Steel |  | Painted or None | Steel |  | 1901-01-01 | [15 empty] | UST Currently In Use: 3; UST Temp Close: 0; AST Currently In Use: 0; AST Temp Closed: 0 | 3 | 0 | 4 | 25736-097-008737 | MM ALABAMA LEASING
28314 | Permanently Closed | 1991-06-01 | 1969-01-01 | 1991-06-01 | Petroleum | Unleaded gasoline | Unleaded gasoline |  | Steel | Steel |  | Painted or None | Steel |  | 1901-01-01 | [15 empty] | UST Currently In Use: 3; UST Temp Close: 0; AST Currently In Use: 0; AST Temp Closed: 0 | 3 | 0 | 4 | 25736-097-008737 | MM ALABAMA LEASING
28315 | Permanently Closed | 1991-06-01 | 1969-01-01 | 1991-06-01 | Petroleum | Unleaded gasoline | Unleaded gasoline |  | Steel | Steel |  | Painted or None | Steel |  | 1901-01-01 | [15 empty] | UST Currently In Use: 3; UST Temp Close: 0; AST Currently In Use: 0; AST Temp Closed: 0 | 3 | 0 | 4 | 25736-097-008737 | MM ALABAMA LEASING
28316 | Permanently Closed | 1991-06-01 | 1969-01-01 | 1991-06-01 | Petroleum | Used oil | Used oil |  | Steel | Steel |  | Painted or None | Steel |  | 1901-01-01 | [15 empty] | UST Currently In Use: 3; UST Temp Close: 0; AST Currently In Use: 0; AST Temp Closed: 0 | 3 | 0 | 4 | 25736-097-008737 | MM ALABAMA LEASING
28317 | Permanently Closed | 2017-12-17 | 1978-01-01 | 2018-01-03 | Petroleum | Unleaded gasoline | Unleaded gasoline | Retail | Fiberglass reinforced plastic | Fiberglass reinforced plastic |  |  | Fiberglass reinforced plastic |  | 1901-01-01 |  | Catchment Basin, Single walled catchment basin | Flow Rest 90% Full | Flow Rest 90% Full |  |  | Continuous Automatic Tank Gauge |  | Containment Sump | Containment Sump |  |  | Annual line testing | Annual line testing |  | UST Currently In Use: 0; UST Temp Close: 0; AST Currently In Use: 0; AST Temp Closed: 0 | 0 | 0 | 3 | 24050-097-008742 | MISSION OPERATIONS LLC
28319 | Permanently Closed | 2017-12-17 | 1978-01-01 | 2018-01-03 | Petroleum | Premium gasoline | Premium gasoline | Retail | Fiberglass reinforced plastic | Fiberglass reinforced plastic |  |  | Fiberglass reinforced plastic |  | 1901-01-01 |  | Catchment Basin, Single walled catchment basin | Flow Rest 90% Full | Flow Rest 90% Full |  |  | Continuous Automatic Tank Gauge |  | Containment Sump | Containment Sump |  |  | Annual line testing | Annual line testing |  | UST Currently In Use: 0; UST Temp Close: 0; AST Currently In Use: 0; AST Temp Closed: 0 | 0 | 0 | 3 | 24050-097-008742 | MISSION OPERATIONS LLC
28320 | Permanently Closed | 1991-07-01 | 1964-01-01 | 1991-07-01 | Petroleum | Used oil | Used oil |  | Steel | Steel |  | Painted or None | Steel |  | 1901-01-01 | [15 empty] | UST Currently In Use: 0; UST Temp Close: 0; AST Currently In Use: 0; AST Temp Closed: 0 | 0 | 0 | 3 | 24050-097-008742 | MISSION OPERATIONS LLC
28321 | Permanently Closed | 1998-09-23 | 1974-01-01 | 1998-09-23 | Petroleum | Unleaded gasoline | Unleaded gasoline | Retail | Fiberglass reinforced plastic | Fiberglass reinforced plastic |  |  | Flexible |  | 1901-01-01 |  | Catchment Basin, Single walled catchment basin | Flow Rest 90% Full | Flow Rest 90% Full | [6 empty] | Interstitial Monitoring within Secondary Containment |  | Annual line testing | Annual line testing |  | UST Currently In Use: 0; UST Temp Close: 0; AST Currently In Use: 0; AST Temp Closed: 0 | 0 | 0 | 3 | 13319-097-008743 | MAX OIL COMPANY, INC.
28322 | Permanently Closed | 1998-09-23 | 1974-01-01 | 1998-09-23 | Petroleum | Unleaded gasoline | Unleaded gasoline | Retail | Fiberglass reinforced plastic | Fiberglass reinforced plastic |  |  | Flexible |  | 1901-01-01 |  | Catchment Basin, Single walled catchment basin | Flow Rest 90% Full | Flow Rest 90% Full | [6 empty] | Interstitial Monitoring within Secondary Containment |  | Annual line testing | Annual line testing |  | UST Currently In Use: 0; UST Temp Close: 0; AST Currently In Use: 0; AST Temp Closed: 0 | 0 | 0 | 3 | 13319-097-008743 | MAX OIL COMPANY, INC.
28323 | Permanently Closed | 1998-09-23 | 1974-01-01 | 1998-09-23 | Petroleum | Unleaded gasoline | Unleaded gasoline | Retail | Fiberglass reinforced plastic | Fiberglass reinforced plastic |  |  | Flexible |  | 1901-01-01 |  | Catchment Basin, Single walled catchment basin | Flow Rest 90% Full | Flow Rest 90% Full | [6 empty] | Interstitial Monitoring within Secondary Containment |  | Annual line testing | Annual line testing |  | UST Currently In Use: 0; UST Temp Close: 0; AST Currently In Use: 0; AST Temp Closed: 0 | 0 | 0 | 3 | 13319-097-008743 | MAX OIL COMPANY, INC.
28324 | Currently in Use |  | 1980-01-01 |  | Petroleum | Unleaded gasoline | Unleaded gasoline | Retail | Fiberglass reinforced plastic, INT LINED | Fiberglass reinforced plastic |  |  | Flexible, FLEX PIPE |  | 1901-01-01 | Other, FLEX PIPE | Catchment Basin, Single walled catchment basin | Flow Rest 90% Full | Flow Rest 90% Full |  |  | Continuous Automatic Tank Gauge |  | Automatic flow restrictor (MLLD), Containment Sump | Containment Sump |  |  | Annual line testing | Annual line testing |  | UST Currently In Use: 3; UST Temp Close: 0; AST Currently In Use: 0; AST Temp Closed: 0 | 3 | 0 | 6 | 17683-097-008744 | STEPHEN GRIFFITH
28325 | Currently in Use |  | 1980-01-01 |  | Petroleum | On road diesel | On road diesel | Retail | Fiberglass reinforced plastic, INTLINED | Fiberglass reinforced plastic |  |  | Flexible, FLEX PIPE |  | 1901-01-01 | Other, FLEX PIPE | Catchment Basin, Single walled catchment basin | Flow Rest 90% Full | Flow Rest 90% Full |  |  | Continuous Automatic Tank Gauge |  | Automatic flow restrictor (MLLD), Containment Sump | Containment Sump |  |  | Annual line testing | Annual line testing |  | UST Currently In Use: 3; UST Temp Close: 0; AST Currently In Use: 0; AST Temp Closed: 0 | 3 | 0 | 6 | 17683-097-008744 | STEPHEN GRIFFITH
28326 | Currently in Use |  | 1980-01-01 |  | Petroleum | Premium gasoline | Premium gasoline | Retail | Fiberglass reinforced plastic, INT LINED | Fiberglass reinforced plastic |  |  | Flexible, FLEX PIPE |  | 1901-01-01 | Other, FLEX PIPE | Catchment Basin, Single walled catchment basin | Flow Rest 90% Full | Flow Rest 90% Full |  |  | Continuous Automatic Tank Gauge |  | Automatic flow restrictor (MLLD), Containment Sump | Containment Sump |  |  | Annual line testing | Annual line testing |  | UST Currently In Use: 3; UST Temp Close: 0; AST Currently In Use: 0; AST Temp Closed: 0 | 3 | 0 | 6 | 17683-097-008744 | STEPHEN GRIFFITH
28327 | Permanently Closed | 1991-05-01 | 1956-01-01 | 1991-05-01 | Petroleum | Used oil | Used oil |  | Steel | Steel |  | Painted or None | Steel |  | 1901-01-01 | [15 empty] | UST Currently In Use: 3; UST Temp Close: 0; AST Currently In Use: 0; AST Temp Closed: 0 | 3 | 0 | 6 | 17683-097-008744 | STEPHEN GRIFFITH
28328 | Permanently Closed | 1978-08-01 | 1968-01-01 |  | Petroleum | Unleaded gasoline | Unleaded gasoline |  | Steel | Steel |  | Painted or None |  |  | 1901-01-01 | [15 empty] | UST Currently In Use: 3; UST Temp Close: 0; AST Currently In Use: 0; AST Temp Closed: 0 | 3 | 0 | 6 | 17683-097-008744 | STEPHEN GRIFFITH
28329 | Permanently Closed | 1978-08-01 | 1968-01-01 |  | Petroleum | Unleaded gasoline | Unleaded gasoline |  | Steel | Steel |  | Painted or None |  |  | 1901-01-01 | [15 empty] | UST Currently In Use: 3; UST Temp Close: 0; AST Currently In Use: 0; AST Temp Closed: 0 | 3 | 0 | 6 | 17683-097-008744 | STEPHEN GRIFFITH
28330 | Permanently Closed | 1978-08-01 | 1952-01-01 |  | Petroleum | Unleaded gasoline | Unleaded gasoline |  | Steel | Steel |  | Painted or None |  |  | 1901-01-01 | [15 empty] | UST Currently In Use: 3; UST Temp Close: 0; AST Currently In Use: 0; AST Temp Closed: 0 | 3 | 0 | 6 | 17683-097-008744 | STEPHEN GRIFFITH
28331 | Permanently Closed | 1978-08-01 | 1958-01-01 |  | Petroleum | Unleaded gasoline | Unleaded gasoline |  | Steel | Steel |  | Painted or None |  |  | 1901-01-01 | [15 empty] | UST Currently In Use: 3; UST Temp Close: 0; AST Currently In Use: 0; AST Temp Closed: 0 | 3 | 0 | 6 | 17683-097-008744 | STEPHEN GRIFFITH
28332 | Permanently Closed | 1978-08-01 | 1958-01-01 |  | Petroleum | Unleaded gasoline | Unleaded gasoline |  | Steel | Steel |  | Painted or None |  |  | 1901-01-01 | [15 empty] | UST Currently In Use: 3; UST Temp Close: 0; AST Currently In Use: 0; AST Temp Closed: 0 | 3 | 0 | 6 | 17683-097-008744 | STEPHEN GRIFFITH
28333 | Permanently Closed | 1994-03-20 | 1969-01-01 | 1994-03-21 | Petroleum | Unleaded gasoline | Unleaded gasoline |  | Steel | Steel |  | Painted or None | Steel |  | 1901-01-01 | [15 empty] | UST Currently In Use: 0; UST Temp Close: 0; AST Currently In Use: 0; AST Temp Closed: 0 | 0 | 0 | 7 | 21518-117-008752 | PINSON TEXACO LLC
28334 | Permanently Closed | 1994-03-20 | 1969-01-01 | 1994-03-21 | Petroleum | Unleaded gasoline | Unleaded gasoline |  | Steel | Steel |  | Painted or None | Steel |  | 1901-01-01 | [15 empty] | UST Currently In Use: 0; UST Temp Close: 0; AST Currently In Use: 0; AST Temp Closed: 0 | 0 | 0 | 7 | 21518-117-008752 | PINSON TEXACO LLC
28335 | Permanently Closed | 1994-03-20 | 1969-01-01 | 1994-03-21 | Petroleum | Unleaded gasoline | Unleaded gasoline |  | Steel | Steel |  | Painted or None | Steel |  | 1901-01-01 | [15 empty] | UST Currently In Use: 0; UST Temp Close: 0; AST Currently In Use: 0; AST Temp Closed: 0 | 0 | 0 | 7 | 21518-117-008752 | PINSON TEXACO LLC
28336 | Permanently Closed | 1994-03-20 | 1969-01-01 | 1994-03-21 | Petroleum | Used oil | Used oil |  | Steel | Steel |  | Painted or None | Steel |  | 1901-01-01 | [15 empty] | UST Currently In Use: 0; UST Temp Close: 0; AST Currently In Use: 0; AST Temp Closed: 0 | 0 | 0 | 7 | 21518-117-008752 | PINSON TEXACO LLC
28337 | Permanently Closed | 1985-01-01 | 1973-01-01 | 2000-02-07 | Petroleum | Unleaded gasoline | Unleaded gasoline |  | Steel | Steel |  |  | Steel |  | 1901-01-01 | [15 empty] | UST Currently In Use: 0; UST Temp Close: 0; AST Currently In Use: 0; AST Temp Closed: 0 | 0 | 0 | 3 | 14399-115-010466 | SHELTER COVE MARINA
28338 | Permanently Closed | 1985-01-01 | 1973-01-01 | 2000-02-07 | Petroleum | Unleaded gasoline | Unleaded gasoline |  | Steel | Steel |  |  | Steel |  | 1901-01-01 | [15 empty] | UST Currently In Use: 0; UST Temp Close: 0; AST Currently In Use: 0; AST Temp Closed: 0 | 0 | 0 | 3 | 14399-115-010466 | SHELTER COVE MARINA
28339 | Permanently Closed | 1985-01-01 | 1973-01-01 | 2000-02-07 | Petroleum | Other, X | Other |  | Steel | Steel |  |  | Steel |  | 1901-01-01 | [15 empty] | UST Currently In Use: 0; UST Temp Close: 0; AST Currently In Use: 0; AST Temp Closed: 0 | 0 | 0 | 3 | 14399-115-010466 | SHELTER COVE MARINA
28340 | Permanently Closed | 1993-09-01 | 1977-01-01 | 1993-09-01 | Petroleum | Unleaded gasoline | Unleaded gasoline |  | Steel | Steel |  | Painted or None | Steel |  | 1901-01-01 | [15 empty] | UST Currently In Use: 0; UST Temp Close: 0; AST Currently In Use: 2; AST Temp Closed: 3 | 0 | 0 | 2 | 22495-117-004445 | FORTERRA PIPE & PRECAST, LLC
28341 | Permanently Closed | 1993-09-16 | 1977-01-01 | 1993-09-16 | Petroleum | On road diesel | On road diesel |  | Steel | Steel |  | Painted or None | Steel |  | 1901-01-01 | [15 empty] | UST Currently In Use: 0; UST Temp Close: 0; AST Currently In Use: 2; AST Temp Closed: 3 | 0 | 0 | 2 | 22495-117-004445 | FORTERRA PIPE & PRECAST, LLC
28342 | Permanently Closed | 1991-03-13 | 1974-01-01 | 1991-03-13 | Petroleum | On road diesel | On road diesel |  | Steel | Steel |  | Painted or None | Steel |  | 1901-01-01 | [15 empty] | UST Currently In Use: 0; UST Temp Close: 0; AST Currently In Use: 0; AST Temp Closed: 0 | 0 | 0 | 2 | 22026-055-008312 | SHERMAN INDUSTRIES, LLC
28343 | Permanently Closed | 1991-03-13 | 1974-01-01 | 1991-03-13 | Petroleum | Unleaded gasoline | Unleaded gasoline |  | Steel | Steel |  | Painted or None | Steel |  | 1901-01-01 | [15 empty] | UST Currently In Use: 0; UST Temp Close: 0; AST Currently In Use: 0; AST Temp Closed: 0 | 0 | 0 | 2 | 22026-055-008312 | SHERMAN INDUSTRIES, LLC
28344 | Permanently Closed | 1991-03-13 | 1968-01-01 | 1991-03-13 | Petroleum | On road diesel | On road diesel |  | Steel | Steel |  | Painted or None | Steel |  | 1901-01-01 | [15 empty] | UST Currently In Use: 0; UST Temp Close: 0; AST Currently In Use: 0; AST Temp Closed: 0 | 0 | 0 | 2 | 22026-055-008352 | SHERMAN INDUSTRIES, LLC
28345 | Permanently Closed | 1991-03-13 | 1978-01-01 | 1991-03-13 | Petroleum | Unleaded gasoline | Unleaded gasoline |  | Steel | Steel |  | Painted or None | Steel |  | 1901-01-01 | [15 empty] | UST Currently In Use: 0; UST Temp Close: 0; AST Currently In Use: 0; AST Temp Closed: 0 | 0 | 0 | 2 | 22026-055-008352 | SHERMAN INDUSTRIES, LLC
28346 | Permanently Closed | 1982-04-01 | 1963-01-01 | 1991-03-11 | Petroleum | Unleaded gasoline | Unleaded gasoline |  | Steel | Steel |  | Painted or None | Steel |  | 1901-01-01 | [15 empty] | UST Currently In Use: 0; UST Temp Close: 0; AST Currently In Use: 0; AST Temp Closed: 0 | 0 | 0 | 1 | 22026-055-010486 | SHERMAN INDUSTRIES, LLC
28347 | Permanently Closed | 1990-12-10 | 1969-01-01 | 1990-12-10 | Petroleum | On road diesel | On road diesel |  | Steel | Steel |  | Painted or None | Steel |  | 1901-01-01 | [15 empty] | UST Currently In Use: 0; UST Temp Close: 0; AST Currently In Use: 1; AST Temp Closed: 0 | 0 | 0 | 2 | 22026-127-003374 | SHERMAN INDUSTRIES, LLC
28348 | Permanently Closed | 1990-12-08 | 1977-01-01 | 1990-12-08 | Petroleum | Unleaded gasoline | Unleaded gasoline |  | Steel | Steel |  | Painted or None | Steel |  | 1901-01-01 | [15 empty] | UST Currently In Use: 0; UST Temp Close: 0; AST Currently In Use: 1; AST Temp Closed: 0 | 0 | 0 | 2 | 22026-127-003374 | SHERMAN INDUSTRIES, LLC
28349 | Permanently Closed | 1990-12-07 | 1972-01-01 | 1990-12-07 | Petroleum | On road diesel | On road diesel |  | Steel | Steel |  |  | Steel |  | 1901-01-01 | [15 empty] | UST Currently In Use: 0; UST Temp Close: 0; AST Currently In Use: 0; AST Temp Closed: 0 | 0 | 0 | 2 | 22026-127-003438 | SHERMAN INDUSTRIES, LLC
28350 | Permanently Closed | 1990-12-07 | 1972-01-01 | 1990-12-07 | Petroleum | Unleaded gasoline | Unleaded gasoline |  | Steel | Steel |  |  | Steel |  | 1901-01-01 | [15 empty] | UST Currently In Use: 0; UST Temp Close: 0; AST Currently In Use: 0; AST Temp Closed: 0 | 0 | 0 | 2 | 22026-127-003438 | SHERMAN INDUSTRIES, LLC
28351 | Permanently Closed | 1993-05-06 | 1970-01-01 | 1993-05-06 | Petroleum | On road diesel | On road diesel |  | Steel | Steel |  | Painted or None | Steel |  | 1901-01-01 | [15 empty] | UST Currently In Use: 0; UST Temp Close: 0; AST Currently In Use: 1; AST Temp Closed: 0 | 0 | 0 | 4 | 22026-073-009462 | SHERMAN INDUSTRIES, LLC
28352 | Permanently Closed | 1991-07-11 | 1970-01-01 | 1991-07-11 | Petroleum | On road diesel | On road diesel |  | Steel | Steel |  | Painted or None | Steel |  | 1901-01-01 | [15 empty] | UST Currently In Use: 0; UST Temp Close: 0; AST Currently In Use: 1; AST Temp Closed: 0 | 0 | 0 | 4 | 22026-073-009462 | SHERMAN INDUSTRIES, LLC
28353 | Permanently Closed | 1991-07-11 | 1970-01-01 | 1991-07-11 | Petroleum | Unleaded gasoline | Unleaded gasoline |  | Steel | Steel |  | Painted or None | Steel |  | 1901-01-01 | [15 empty] | UST Currently In Use: 0; UST Temp Close: 0; AST Currently In Use: 1; AST Temp Closed: 0 | 0 | 0 | 4 | 22026-073-009462 | SHERMAN INDUSTRIES, LLC
28354 | Permanently Closed | 1993-05-06 | 1970-01-01 | 1993-05-06 | Petroleum | On road diesel | On road diesel |  | Steel | Steel |  | Painted or None | Steel |  | 1901-01-01 | [15 empty] | UST Currently In Use: 0; UST Temp Close: 0; AST Currently In Use: 1; AST Temp Closed: 0 | 0 | 0 | 4 | 22026-073-009462 | SHERMAN INDUSTRIES, LLC
28355 | Permanently Closed | 1989-12-01 | 1973-01-01 | 1989-12-01 | Petroleum | On road diesel | On road diesel |  | Steel | Steel |  | Painted or None | Steel |  | 1901-01-01 | [15 empty] | UST Currently In Use: 0; UST Temp Close: 0; AST Currently In Use: 1; AST Temp Closed: 0 | 0 | 0 | 1 | 22026-117-009460 | SHERMAN INDUSTRIES, LLC
28356 | Permanently Closed | 1991-10-03 | 1972-01-01 | 1991-10-03 | Petroleum | On road diesel | On road diesel |  | Steel | Steel |  | Painted or None | Steel |  | 1901-01-01 | [15 empty] | UST Currently In Use: 0; UST Temp Close: 0; AST Currently In Use: 0; AST Temp Closed: 0 | 0 | 0 | 2 | 22026-117-009461 | SHERMAN INDUSTRIES, LLC
28357 | Permanently Closed | 1991-10-03 | 1972-01-01 | 1991-10-03 | Petroleum | On road diesel | On road diesel |  | Steel | Steel |  | Painted or None | Steel |  | 1901-01-01 | [15 empty] | UST Currently In Use: 0; UST Temp Close: 0; AST Currently In Use: 0; AST Temp Closed: 0 | 0 | 0 | 2 | 22026-117-009461 | SHERMAN INDUSTRIES, LLC
28358 | Permanently Closed | 1991-02-13 | 1971-01-01 | 1991-02-13 | Petroleum | On road diesel | On road diesel |  | Steel | Steel |  | Painted or None | Steel |  | 1901-01-01 | [15 empty] | UST Currently In Use: 0; UST Temp Close: 0; AST Currently In Use: 0; AST Temp Closed: 0 | 0 | 0 | 1 | 22026-073-009464 | SHERMAN INDUSTRIES, LLC
28359 | Permanently Closed | 1901-01-01 | 1973-01-01 | 1986-05-01 | Petroleum | Other, X | Other | [7 empty] | 1901-01-01 | [15 empty] | UST Currently In Use: 0; UST Temp Close: 0; AST Currently In Use: 0; AST Temp Closed: 0 | 0 | 0 | 5 | 14407-125-008402 | SHIRLEY CONCRETE CO INC
28360 | Permanently Closed | 1901-01-01 | 1973-01-01 | 1986-05-01 | Petroleum | On road diesel | On road diesel | [7 empty] | 1901-01-01 | [15 empty] | UST Currently In Use: 0; UST Temp Close: 0; AST Currently In Use: 0; AST Temp Closed: 0 | 0 | 0 | 5 | 14407-125-008402 | SHIRLEY CONCRETE CO INC
28361 | Permanently Closed | 1901-01-01 | 1973-01-01 | 1986-05-01 | Petroleum | On road diesel | On road diesel | [7 empty] | 1901-01-01 | [15 empty] | UST Currently In Use: 0; UST Temp Close: 0; AST Currently In Use: 0; AST Temp Closed: 0 | 0 | 0 | 5 | 14407-125-008402 | SHIRLEY CONCRETE CO INC
28362 | Permanently Closed | 1984-10-01 | 1968-01-01 | 1986-05-01 | Petroleum | Other, X | Other | [7 empty] | 1901-01-01 | [15 empty] | UST Currently In Use: 0; UST Temp Close: 0; AST Currently In Use: 0; AST Temp Closed: 0 | 0 | 0 | 5 | 14407-125-008402 | SHIRLEY CONCRETE CO INC
28363 | Permanently Closed | 1984-10-01 | 1968-01-01 | 1986-05-01 | Petroleum | On road diesel | On road diesel | [7 empty] | 1901-01-01 | [15 empty] | UST Currently In Use: 0; UST Temp Close: 0; AST Currently In Use: 0; AST Temp Closed: 0 | 0 | 0 | 5 | 14407-125-008402 | SHIRLEY CONCRETE CO INC
28364 | Permanently Closed | 2019-12-31 | 1984-01-01 | 2020-02-06 | Petroleum | On road diesel | On road diesel | Industrial | Steel | Steel | Coated & cathodic protection (sti-P3) |  | Fiberglass reinforced plastic |  |  |  | Catchment Basin, Single walled catchment basin | Automatic shutoff device At 95% full | Automatic shutoff device At 95% full |  |  | Continuous Automatic Tank Gauge | [8 empty] | UST Currently In Use: 0; UST Temp Close: 0; AST Currently In Use: 0; AST Temp Closed: 0 | 0 | 0 | 2 | 14408-125-002637 | SHIRLEY CONCRETE CO INC
28365 | Permanently Closed | 2019-12-31 | 1984-01-01 | 2020-02-06 | Petroleum | On road diesel | On road diesel | Industrial | Steel | Steel | Coated & cathodic protection (sti-P3) |  | Fiberglass reinforced plastic |  |  |  | Catchment Basin, Single walled catchment basin | Automatic shutoff device At 95% full | Automatic shutoff device At 95% full |  |  | Continuous Automatic Tank Gauge | [8 empty] | UST Currently In Use: 0; UST Temp Close: 0; AST Currently In Use: 0; AST Temp Closed: 0 | 0 | 0 | 2 | 14408-125-002637 | SHIRLEY CONCRETE CO INC
28366 | Permanently Closed | 1998-12-21 | 1983-01-01 | 1999-09-09 | Petroleum | Unleaded gasoline | Unleaded gasoline |  | Steel | Steel |  | Painted or None | Steel |  | 1901-01-01 | [15 empty] | UST Currently In Use: 0; UST Temp Close: 0; AST Currently In Use: 0; AST Temp Closed: 0 | 0 | 0 | 5 | 14409-039-012667 | SHIRLEY JONES
28367 | Permanently Closed | 1998-12-21 | 1983-01-01 | 1999-09-09 | Petroleum | Unleaded gasoline | Unleaded gasoline |  | Steel | Steel |  | Painted or None | Steel |  | 1901-01-01 | [15 empty] | UST Currently In Use: 0; UST Temp Close: 0; AST Currently In Use: 0; AST Temp Closed: 0 | 0 | 0 | 5 | 14409-039-012667 | SHIRLEY JONES
28368 | Permanently Closed | 1998-12-21 | 1983-01-01 | 1999-09-09 | Petroleum | Unleaded gasoline | Unleaded gasoline |  | Steel | Steel |  | Painted or None | Steel |  | 1901-01-01 | [15 empty] | UST Currently In Use: 0; UST Temp Close: 0; AST Currently In Use: 0; AST Temp Closed: 0 | 0 | 0 | 5 | 14409-039-012667 | SHIRLEY JONES
28369 | Permanently Closed | 1998-09-30 | 1983-01-01 | 1998-09-30 | Petroleum | On road diesel | On road diesel |  | Steel | Steel |  | Painted or None | Steel |  | 1901-01-01 | [15 empty] | UST Currently In Use: 0; UST Temp Close: 0; AST Currently In Use: 0; AST Temp Closed: 0 | 0 | 0 | 5 | 14409-039-012667 | SHIRLEY JONES
28370 | Permanently Closed | 1998-09-30 | 1983-01-01 | 1998-09-30 | Petroleum | On road diesel | On road diesel |  | Steel | Steel |  | Painted or None | Steel |  | 1901-01-01 | [15 empty] | UST Currently In Use: 0; UST Temp Close: 0; AST Currently In Use: 0; AST Temp Closed: 0 | 0 | 0 | 5 | 14409-039-012667 | SHIRLEY JONES
28371 | Permanently Closed | 2000-02-11 | 1980-03-10 | 2000-02-11 | Petroleum | Unleaded gasoline | Unleaded gasoline | Retail | Steel | Steel | Field installed cathodic protection |  | Steel |  | 1901-01-01 | Field installed cathodic protection | Catchment Basin, Single walled catchment basin | Automatic shutoff device At 95% full | Automatic shutoff device At 95% full | [8 empty] | Annual line testing | Annual line testing |  | UST Currently In Use: 0; UST Temp Close: 0; AST Currently In Use: 0; AST Temp Closed: 0 | 0 | 0 | 4 | 19526-033-000153 | AYCOCK SPEARMAN
28372 | Permanently Closed | 2000-02-11 | 1980-03-10 | 2000-02-11 | Petroleum | Mid-grade gasoline | Mid-grade gasoline | Retail | Steel | Steel | Field installed cathodic protection |  | Steel |  | 1901-01-01 | Field installed cathodic protection | Catchment Basin, Single walled catchment basin | Automatic shutoff device At 95% full | Automatic shutoff device At 95% full | [8 empty] | Annual line testing | Annual line testing |  | UST Currently In Use: 0; UST Temp Close: 0; AST Currently In Use: 0; AST Temp Closed: 0 | 0 | 0 | 4 | 19526-033-000153 | AYCOCK SPEARMAN
28373 | Permanently Closed | 2000-02-11 | 1980-03-10 | 2000-02-11 | Petroleum | Premium gasoline | Premium gasoline | Retail | Steel | Steel | Field installed cathodic protection |  | Steel |  | 1901-01-01 | Field installed cathodic protection | Catchment Basin, Single walled catchment basin | Automatic shutoff device At 95% full | Automatic shutoff device At 95% full | [8 empty] | Annual line testing | Annual line testing |  | UST Currently In Use: 0; UST Temp Close: 0; AST Currently In Use: 0; AST Temp Closed: 0 | 0 | 0 | 4 | 19526-033-000153 | AYCOCK SPEARMAN
28374 | Permanently Closed | 2000-02-11 | 1980-03-10 | 2000-02-11 | Petroleum | On road diesel | On road diesel | Retail | Steel | Steel | Field installed cathodic protection |  | Steel |  | 1901-01-01 | Field installed cathodic protection | Catchment Basin, Single walled catchment basin | Flow Rest 90% Full | Flow Rest 90% Full | [8 empty] | Annual line testing | Annual line testing |  | UST Currently In Use: 0; UST Temp Close: 0; AST Currently In Use: 0; AST Temp Closed: 0 | 0 | 0 | 4 | 19526-033-000153 | AYCOCK SPEARMAN
28375 | Permanently Closed | 1994-10-14 | 1974-01-01 | 1998-10-14 | Petroleum | Unleaded gasoline | Unleaded gasoline | Industrial | Steel | Steel |  | Painted or None | Steel |  | 1901-01-01 | [6 empty] | Automatic Tank Gauge | [8 empty] | UST Currently In Use: 0; UST Temp Close: 0; AST Currently In Use: 0; AST Temp Closed: 0 | 0 | 0 | 1 | 14411-073-001125 | SHOOK FLETCHER MECHANICAL CONTRACTOR
28376 | Currently in Use |  | 1974-01-01 |  | Petroleum | Unleaded gasoline | Unleaded gasoline | Retail | Single Wall, Steel | Steel | Field installed cathodic protection |  | Double Wall, Fiberglass reinforced plastic |  |  | Other, FLXS ISOLA | Catchment Basin, Single walled catchment basin | Flow Rest 90% Full | Flow Rest 90% Full |  |  | Continuous Automatic Tank Gauge |  | Automatic flow restrictor (MLLD) | Automatic flow restrictor (MLLD) |  |  | Annual line testing | Annual line testing |  | UST Currently In Use: 3; UST Temp Close: 0; AST Currently In Use: 0; AST Temp Closed: 0 | 3 | 0 | 0 | 24732-073-004365 | ANIS & RAHEBAE LLC
28377 | Currently in Use |  | 1974-01-01 |  | Petroleum | Mid-grade gasoline | Mid-grade gasoline | Retail | Single Wall, Steel | Steel | Field installed cathodic protection |  | Double Wall, Fiberglass reinforced plastic |  |  | Other, FLXS ISOLA | Catchment Basin, Single walled catchment basin | Flow Rest 90% Full | Flow Rest 90% Full |  |  | Continuous Automatic Tank Gauge |  | Automatic flow restrictor (MLLD) | Automatic flow restrictor (MLLD) |  |  | Annual line testing | Annual line testing |  | UST Currently In Use: 3; UST Temp Close: 0; AST Currently In Use: 0; AST Temp Closed: 0 | 3 | 0 | 0 | 24732-073-004365 | ANIS & RAHEBAE LLC
28378 | Currently in Use |  | 1974-01-01 |  | Petroleum | Premium gasoline | Premium gasoline | Retail | Double Wall, Steel | Steel | Field installed cathodic protection |  | Double Wall, Fiberglass reinforced plastic |  |  | Other, FLXS ISOLA | Catchment Basin, Single walled catchment basin | Flow Rest 90% Full | Flow Rest 90% Full |  |  | Continuous Automatic Tank Gauge |  | Automatic flow restrictor (MLLD) | Automatic flow restrictor (MLLD) |  |  | Annual line testing | Annual line testing |  | UST Currently In Use: 3; UST Temp Close: 0; AST Currently In Use: 0; AST Temp Closed: 0 | 3 | 0 | 0 | 24732-073-004365 | ANIS & RAHEBAE LLC
28379 | Permanently Closed | 1995-10-11 | 1980-05-05 | 1995-10-11 | Petroleum | Unleaded gasoline | Unleaded gasoline | Retail | Steel | Steel |  | Painted or None | Steel |  | 1901-01-01 | None | Catchment Basin, Single walled catchment basin | Flow Rest 90% Full | Flow Rest 90% Full | [8 empty] | Annual line testing | Annual line testing |  | UST Currently In Use: 3; UST Temp Close: 0; AST Currently In Use: 0; AST Temp Closed: 0 | 3 | 0 | 3 | 22176-073-004366 | Circle K Stores, Inc.
28380 | Permanently Closed | 1995-10-11 | 1980-05-05 | 1995-10-11 | Petroleum | Unleaded gasoline | Unleaded gasoline | Retail | Steel | Steel |  | Painted or None | Steel |  | 1901-01-01 | None | Catchment Basin, Single walled catchment basin | Flow Rest 90% Full | Flow Rest 90% Full | [8 empty] | Annual line testing | Annual line testing |  | UST Currently In Use: 3; UST Temp Close: 0; AST Currently In Use: 0; AST Temp Closed: 0 | 3 | 0 | 3 | 22176-073-004366 | Circle K Stores, Inc.
28381 | Permanently Closed | 1995-10-11 | 1980-05-05 | 1995-10-11 | Petroleum | Unleaded gasoline | Unleaded gasoline | Retail | Steel | Steel |  | Painted or None | Steel |  | 1901-01-01 | None | Catchment Basin, Single walled catchment basin | Flow Rest 90% Full | Flow Rest 90% Full | [8 empty] | Annual line testing | Annual line testing |  | UST Currently In Use: 3; UST Temp Close: 0; AST Currently In Use: 0; AST Temp Closed: 0 | 3 | 0 | 3 | 22176-073-004366 | Circle K Stores, Inc.
28382 | Permanently Closed | 1901-01-01 | 1976-01-01 | 1988-07-01 | Petroleum | Unleaded gasoline | Unleaded gasoline |  | Steel | Steel |  | Painted or None | Steel |  | 1901-01-01 | [15 empty] | UST Currently In Use: 0; UST Temp Close: 0; AST Currently In Use: 0; AST Temp Closed: 0 | 0 | 0 | 3 | 14413-073-004367 | SHOP A SNAK FOOD MART INC
28383 | Permanently Closed | 1901-01-01 | 1976-01-01 | 1988-07-01 | Petroleum | Unleaded gasoline | Unleaded gasoline |  | Steel | Steel |  | Painted or None | Steel |  | 1901-01-01 | [15 empty] | UST Currently In Use: 0; UST Temp Close: 0; AST Currently In Use: 0; AST Temp Closed: 0 | 0 | 0 | 3 | 14413-073-004367 | SHOP A SNAK FOOD MART INC
28384 | Permanently Closed | 1901-01-01 | 1976-01-01 | 1988-07-01 | Petroleum | Unleaded gasoline | Unleaded gasoline |  | Steel | Steel |  | Painted or None | Steel |  | 1901-01-01 | [15 empty] | UST Currently In Use: 0; UST Temp Close: 0; AST Currently In Use: 0; AST Temp Closed: 0 | 0 | 0 | 3 | 14413-073-004367 | SHOP A SNAK FOOD MART INC
28385 | Currently in Use |  | 1975-01-01 |  | Petroleum | Unleaded gasoline | Unleaded gasoline | Retail | Steel | Steel | Field installed cathodic protection, Interior lined (not allowed as a standalone method of corrosion protection) |  | Fiberglass reinforced plastic |  |  | Other, FLXS ISOLA | Catchment Basin, Single walled catchment basin | Flow Rest 90% Full | Flow Rest 90% Full |  |  | Continuous Automatic Tank Gauge |  | Automatic shutoff device (AELLD) | Automatic shutoff device (AELLD) | [5 empty] | UST Currently In Use: 3; UST Temp Close: 0; AST Currently In Use: 0; AST Temp Closed: 0 | 3 | 0 | 0 | 22176-073-004369 | Circle K Stores, Inc.
28386 | Currently in Use |  | 1975-01-01 |  | Petroleum | Premium gasoline | Premium gasoline | Retail | Steel | Steel | Field installed cathodic protection, Interior lined (not allowed as a standalone method of corrosion protection) |  | Fiberglass reinforced plastic |  |  | Other, FLXS ISOLA | Catchment Basin, Single walled catchment basin | Automatic shutoff device At 95% full | Automatic shutoff device At 95% full |  |  | Continuous Automatic Tank Gauge |  | Automatic flow restrictor (MLLD) | Automatic flow restrictor (MLLD) |  |  | Annual line testing | Annual line testing |  | UST Currently In Use: 3; UST Temp Close: 0; AST Currently In Use: 0; AST Temp Closed: 0 | 3 | 0 | 0 | 22176-073-004369 | Circle K Stores, Inc.
28387 | Currently in Use |  | 1975-01-01 |  | Petroleum | Mid-grade gasoline | Mid-grade gasoline | Retail | Steel | Steel | Field installed cathodic protection, Interior lined (not allowed as a standalone method of corrosion protection) |  | Fiberglass reinforced plastic |  |  | Other, FLXS ISOLA | Catchment Basin, Single walled catchment basin | Automatic shutoff device At 95% full | Automatic shutoff device At 95% full |  |  | Continuous Automatic Tank Gauge |  | Automatic flow restrictor (MLLD) | Automatic flow restrictor (MLLD) |  |  | Annual line testing | Annual line testing |  | UST Currently In Use: 3; UST Temp Close: 0; AST Currently In Use: 0; AST Temp Closed: 0 | 3 | 0 | 0 | 22176-073-004369 | Circle K Stores, Inc.
28388 | Permanently Closed | 1993-03-29 | 1980-01-01 | 1993-03-29 | Petroleum | On road diesel | On road diesel |  | Steel | Steel |  | Painted or None | Steel |  | 1901-01-01 | [15 empty] | UST Currently In Use: 0; UST Temp Close: 0; AST Currently In Use: 0; AST Temp Closed: 0 | 0 | 0 | 4 | 14413-073-006465 | SHOP A SNAK FOOD MART INC
28389 | Permanently Closed | 1993-03-29 | 1980-01-01 | 1993-03-29 | Petroleum | Unleaded gasoline | Unleaded gasoline |  | Steel | Steel |  | Painted or None | Steel |  | 1901-01-01 | [15 empty] | UST Currently In Use: 0; UST Temp Close: 0; AST Currently In Use: 0; AST Temp Closed: 0 | 0 | 0 | 4 | 14413-073-006465 | SHOP A SNAK FOOD MART INC
28390 | Permanently Closed | 1993-03-29 | 1980-01-01 | 1993-03-29 | Petroleum | Unleaded gasoline | Unleaded gasoline |  | Steel | Steel |  | Painted or None | Steel |  | 1901-01-01 | [15 empty] | UST Currently In Use: 0; UST Temp Close: 0; AST Currently In Use: 0; AST Temp Closed: 0 | 0 | 0 | 4 | 14413-073-006465 | SHOP A SNAK FOOD MART INC
28391 | Permanently Closed | 1993-03-29 | 1980-01-01 | 1993-03-29 | Petroleum | Unleaded gasoline | Unleaded gasoline |  | Steel | Steel |  | Painted or None | Steel |  | 1901-01-01 | [15 empty] | UST Currently In Use: 0; UST Temp Close: 0; AST Currently In Use: 0; AST Temp Closed: 0 | 0 | 0 | 4 | 14413-073-006465 | SHOP A SNAK FOOD MART INC
28392 | Permanently Closed | 1994-06-15 | 1980-01-01 | 1994-06-15 | Petroleum | On road diesel | On road diesel |  | Steel | Steel |  | Painted or None | Steel |  | 1901-01-01 | [12 empty] | Annual line testing | Annual line testing |  | UST Currently In Use: 2; UST Temp Close: 1; AST Currently In Use: 0; AST Temp Closed: 0 | 2 | 1 | 4 | 22075-073-006468 | DUONG HOANG
28393 | Permanently Closed | 1994-06-15 | 1980-01-01 | 1994-06-15 | Petroleum | Unleaded gasoline | Unleaded gasoline |  | Steel | Steel |  | Painted or None | Steel |  | 1901-01-01 | [12 empty] | Annual line testing | Annual line testing |  | UST Currently In Use: 2; UST Temp Close: 1; AST Currently In Use: 0; AST Temp Closed: 0 | 2 | 1 | 4 | 22075-073-006468 | DUONG HOANG
28394 | Permanently Closed | 1994-06-15 | 1980-01-01 | 1994-06-15 | Petroleum | Unleaded gasoline | Unleaded gasoline |  | Steel | Steel |  | Painted or None | Steel |  | 1901-01-01 | [12 empty] | Annual line testing | Annual line testing |  | UST Currently In Use: 2; UST Temp Close: 1; AST Currently In Use: 0; AST Temp Closed: 0 | 2 | 1 | 4 | 22075-073-006468 | DUONG HOANG
28395 | Permanently Closed | 1994-06-15 | 1980-01-01 | 1994-06-15 | Petroleum | Unleaded gasoline | Unleaded gasoline |  | Steel | Steel |  | Painted or None | Steel |  | 1901-01-01 | [12 empty] | Annual line testing | Annual line testing |  | UST Currently In Use: 2; UST Temp Close: 1; AST Currently In Use: 0; AST Temp Closed: 0 | 2 | 1 | 4 | 22075-073-006468 | DUONG HOANG
28396 | Currently in Use |  | 1981-01-01 |  | Petroleum | Unleaded gasoline | Unleaded gasoline | Retail | Double Wall, Steel | Steel | Coated & cathodic protection (sti-P3) |  | Double Wall, Fiberglass reinforced plastic, 2 PIECES |  |  | Other, FLXS ISOLA | Catchment Basin, Single walled catchment basin | Automatic shutoff device At 95% full | Automatic shutoff device At 95% full |  |  | Continuous Automatic Tank Gauge |  | Automatic flow restrictor (MLLD) | Automatic flow restrictor (MLLD) |  |  | Annual line testing | Annual line testing |  | UST Currently In Use: 3; UST Temp Close: 0; AST Currently In Use: 0; AST Temp Closed: 0 | 3 | 0 | 0 | 25265-073-006470 | LGWS/CROSS AMERICA PARTNERS
28397 | Currently in Use |  | 1981-01-01 |  | Petroleum | Mid-grade gasoline | Mid-grade gasoline | Retail | Double Wall, Steel | Steel | Coated & cathodic protection (sti-P3) |  | Double Wall, Fiberglass reinforced plastic, 2 PIECES |  |  | Other, FLXS ISOLA | Catchment Basin, Single walled catchment basin | Automatic shutoff device At 95% full | Automatic shutoff device At 95% full |  |  | Continuous Automatic Tank Gauge |  | Automatic flow restrictor (MLLD) | Automatic flow restrictor (MLLD) |  |  | Annual line testing | Annual line testing |  | UST Currently In Use: 3; UST Temp Close: 0; AST Currently In Use: 0; AST Temp Closed: 0 | 3 | 0 | 0 | 25265-073-006470 | LGWS/CROSS AMERICA PARTNERS
28398 | Currently in Use |  | 1981-01-01 |  | Petroleum | Premium gasoline | Premium gasoline | Retail | Double Wall, Steel | Steel | Coated & cathodic protection (sti-P3) |  | Double Wall, Fiberglass reinforced plastic, 2 PIECES |  |  | Other, FLXS ISOLA | Catchment Basin, Single walled catchment basin | Automatic shutoff device At 95% full | Automatic shutoff device At 95% full |  |  | Continuous Automatic Tank Gauge |  | Automatic flow restrictor (MLLD) | Automatic flow restrictor (MLLD) |  |  | Annual line testing | Annual line testing |  | UST Currently In Use: 3; UST Temp Close: 0; AST Currently In Use: 0; AST Temp Closed: 0 | 3 | 0 | 0 | 25265-073-006470 | LGWS/CROSS AMERICA PARTNERS
28399 | Permanently Closed | 1901-01-01 | 1965-01-01 | 1988-01-01 | Petroleum | Used oil | Used oil |  | Steel | Steel |  | Painted or None | Steel |  | 1901-01-01 | [15 empty] | UST Currently In Use: 3; UST Temp Close: 0; AST Currently In Use: 0; AST Temp Closed: 0 | 3 | 0 | 4 | 22176-073-011530 | Circle K Stores, Inc.
28400 | Permanently Closed | 1901-01-01 | 1965-01-01 | 1988-01-01 | Petroleum | Unleaded gasoline | Unleaded gasoline |  | Steel | Steel |  | Painted or None | Steel |  | 1901-01-01 | [12 empty] | Annual line testing | Annual line testing |  | UST Currently In Use: 3; UST Temp Close: 0; AST Currently In Use: 0; AST Temp Closed: 0 | 3 | 0 | 4 | 22176-073-011530 | Circle K Stores, Inc.
28401 | Permanently Closed | 1901-01-01 | 1965-01-01 | 1988-01-01 | Petroleum | Unleaded gasoline | Unleaded gasoline |  | Steel | Steel |  | Painted or None | Steel |  | 1901-01-01 | [12 empty] | Annual line testing | Annual line testing |  | UST Currently In Use: 3; UST Temp Close: 0; AST Currently In Use: 0; AST Temp Closed: 0 | 3 | 0 | 4 | 22176-073-011530 | Circle K Stores, Inc.
28402 | Permanently Closed | 1901-01-01 | 1965-01-01 | 1988-01-01 | Petroleum | Unleaded gasoline | Unleaded gasoline |  | Steel | Steel |  | Painted or None | Steel |  | 1901-01-01 | [12 empty] | Annual line testing | Annual line testing |  | UST Currently In Use: 3; UST Temp Close: 0; AST Currently In Use: 0; AST Temp Closed: 0 | 3 | 0 | 4 | 22176-073-011530 | Circle K Stores, Inc.
28403 | Currently in Use |  | 1982-01-01 |  | Petroleum | Unleaded gasoline | Unleaded gasoline | Retail | Fiberglass reinforced plastic, Single Wall | Single Wall |  |  | Fiberglass reinforced plastic, Single Wall |  | 1901-01-01 |  | Catchment Basin, Single walled catchment basin | Automatic shutoff device At 95% full | Automatic shutoff device At 95% full |  |  | Continuous Automatic Tank Gauge |  | Automatic flow restrictor (MLLD) | Automatic flow restrictor (MLLD) |  |  | Statistical inventory reconciliation (SIR) | Statistical inventory reconciliation (SIR) |  | UST Currently In Use: 3; UST Temp Close: 0; AST Currently In Use: 0; AST Temp Closed: 0 | 3 | 0 | 4 | 22176-073-011530 | Circle K Stores, Inc.
28404 | Currently in Use |  | 1982-01-01 |  | Petroleum | Premium gasoline | Premium gasoline | Retail | Fiberglass reinforced plastic, Single Wall | Single Wall |  |  | Fiberglass reinforced plastic, Single Wall |  | 1901-01-01 |  | Catchment Basin, Single walled catchment basin | Automatic shutoff device At 95% full | Automatic shutoff device At 95% full |  |  | Continuous Automatic Tank Gauge |  | Automatic flow restrictor (MLLD) | Automatic flow restrictor (MLLD) |  |  | Statistical inventory reconciliation (SIR) | Statistical inventory reconciliation (SIR) |  | UST Currently In Use: 3; UST Temp Close: 0; AST Currently In Use: 0; AST Temp Closed: 0 | 3 | 0 | 4 | 22176-073-011530 | Circle K Stores, Inc.
28405 | Currently in Use |  | 1982-01-01 |  | Petroleum | On road diesel | On road diesel | Retail | Fiberglass reinforced plastic, Single Wall | Single Wall |  |  | Fiberglass reinforced plastic, Single Wall |  | 1901-01-01 |  | Catchment Basin, Single walled catchment basin | Automatic shutoff device At 95% full | Automatic shutoff device At 95% full |  |  | Continuous Automatic Tank Gauge |  | Automatic flow restrictor (MLLD) | Automatic flow restrictor (MLLD) |  |  | Statistical inventory reconciliation (SIR) | Statistical inventory reconciliation (SIR) |  | UST Currently In Use: 3; UST Temp Close: 0; AST Currently In Use: 0; AST Temp Closed: 0 | 3 | 0 | 4 | 22176-073-011530 | Circle K Stores, Inc.
28406 | Currently in Use |  | 1988-01-01 |  | Petroleum | Unleaded gasoline | Unleaded gasoline | Retail | Single Wall, Steel | Steel | Coated & cathodic protection (sti-P3) |  | Fiberglass reinforced plastic, Single Wall |  |  |  | Catchment Basin, Single walled catchment basin | Flow Rest 90% Full | Flow Rest 90% Full |  |  | Continuous Automatic Tank Gauge |  | Automatic flow restrictor (MLLD) | Automatic flow restrictor (MLLD) |  |  | Annual line testing | Annual line testing |  | UST Currently In Use: 3; UST Temp Close: 0; AST Currently In Use: 0; AST Temp Closed: 0 | 3 | 0 | 0 | 24898-073-014092 | KELLY MAI HOANG C/O TAMMY ADAMS
28407 | Currently in Use |  | 1988-01-01 |  | Petroleum | Mid-grade gasoline | Mid-grade gasoline | Retail | Single Wall, Steel | Steel | Coated & cathodic protection (sti-P3) |  | Fiberglass reinforced plastic, Single Wall |  |  |  | Catchment Basin, Single walled catchment basin | Flow Rest 90% Full | Flow Rest 90% Full |  |  | Continuous Automatic Tank Gauge |  | Automatic flow restrictor (MLLD) | Automatic flow restrictor (MLLD) |  |  | Annual line testing | Annual line testing |  | UST Currently In Use: 3; UST Temp Close: 0; AST Currently In Use: 0; AST Temp Closed: 0 | 3 | 0 | 0 | 24898-073-014092 | KELLY MAI HOANG C/O TAMMY ADAMS
28408 | Currently in Use |  | 1988-01-01 |  | Petroleum | Premium gasoline | Premium gasoline | Retail | Single Wall, Steel | Steel | Coated & cathodic protection (sti-P3) |  | Fiberglass reinforced plastic, Single Wall |  |  |  | Catchment Basin, Single walled catchment basin | Flow Rest 90% Full | Flow Rest 90% Full |  |  | Continuous Automatic Tank Gauge |  | Automatic flow restrictor (MLLD) | Automatic flow restrictor (MLLD) |  |  | Annual line testing | Annual line testing |  | UST Currently In Use: 3; UST Temp Close: 0; AST Currently In Use: 0; AST Temp Closed: 0 | 3 | 0 | 0 | 24898-073-014092 | KELLY MAI HOANG C/O TAMMY ADAMS
28409 | Currently in Use |  | 1989-04-17 |  | Petroleum | Unleaded gasoline | Unleaded gasoline | Retail | Single Wall, Steel | Steel | Coated & cathodic protection (sti-P3), Interior lined (not allowed as a standalone method of corrosion protection) |  | Double Wall, Fiberglass reinforced plastic, 2PIECES |  | 1999-01-25 |  | Catchment Basin, Single walled catchment basin | Automatic shutoff device At 95% full | Automatic shutoff device At 95% full |  |  | Continuous Automatic Tank Gauge |  | Automatic flow restrictor (MLLD), Containment Sump | Containment Sump |  |  | Annual line testing | Annual line testing |  | UST Currently In Use: 3; UST Temp Close: 0; AST Currently In Use: 0; AST Temp Closed: 0 | 3 | 0 | 0 | 22176-073-014093 | Circle K Stores, Inc.
28410 | Currently in Use |  | 1989-04-17 |  | Petroleum | Premium gasoline | Premium gasoline | Retail | Single Wall, Steel | Steel | Coated & cathodic protection (sti-P3), Interior lined (not allowed as a standalone method of corrosion protection) |  | Double Wall, Fiberglass reinforced plastic, 2PIECES |  | 1999-01-25 |  | Catchment Basin, Single walled catchment basin | Automatic shutoff device At 95% full | Automatic shutoff device At 95% full |  |  | Continuous Automatic Tank Gauge |  | Automatic flow restrictor (MLLD), Containment Sump | Containment Sump |  |  | Annual line testing | Annual line testing |  | UST Currently In Use: 3; UST Temp Close: 0; AST Currently In Use: 0; AST Temp Closed: 0 | 3 | 0 | 0 | 22176-073-014093 | Circle K Stores, Inc.
28411 | Currently in Use |  | 1989-04-17 |  | Petroleum | On road diesel | On road diesel | Retail | Single Wall, Steel | Steel | Coated & cathodic protection (sti-P3), Interior lined (not allowed as a standalone method of corrosion protection) |  | Double Wall, Fiberglass reinforced plastic, 2PIECES |  | 1999-01-25 |  | Catchment Basin, Single walled catchment basin | Automatic shutoff device At 95% full | Automatic shutoff device At 95% full |  |  | Continuous Automatic Tank Gauge |  | Automatic flow restrictor (MLLD), Containment Sump | Containment Sump |  |  | Annual line testing | Annual line testing |  | UST Currently In Use: 3; UST Temp Close: 0; AST Currently In Use: 0; AST Temp Closed: 0 | 3 | 0 | 0 | 22176-073-014093 | Circle K Stores, Inc.
28412 | Currently in Use |  | 1988-01-01 |  | Petroleum | Unleaded gasoline | Unleaded gasoline | Retail | Single Wall, Steel | Steel | Coated & cathodic protection (sti-P3) |  | Fiberglass reinforced plastic, Single Wall |  |  |  | Catchment Basin, Single walled catchment basin | Flow Rest 90% Full | Flow Rest 90% Full |  |  | Continuous Automatic Tank Gauge |  | Automatic flow restrictor (MLLD) | Automatic flow restrictor (MLLD) |  |  | Annual line testing | Annual line testing | Pressurized Piping | UST Currently In Use: 3; UST Temp Close: 0; AST Currently In Use: 0; AST Temp Closed: 0 | 3 | 0 | 0 | 22176-073-014094 | Circle K Stores, Inc.
28413 | Currently in Use |  | 1988-01-01 |  | Petroleum | On road diesel | On road diesel | Retail | Single Wall, Steel | Steel | Coated & cathodic protection (sti-P3) |  | Fiberglass reinforced plastic, Single Wall |  |  |  | Catchment Basin, Single walled catchment basin | Flow Rest 90% Full | Flow Rest 90% Full |  |  | Continuous Automatic Tank Gauge |  | Automatic flow restrictor (MLLD) | Automatic flow restrictor (MLLD) |  |  | Annual line testing | Annual line testing | Pressurized Piping | UST Currently In Use: 3; UST Temp Close: 0; AST Currently In Use: 0; AST Temp Closed: 0 | 3 | 0 | 0 | 22176-073-014094 | Circle K Stores, Inc.
28414 | Currently in Use |  | 1988-01-01 |  | Petroleum | Premium gasoline | Premium gasoline | Retail | Single Wall, Steel | Steel | Coated & cathodic protection (sti-P3) |  | Fiberglass reinforced plastic, Single Wall |  |  |  | Catchment Basin, Single walled catchment basin | Flow Rest 90% Full | Flow Rest 90% Full |  |  | Continuous Automatic Tank Gauge |  | Automatic flow restrictor (MLLD) | Automatic flow restrictor (MLLD) |  |  | Annual line testing | Annual line testing | Pressurized Piping | UST Currently In Use: 3; UST Temp Close: 0; AST Currently In Use: 0; AST Temp Closed: 0 | 3 | 0 | 0 | 22176-073-014094 | Circle K Stores, Inc.
28415 | Currently in Use |  | 1988-01-01 |  | Petroleum | Unleaded gasoline | Unleaded gasoline | Retail | Single Wall, Steel | Steel | Coated & cathodic protection (sti-P3) |  | Fiberglass reinforced plastic, Single Wall |  |  |  | Catchment Basin, Single walled catchment basin | Flow Rest 90% Full | Flow Rest 90% Full |  |  | Automatic Tank Gauge |  | Automatic flow restrictor (MLLD) | Automatic flow restrictor (MLLD) |  |  | Annual line testing | Annual line testing |  | UST Currently In Use: 3; UST Temp Close: 0; AST Currently In Use: 0; AST Temp Closed: 0 | 3 | 0 | 0 | 25265-073-014095 | LGWS/CROSS AMERICA PARTNERS
28416 | Currently in Use |  | 1988-01-01 |  | Petroleum | Mid-grade gasoline | Mid-grade gasoline | Retail | Single Wall, Steel | Steel | Coated & cathodic protection (sti-P3) |  | Fiberglass reinforced plastic, Single Wall |  |  |  | Catchment Basin, Single walled catchment basin | Flow Rest 90% Full | Flow Rest 90% Full |  |  | Automatic Tank Gauge |  | Automatic flow restrictor (MLLD) | Automatic flow restrictor (MLLD) |  |  | Annual line testing | Annual line testing |  | UST Currently In Use: 3; UST Temp Close: 0; AST Currently In Use: 0; AST Temp Closed: 0 | 3 | 0 | 0 | 25265-073-014095 | LGWS/CROSS AMERICA PARTNERS
28417 | Currently in Use |  | 1988-01-01 |  | Petroleum | Premium gasoline | Premium gasoline | Retail | Single Wall, Steel | Steel | Coated & cathodic protection (sti-P3) |  | Fiberglass reinforced plastic, Single Wall |  |  |  | Catchment Basin, Single walled catchment basin | Flow Rest 90% Full | Flow Rest 90% Full |  |  | Automatic Tank Gauge |  | Automatic flow restrictor (MLLD) | Automatic flow restrictor (MLLD) |  |  | Annual line testing | Annual line testing |  | UST Currently In Use: 3; UST Temp Close: 0; AST Currently In Use: 0; AST Temp Closed: 0 | 3 | 0 | 0 | 25265-073-014095 | LGWS/CROSS AMERICA PARTNERS
28418 | Currently in Use |  | 1989-01-01 |  | Petroleum | Unleaded gasoline | Unleaded gasoline | Retail | Single Wall, Steel | Steel | Coated & cathodic protection (sti-P3), Field installed cathodic protection |  | Fiberglass reinforced plastic, Single Wall, SS FLEXS |  |  |  | Catchment Basin, Single walled catchment basin | Automatic shutoff device At 95% full | Automatic shutoff device At 95% full |  |  | Statistical Inventory Reconciliation (SIR) |  | Automatic flow restrictor (MLLD) | Automatic flow restrictor (MLLD) |  |  | Statistical inventory reconciliation (SIR) | Statistical inventory reconciliation (SIR) |  | UST Currently In Use: 3; UST Temp Close: 0; AST Currently In Use: 0; AST Temp Closed: 0 | 3 | 0 | 0 | 22176-073-014098 | Circle K Stores, Inc.
28419 | Currently in Use |  | 1989-01-01 |  | Petroleum | Premium gasoline | Premium gasoline | Retail | Single Wall, Steel | Steel | Coated & cathodic protection (sti-P3), Field installed cathodic protection |  | Fiberglass reinforced plastic, Single Wall, SS FLEXS |  |  |  | Catchment Basin, Single walled catchment basin | Automatic shutoff device At 95% full | Automatic shutoff device At 95% full |  |  | Statistical Inventory Reconciliation (SIR) |  | Automatic flow restrictor (MLLD) | Automatic flow restrictor (MLLD) |  |  | Statistical inventory reconciliation (SIR) | Statistical inventory reconciliation (SIR) |  | UST Currently In Use: 3; UST Temp Close: 0; AST Currently In Use: 0; AST Temp Closed: 0 | 3 | 0 | 0 | 22176-073-014098 | Circle K Stores, Inc.
28420 | Currently in Use |  | 1989-01-01 |  | Petroleum | On road diesel | On road diesel | Retail | Single Wall, Steel | Steel | Coated & cathodic protection (sti-P3), Field installed cathodic protection |  | Fiberglass reinforced plastic, Single Wall, SS FLEXS |  |  |  | Catchment Basin, Single walled catchment basin | Automatic shutoff device At 95% full | Automatic shutoff device At 95% full |  |  | Statistical Inventory Reconciliation (SIR) |  | Automatic flow restrictor (MLLD) | Automatic flow restrictor (MLLD) |  |  | Statistical inventory reconciliation (SIR) | Statistical inventory reconciliation (SIR) |  | UST Currently In Use: 3; UST Temp Close: 0; AST Currently In Use: 0; AST Temp Closed: 0 | 3 | 0 | 0 | 22176-073-014098 | Circle K Stores, Inc.
28421 | Currently in Use |  | 1989-01-01 |  | Petroleum | Unleaded gasoline | Unleaded gasoline | Retail | Single Wall, Steel, 10K/10K | Steel | Coated & cathodic protection (sti-P3) |  | Fiberglass reinforced plastic, Single Wall |  |  |  | Catchment Basin, Single walled catchment basin | Flow Rest 90% Full | Flow Rest 90% Full |  |  | Continuous Automatic Tank Gauge |  | Automatic flow restrictor (MLLD) | Automatic flow restrictor (MLLD) |  |  | Annual line testing | Annual line testing |  | UST Currently In Use: 2; UST Temp Close: 0; AST Currently In Use: 0; AST Temp Closed: 0 | 2 | 0 | 0 | 22176-073-014764 | Circle K Stores, Inc.
28423 | Currently in Use |  | 1989-01-01 |  | Petroleum | Premium gasoline | Premium gasoline | Retail | Single Wall, Steel | Steel | Coated & cathodic protection (sti-P3) |  | Fiberglass reinforced plastic, Single Wall |  |  |  | Catchment Basin, Single walled catchment basin | Flow Rest 90% Full | Flow Rest 90% Full |  |  | Continuous Automatic Tank Gauge |  | Automatic flow restrictor (MLLD) | Automatic flow restrictor (MLLD) |  |  | Annual line testing | Annual line testing |  | UST Currently In Use: 2; UST Temp Close: 0; AST Currently In Use: 0; AST Temp Closed: 0 | 2 | 0 | 0 | 22176-073-014764 | Circle K Stores, Inc.
28424 | Permanently Closed | 2020-07-06 | 1990-05-05 | 2020-07-08 | Petroleum | Unleaded gasoline | Unleaded gasoline | Retail | Single Wall, Steel | Steel | Field installed cathodic protection |  | Double Wall, Fiberglass reinforced plastic |  |  | Other, FLXS ISOLA | Catchment Basin, Single walled catchment basin | Automatic shutoff device At 95% full | Automatic shutoff device At 95% full |  |  | Statistical Inventory Reconciliation (SIR) |  | Automatic flow restrictor (MLLD), Containment Sump | Containment Sump |  |  | Continuous alarm system, Statistical inventory reconciliation (SIR) | Statistical inventory reconciliation (SIR) |  | UST Currently In Use: 0; UST Temp Close: 0; AST Currently In Use: 0; AST Temp Closed: 0 | 0 | 0 | 3 | 22176-073-015166 | Circle K Stores, Inc.
28425 | Permanently Closed | 2020-07-06 | 1990-05-05 | 2020-07-08 | Petroleum | Premium gasoline | Premium gasoline | Retail | Single Wall, Steel | Steel | Field installed cathodic protection |  | Double Wall, Fiberglass reinforced plastic |  |  | Other, FLXS ISOLA | Catchment Basin, Single walled catchment basin | Automatic shutoff device At 95% full | Automatic shutoff device At 95% full |  |  | Statistical Inventory Reconciliation (SIR) |  | Automatic flow restrictor (MLLD), Containment Sump | Containment Sump |  |  | Continuous alarm system, Statistical inventory reconciliation (SIR) | Statistical inventory reconciliation (SIR) |  | UST Currently In Use: 0; UST Temp Close: 0; AST Currently In Use: 0; AST Temp Closed: 0 | 0 | 0 | 3 | 22176-073-015166 | Circle K Stores, Inc.
28426 | Permanently Closed | 2020-07-06 | 1990-05-05 | 2020-07-08 | Petroleum | On road diesel | On road diesel | Retail | Single Wall, Steel | Steel | Field installed cathodic protection |  | Double Wall, Fiberglass reinforced plastic |  |  | Other, FLXS ISOLA | Catchment Basin, Single walled catchment basin | Automatic shutoff device At 95% full | Automatic shutoff device At 95% full |  |  | Statistical Inventory Reconciliation (SIR) |  | Automatic flow restrictor (MLLD), Containment Sump | Containment Sump |  |  | Continuous alarm system, Statistical inventory reconciliation (SIR) | Statistical inventory reconciliation (SIR) |  | UST Currently In Use: 0; UST Temp Close: 0; AST Currently In Use: 0; AST Temp Closed: 0 | 0 | 0 | 3 | 22176-073-015166 | Circle K Stores, Inc.
28427 | Temporary Closed | 2025-07-17 | 1976-01-01 |  | Petroleum | Unleaded gasoline | Unleaded gasoline | Retail | Steel | Steel | Field installed cathodic protection |  | Fiberglass reinforced plastic |  |  |  | Catchment Basin, Single walled catchment basin | Flow Rest 90% Full | Flow Rest 90% Full |  |  | Continuous Automatic Tank Gauge |  | Automatic shutoff device (AELLD), Containment Sump | Containment Sump |  |  | Automatic electronic line leak detector (AELLD) | Automatic electronic line leak detector (AELLD) |  | UST Currently In Use: 0; UST Temp Close: 2; AST Currently In Use: 0; AST Temp Closed: 0 | 0 | 2 | 0 | 25265-117-004368 | LGWS/CROSS AMERICA PARTNERS
28429 | Temporary Closed | 2025-07-17 | 1976-01-01 |  | Petroleum | Premium gasoline | Premium gasoline | Retail | Steel | Steel | Field installed cathodic protection |  | Fiberglass reinforced plastic |  |  |  | Catchment Basin, Single walled catchment basin | Flow Rest 90% Full | Flow Rest 90% Full |  |  | Continuous Automatic Tank Gauge |  | Automatic shutoff device (AELLD), Containment Sump | Containment Sump |  |  | Automatic electronic line leak detector (AELLD) | Automatic electronic line leak detector (AELLD) |  | UST Currently In Use: 0; UST Temp Close: 2; AST Currently In Use: 0; AST Temp Closed: 0 | 0 | 2 | 0 | 25265-117-004368 | LGWS/CROSS AMERICA PARTNERS
28430 | Permanently Closed | 1989-12-29 | 1975-01-01 | 1989-12-29 | Petroleum | Unleaded gasoline | Unleaded gasoline |  | Steel | Steel |  | Painted or None | Steel |  | 1901-01-01 | [12 empty] | Annual line testing | Annual line testing |  | UST Currently In Use: 2; UST Temp Close: 0; AST Currently In Use: 0; AST Temp Closed: 0 | 2 | 0 | 3 | 22176-117-006467 | Circle K Stores, Inc.
28431 | Permanently Closed | 1989-12-29 | 1975-01-01 | 1989-12-29 | Petroleum | Unleaded gasoline | Unleaded gasoline |  | Steel | Steel |  | Painted or None | Steel |  | 1901-01-01 | [12 empty] | Annual line testing | Annual line testing |  | UST Currently In Use: 2; UST Temp Close: 0; AST Currently In Use: 0; AST Temp Closed: 0 | 2 | 0 | 3 | 22176-117-006467 | Circle K Stores, Inc.
28432 | Permanently Closed | 1989-12-29 | 1980-01-01 | 1989-12-29 | Petroleum | Unleaded gasoline | Unleaded gasoline |  | Steel | Steel |  | Painted or None | Steel |  | 1901-01-01 | [12 empty] | Annual line testing | Annual line testing |  | UST Currently In Use: 2; UST Temp Close: 0; AST Currently In Use: 0; AST Temp Closed: 0 | 2 | 0 | 3 | 22176-117-006467 | Circle K Stores, Inc.
28433 | Currently in Use |  | 1990-01-05 |  | Petroleum | Premium gasoline | Premium gasoline | Retail | Single Wall, Steel | Steel | Coated & cathodic protection (sti-P3) |  | Fiberglass reinforced plastic, Single Wall |  |  |  | Catchment Basin, Single walled catchment basin | Audible high level alarm At 90% full, Flow Rest 90% Full | Flow Rest 90% Full |  |  | Continuous Automatic Tank Gauge |  | Automatic shutoff device (AELLD) | Automatic shutoff device (AELLD) |  |  | Annual line testing | Annual line testing |  | UST Currently In Use: 2; UST Temp Close: 0; AST Currently In Use: 0; AST Temp Closed: 0 | 2 | 0 | 3 | 22176-117-006467 | Circle K Stores, Inc.
28434 | Currently in Use |  | 1990-01-05 |  | Petroleum | Unleaded gasoline | Unleaded gasoline | Retail | Single Wall, Steel | Steel | Coated & cathodic protection (sti-P3) |  | Fiberglass reinforced plastic, Single Wall |  |  |  | Catchment Basin, Single walled catchment basin | Audible high level alarm At 90% full, Flow Rest 90% Full | Flow Rest 90% Full |  |  | Continuous Automatic Tank Gauge |  | Automatic shutoff device (AELLD) | Automatic shutoff device (AELLD) |  |  | Annual line testing | Annual line testing |  | UST Currently In Use: 2; UST Temp Close: 0; AST Currently In Use: 0; AST Temp Closed: 0 | 2 | 0 | 3 | 22176-117-006467 | Circle K Stores, Inc.
28436 | Currently in Use |  | 1988-01-01 |  | Petroleum | Unleaded gasoline | Unleaded gasoline | Retail | Steel | Steel | Coated & cathodic protection (sti-P3) |  | Fiberglass reinforced plastic |  |  |  | Catchment Basin, Single walled catchment basin | Flow Rest 90% Full | Flow Rest 90% Full |  |  | Continuous Automatic Tank Gauge |  | Automatic flow restrictor (MLLD), Containment Sump | Containment Sump | Interstitial Monitoring within Secondary Containment | SENSOR TO ATG | Continuous alarm system | Continuous alarm system |  | UST Currently In Use: 3; UST Temp Close: 0; AST Currently In Use: 0; AST Temp Closed: 0 | 3 | 0 | 0 | 25265-117-014096 | LGWS/CROSS AMERICA PARTNERS
28437 | Currently in Use |  | 1988-01-01 |  | Petroleum | Mid-grade gasoline | Mid-grade gasoline | Retail | Steel | Steel | Coated & cathodic protection (sti-P3) |  | Fiberglass reinforced plastic |  |  |  | Catchment Basin, Single walled catchment basin | Flow Rest 90% Full | Flow Rest 90% Full |  |  | Continuous Automatic Tank Gauge |  | Automatic flow restrictor (MLLD), Containment Sump | Containment Sump | Interstitial Monitoring within Secondary Containment | SENSOR TO ATG | Continuous alarm system | Continuous alarm system |  | UST Currently In Use: 3; UST Temp Close: 0; AST Currently In Use: 0; AST Temp Closed: 0 | 3 | 0 | 0 | 25265-117-014096 | LGWS/CROSS AMERICA PARTNERS
28438 | Currently in Use |  | 1988-01-01 |  | Petroleum | Premium gasoline | Premium gasoline | Retail | Steel | Steel | Coated & cathodic protection (sti-P3) |  | Fiberglass reinforced plastic |  |  |  | Catchment Basin, Single walled catchment basin | Flow Rest 90% Full | Flow Rest 90% Full |  |  | Continuous Automatic Tank Gauge |  | Automatic flow restrictor (MLLD), Containment Sump | Containment Sump | Interstitial Monitoring within Secondary Containment | SENSOR TO ATG | Continuous alarm system | Continuous alarm system |  | UST Currently In Use: 3; UST Temp Close: 0; AST Currently In Use: 0; AST Temp Closed: 0 | 3 | 0 | 0 | 25265-117-014096 | LGWS/CROSS AMERICA PARTNERS
28439 | Currently in Use |  | 1988-09-01 |  | Petroleum | Unleaded gasoline | Unleaded gasoline | Retail | Steel | Steel | Coated & cathodic protection (sti-P3) |  | Flexible, DBW |  |  | Other, SWGJTS ISO | Catchment Basin, Single walled catchment basin | Automatic shutoff device At 95% full | Automatic shutoff device At 95% full |  |  | Continuous Automatic Tank Gauge |  | Automatic flow restrictor (MLLD), Containment Sump | Containment Sump |  |  | Annual line testing | Annual line testing |  | UST Currently In Use: 3; UST Temp Close: 0; AST Currently In Use: 0; AST Temp Closed: 0 | 3 | 0 | 0 | 22176-117-014097 | Circle K Stores, Inc.
28440 | Currently in Use |  | 1988-09-01 |  | Petroleum | On road diesel | On road diesel | Retail | Steel | Steel | Coated & cathodic protection (sti-P3) |  | Flexible, DBW |  |  | Other, SWGJTS ISO | Catchment Basin, Single walled catchment basin | Automatic shutoff device At 95% full | Automatic shutoff device At 95% full |  |  | Continuous Automatic Tank Gauge |  | Automatic flow restrictor (MLLD), Containment Sump | Containment Sump |  |  | Annual line testing | Annual line testing |  | UST Currently In Use: 3; UST Temp Close: 0; AST Currently In Use: 0; AST Temp Closed: 0 | 3 | 0 | 0 | 22176-117-014097 | Circle K Stores, Inc.
28441 | Currently in Use |  | 1988-09-01 |  | Petroleum | Premium gasoline | Premium gasoline | Retail | Steel | Steel | Coated & cathodic protection (sti-P3) |  | Flexible, DBW |  |  | Other, SWGJTS ISO | Catchment Basin, Single walled catchment basin | Automatic shutoff device At 95% full | Automatic shutoff device At 95% full |  |  | Continuous Automatic Tank Gauge |  | Automatic flow restrictor (MLLD), Containment Sump | Containment Sump |  |  | Annual line testing | Annual line testing |  | UST Currently In Use: 3; UST Temp Close: 0; AST Currently In Use: 0; AST Temp Closed: 0 | 3 | 0 | 0 | 22176-117-014097 | Circle K Stores, Inc.
28442 | Currently in Use |  | 1989-01-01 |  | Petroleum | Unleaded gasoline | Unleaded gasoline | Retail | Steel | Steel | Coated & cathodic protection (sti-P3) |  | Fiberglass reinforced plastic |  |  | Other, FLEX BOOTD | Catchment Basin, Single walled catchment basin | Automatic shutoff device At 95% full | Automatic shutoff device At 95% full |  |  | Continuous Automatic Tank Gauge |  | Automatic flow restrictor (MLLD) | Automatic flow restrictor (MLLD) |  |  | Annual line testing | Annual line testing |  | UST Currently In Use: 3; UST Temp Close: 0; AST Currently In Use: 0; AST Temp Closed: 0 | 3 | 0 | 0 | 22176-117-014765 | Circle K Stores, Inc.
28443 | Currently in Use |  | 1989-01-01 |  | Petroleum | Mid-grade gasoline | Mid-grade gasoline | Retail | Steel | Steel | Coated & cathodic protection (sti-P3) |  | Fiberglass reinforced plastic |  |  | Other, FLEX BOOTD | Catchment Basin, Single walled catchment basin | Automatic shutoff device At 95% full | Automatic shutoff device At 95% full |  |  | Continuous Automatic Tank Gauge |  | Automatic flow restrictor (MLLD) | Automatic flow restrictor (MLLD) |  |  | Annual line testing | Annual line testing |  | UST Currently In Use: 3; UST Temp Close: 0; AST Currently In Use: 0; AST Temp Closed: 0 | 3 | 0 | 0 | 22176-117-014765 | Circle K Stores, Inc.
28444 | Currently in Use |  | 1989-01-01 |  | Petroleum | Premium gasoline | Premium gasoline | Retail | Steel | Steel | Coated & cathodic protection (sti-P3) |  | Fiberglass reinforced plastic |  |  | Other, FLEX BOOTD | Catchment Basin, Single walled catchment basin | Automatic shutoff device At 95% full | Automatic shutoff device At 95% full |  |  | Continuous Automatic Tank Gauge |  | Automatic flow restrictor (MLLD), Containment Sump | Containment Sump |  |  | Annual line testing | Annual line testing |  | UST Currently In Use: 3; UST Temp Close: 0; AST Currently In Use: 0; AST Temp Closed: 0 | 3 | 0 | 0 | 22176-117-014765 | Circle K Stores, Inc.
28445 | Currently in Use |  | 1973-01-01 |  | Petroleum | Unleaded gasoline | Unleaded gasoline | Retail | Single Wall, Steel | Steel | Field installed cathodic protection | Painted or None | Single Wall, Steel |  |  | Field installed cathodic protection | Catchment Basin, Single walled catchment basin | Automatic shutoff device At 95% full | Automatic shutoff device At 95% full |  |  | Statistical Inventory Reconciliation (SIR) |  | Automatic flow restrictor (MLLD) | Automatic flow restrictor (MLLD) |  |  | Statistical inventory reconciliation (SIR) | Statistical inventory reconciliation (SIR) |  | UST Currently In Use: 3; UST Temp Close: 0; AST Currently In Use: 0; AST Temp Closed: 0 | 3 | 0 | 0 | 24900-121-006466 | AANYA PROPERTIES
28446 | Currently in Use |  | 1973-01-01 |  | Petroleum | Other, 100% | Other | Retail | Single Wall, Steel | Steel | Field installed cathodic protection | Painted or None | Single Wall, Steel |  |  | Field installed cathodic protection | Catchment Basin, Single walled catchment basin | Automatic shutoff device At 95% full | Automatic shutoff device At 95% full |  |  | Statistical Inventory Reconciliation (SIR) |  | Automatic flow restrictor (MLLD) | Automatic flow restrictor (MLLD) |  |  | Statistical inventory reconciliation (SIR) | Statistical inventory reconciliation (SIR) |  | UST Currently In Use: 3; UST Temp Close: 0; AST Currently In Use: 0; AST Temp Closed: 0 | 3 | 0 | 0 | 24900-121-006466 | AANYA PROPERTIES
28447 | Currently in Use |  | 1973-01-01 |  | Petroleum | On road diesel | On road diesel | Retail | Single Wall, Steel | Steel | Field installed cathodic protection | Painted or None | Single Wall, Steel |  |  | Field installed cathodic protection | Catchment Basin, Single walled catchment basin | Automatic shutoff device At 95% full | Automatic shutoff device At 95% full |  |  | Statistical Inventory Reconciliation (SIR) |  | Automatic flow restrictor (MLLD) | Automatic flow restrictor (MLLD) |  |  | Statistical inventory reconciliation (SIR) | Statistical inventory reconciliation (SIR) |  | UST Currently In Use: 3; UST Temp Close: 0; AST Currently In Use: 0; AST Temp Closed: 0 | 3 | 0 | 0 | 24900-121-006466 | AANYA PROPERTIES
28448 | Permanently Closed | 1985-01-01 | 1979-01-01 | 1985-01-01 | Petroleum | On road diesel | On road diesel |  | Steel | Steel |  | Painted or None | Steel |  | 1901-01-01 | [15 empty] | UST Currently In Use: 0; UST Temp Close: 0; AST Currently In Use: 0; AST Temp Closed: 0 | 0 | 0 | 2 | 14415-073-010406 | SHREDDERS INC
28449 | Permanently Closed | 1985-01-01 | 1979-01-01 | 1985-01-01 | Petroleum | Unleaded gasoline | Unleaded gasoline |  | Steel | Steel |  | Painted or None | Steel |  | 1901-01-01 | [15 empty] | UST Currently In Use: 0; UST Temp Close: 0; AST Currently In Use: 0; AST Temp Closed: 0 | 0 | 0 | 2 | 14415-073-010406 | SHREDDERS INC
28450 | Permanently Closed | 1988-12-01 | 1974-01-01 | 1988-12-01 | Petroleum | On road diesel | On road diesel |  | Steel | Steel |  | Painted or None | Steel |  | 1901-01-01 | [15 empty] | UST Currently In Use: 0; UST Temp Close: 0; AST Currently In Use: 0; AST Temp Closed: 0 | 0 | 0 | 2 | 14415-073-010407 | SHREDDERS INC
28451 | Permanently Closed | 1983-01-01 | 1974-01-01 | 1988-12-01 | Petroleum | Other, OTHER | Other |  | Steel | Steel |  | Painted or None | Steel |  | 1901-01-01 | [15 empty] | UST Currently In Use: 0; UST Temp Close: 0; AST Currently In Use: 0; AST Temp Closed: 0 | 0 | 0 | 2 | 14415-073-010407 | SHREDDERS INC
28452 | Permanently Closed | 1998-12-21 | 1983-01-01 | 1998-12-30 | Petroleum | Unleaded gasoline | Unleaded gasoline |  | Steel | Steel |  | Painted or None | Steel |  | 1901-01-01 | [15 empty] | UST Currently In Use: 0; UST Temp Close: 0; AST Currently In Use: 0; AST Temp Closed: 0 | 0 | 0 | 3 | 20585-075-011644 | STANFORD CO LLC
28453 | Permanently Closed | 1998-12-21 | 1983-01-01 | 1998-12-30 | Petroleum | Unleaded gasoline | Unleaded gasoline |  | Steel | Steel |  | Painted or None | Steel |  | 1901-01-01 | [15 empty] | UST Currently In Use: 0; UST Temp Close: 0; AST Currently In Use: 0; AST Temp Closed: 0 | 0 | 0 | 3 | 20585-075-011644 | STANFORD CO LLC
28454 | Permanently Closed | 1998-12-21 | 1983-01-01 | 1998-12-30 | Petroleum | On road diesel | On road diesel |  | Steel | Steel |  | Painted or None | Steel |  | 1901-01-01 | [15 empty] | UST Currently In Use: 0; UST Temp Close: 0; AST Currently In Use: 0; AST Temp Closed: 0 | 0 | 0 | 3 | 20585-075-011644 | STANFORD CO LLC
28455 | Permanently Closed | 1999-12-15 | 1980-01-01 | 1999-12-15 | Petroleum | Unleaded gasoline | Unleaded gasoline | Retail | Steel | Steel |  | Painted or None | Steel, GLV |  | 1901-01-01 | [6 empty] | Statistical Inventory Reconciliation (SIR) | [5 empty] | Statistical inventory reconciliation (SIR) | Statistical inventory reconciliation (SIR) |  | UST Currently In Use: 0; UST Temp Close: 0; AST Currently In Use: 0; AST Temp Closed: 0 | 0 | 0 | 2 | 14418-071-006056 | SIDNEY JOHNSON
28456 | Permanently Closed | 1999-12-19 | 1976-01-01 | 1999-12-19 | Petroleum | Premium gasoline | Premium gasoline | Retail | Steel | Steel |  | Painted or None | Steel, GLV |  | 1901-01-01 | [6 empty] | Statistical Inventory Reconciliation (SIR) | [5 empty] | Statistical inventory reconciliation (SIR) | Statistical inventory reconciliation (SIR) |  | UST Currently In Use: 0; UST Temp Close: 0; AST Currently In Use: 0; AST Temp Closed: 0 | 0 | 0 | 2 | 14418-071-006056 | SIDNEY JOHNSON
28457 | Permanently Closed | 1992-10-07 | 1981-01-01 | 1992-10-07 | Petroleum | Unleaded gasoline | Unleaded gasoline |  | Steel | Steel |  |  |  |  | 1901-01-01 | [15 empty] | UST Currently In Use: 0; UST Temp Close: 0; AST Currently In Use: 0; AST Temp Closed: 0 | 0 | 0 | 1 | 14419-125-001990 | SIERRA INC
28459 | Retired | 1988-08-08 | 1969-01-01 |  | Petroleum | Other, OTHER | Other |  | Steel | Steel |  | Painted or None | Steel |  | 1901-01-01 | [15 empty] | UST Currently In Use: 0; UST Temp Close: 0; AST Currently In Use: 0; AST Temp Closed: 0 | 0 | 0 | 0 | 14421-081-007221 | SILVER FLEET CAB CO
28460 | Retired | 1988-08-08 | 1969-01-01 |  | Petroleum | Other, OTHER | Other |  | Steel | Steel |  | Painted or None | Steel |  | 1901-01-01 | [15 empty] | UST Currently In Use: 0; UST Temp Close: 0; AST Currently In Use: 0; AST Temp Closed: 0 | 0 | 0 | 0 | 14421-081-007221 | SILVER FLEET CAB CO
28461 | Permanently Closed | 1998-03-06 | 1973-01-01 | 1998-03-06 | Petroleum | On road diesel | On road diesel |  | Steel | Steel |  | Painted or None | Steel |  | 1901-01-01 | [6 empty] | Other, Statistical Inventory Reconciliation (SIR) |  | Other, USTMAN | Other |  |  | Other, USTMAN | Other |  | UST Currently In Use: 0; UST Temp Close: 1; AST Currently In Use: 0; AST Temp Closed: 0 | 0 | 1 | 3 | 14422-055-002724 | SILVEY BARRON TRUCKING CO
28462 | Permanently Closed | 1998-03-06 | 1978-01-01 | 1998-03-06 | Petroleum | On road diesel | On road diesel |  | Steel | Steel |  | Painted or None | Steel |  | 1901-01-01 | [6 empty] | Other, Statistical Inventory Reconciliation (SIR) |  | Other, USTMAN | Other |  |  | Other, USTMAN | Other |  | UST Currently In Use: 0; UST Temp Close: 1; AST Currently In Use: 0; AST Temp Closed: 0 | 0 | 1 | 3 | 14422-055-002724 | SILVEY BARRON TRUCKING CO
28463 | Permanently Closed | 1998-03-06 | 1975-01-01 | 1998-03-06 | Petroleum | On road diesel | On road diesel |  | Steel | Steel |  | Painted or None | Steel |  | 1901-01-01 | [6 empty] | Other, Statistical Inventory Reconciliation (SIR) |  | Other, USTMAN | Other |  |  | Other, USTMAN | Other |  | UST Currently In Use: 0; UST Temp Close: 1; AST Currently In Use: 0; AST Temp Closed: 0 | 0 | 1 | 3 | 14422-055-002724 | SILVEY BARRON TRUCKING CO
28464 | Retired | 1988-08-08 | 1967-01-01 |  | Petroleum | Unleaded gasoline | Unleaded gasoline |  | Steel | Steel |  | Painted or None | Steel |  | 1901-01-01 | [15 empty] | UST Currently In Use: 0; UST Temp Close: 0; AST Currently In Use: 0; AST Temp Closed: 0 | 0 | 0 | 0 | 14423-073-010733 | SIMMONS EQUIPMENT CO INC
28465 | Retired | 1988-08-08 | 1967-01-01 |  | Petroleum | On road diesel | On road diesel |  | Steel | Steel |  | Painted or None | Steel |  | 1901-01-01 | [15 empty] | UST Currently In Use: 0; UST Temp Close: 0; AST Currently In Use: 0; AST Temp Closed: 0 | 0 | 0 | 0 | 14423-073-010733 | SIMMONS EQUIPMENT CO INC
28466 | Permanently Closed | 1993-03-01 | 1978-10-01 | 1993-03-01 | Petroleum | Unleaded gasoline | Unleaded gasoline |  | Steel | Steel |  | Painted or None | Steel |  | 1901-01-01 | [12 empty] | Annual line testing | Annual line testing |  | UST Currently In Use: 2; UST Temp Close: 0; AST Currently In Use: 0; AST Temp Closed: 0 | 2 | 0 | 4 | 22820-055-007276 | SAI, LLC
28467 | Permanently Closed | 1993-03-01 | 1978-10-01 | 1993-03-01 | Petroleum | Unleaded gasoline | Unleaded gasoline |  | Steel | Steel |  | Painted or None | Steel |  | 1901-01-01 | [12 empty] | Annual line testing | Annual line testing |  | UST Currently In Use: 2; UST Temp Close: 0; AST Currently In Use: 0; AST Temp Closed: 0 | 2 | 0 | 4 | 22820-055-007276 | SAI, LLC
28468 | Permanently Closed | 1993-03-13 | 1978-10-01 | 1993-03-13 | Petroleum | Unleaded gasoline | Unleaded gasoline |  | Steel | Steel |  | Painted or None | Steel |  | 1901-01-01 | [12 empty] | Annual line testing | Annual line testing |  | UST Currently In Use: 2; UST Temp Close: 0; AST Currently In Use: 0; AST Temp Closed: 0 | 2 | 0 | 4 | 22820-055-007276 | SAI, LLC
28469 | Permanently Closed | 1993-03-13 | 1978-10-01 | 1993-03-13 | Petroleum | Unleaded gasoline | Unleaded gasoline |  | Steel | Steel |  | Painted or None | Steel |  | 1901-01-01 | [15 empty] | UST Currently In Use: 2; UST Temp Close: 0; AST Currently In Use: 0; AST Temp Closed: 0 | 2 | 0 | 4 | 22820-055-007276 | SAI, LLC
28470 | Permanently Closed | 1986-01-01 | 1972-01-01 | 1986-01-01 | Petroleum | Unleaded gasoline | Unleaded gasoline | Industrial | Steel | Steel |  | Painted or None | Steel |  | 1901-01-01 | [15 empty] | UST Currently In Use: 0; UST Temp Close: 0; AST Currently In Use: 0; AST Temp Closed: 0 | 0 | 0 | 1 | 14425-055-007053 | SINGLETON PLUMBING INC
28471 | Permanently Closed | 1986-01-01 | 1969-01-01 | 1991-04-24 | Petroleum | On road diesel | On road diesel |  | Steel | Steel |  | Painted or None | Steel |  | 1901-01-01 | [15 empty] | UST Currently In Use: 0; UST Temp Close: 0; AST Currently In Use: 0; AST Temp Closed: 0 | 0 | 0 | 2 | 14426-087-006040 | JOHN T. SISTRUNK
28472 | Permanently Closed | 1991-04-24 | 1969-01-01 | 1991-04-24 | Petroleum | On road diesel | On road diesel |  | Steel | Steel |  | Painted or None | Steel |  | 1901-01-01 | [15 empty] | UST Currently In Use: 0; UST Temp Close: 0; AST Currently In Use: 0; AST Temp Closed: 0 | 0 | 0 | 2 | 14426-087-006040 | JOHN T. SISTRUNK
28473 | Permanently Closed | 1991-11-22 | 1954-01-01 | 1991-11-22 | Petroleum | On road diesel | On road diesel |  | Steel | Steel |  |  |  |  | 1901-01-01 | [15 empty] | UST Currently In Use: 0; UST Temp Close: 0; AST Currently In Use: 0; AST Temp Closed: 0 | 0 | 0 | 1 | 14427-017-003540 | SKINNER CORP
28474 | Permanently Closed | 1993-09-01 | 1977-01-01 | 1993-11-10 | Petroleum | Unleaded gasoline | Unleaded gasoline |  | Steel | Steel |  | Painted or None | Steel |  | 1901-01-01 | [15 empty] | UST Currently In Use: 0; UST Temp Close: 0; AST Currently In Use: 0; AST Temp Closed: 0 | 0 | 0 | 3 | 14428-127-009514 | BONITA BRADFORD
28475 | Permanently Closed | 1993-09-01 | 1963-01-01 | 1993-11-10 | Petroleum | Unleaded gasoline | Unleaded gasoline |  | Steel | Steel |  | Painted or None | Steel |  | 1901-01-01 | [15 empty] | UST Currently In Use: 0; UST Temp Close: 0; AST Currently In Use: 0; AST Temp Closed: 0 | 0 | 0 | 3 | 14428-127-009514 | BONITA BRADFORD
28476 | Permanently Closed | 1993-09-01 | 1963-01-01 | 1993-11-10 | Petroleum | Unleaded gasoline | Unleaded gasoline |  | Steel | Steel |  | Painted or None | Steel |  | 1901-01-01 | [15 empty] | UST Currently In Use: 0; UST Temp Close: 0; AST Currently In Use: 0; AST Temp Closed: 0 | 0 | 0 | 3 | 14428-127-009514 | BONITA BRADFORD
28477 | Permanently Closed | 1901-01-01 | 1968-01-01 | 1988-05-04 | Petroleum | Unleaded gasoline | Unleaded gasoline |  | Steel | Steel |  | Painted or None | Steel |  | 1901-01-01 | [15 empty] | UST Currently In Use: 0; UST Temp Close: 0; AST Currently In Use: 0; AST Temp Closed: 0 | 0 | 0 | 5 | 14429-097-009006 | SKY CO INC
28478 | Permanently Closed | 1901-01-01 | 1968-01-01 | 1988-05-04 | Petroleum | Unleaded gasoline | Unleaded gasoline |  | Steel | Steel |  | Painted or None | Steel |  | 1901-01-01 | [15 empty] | UST Currently In Use: 0; UST Temp Close: 0; AST Currently In Use: 0; AST Temp Closed: 0 | 0 | 0 | 5 | 14429-097-009006 | SKY CO INC
28479 | Permanently Closed | 1901-01-01 | 1968-01-01 | 1988-05-04 | Petroleum | Unleaded gasoline | Unleaded gasoline |  | Steel | Steel |  | Painted or None | Steel |  | 1901-01-01 | [15 empty] | UST Currently In Use: 0; UST Temp Close: 0; AST Currently In Use: 0; AST Temp Closed: 0 | 0 | 0 | 5 | 14429-097-009006 | SKY CO INC
28480 | Permanently Closed | 1901-01-01 | 1968-01-01 | 1988-05-04 | Petroleum | Unleaded gasoline | Unleaded gasoline |  | Steel | Steel |  | Painted or None | Steel |  | 1901-01-01 | [15 empty] | UST Currently In Use: 0; UST Temp Close: 0; AST Currently In Use: 0; AST Temp Closed: 0 | 0 | 0 | 5 | 14429-097-009006 | SKY CO INC
28481 | Permanently Closed | 1901-01-01 | 1968-01-01 | 1988-05-04 | Petroleum | Unleaded gasoline | Unleaded gasoline |  | Steel | Steel |  | Painted or None | Steel |  | 1901-01-01 | [15 empty] | UST Currently In Use: 0; UST Temp Close: 0; AST Currently In Use: 0; AST Temp Closed: 0 | 0 | 0 | 5 | 14429-097-009006 | SKY CO INC
28482 | Permanently Closed | 1990-12-10 | 1972-01-01 | 1990-12-10 | Petroleum | Unleaded gasoline | Unleaded gasoline | [5 empty] | Steel |  | 1901-01-01 | [15 empty] | UST Currently In Use: 0; UST Temp Close: 0; AST Currently In Use: 0; AST Temp Closed: 0 | 0 | 0 | 2 | 14430-097-000422 | SKYLINE COUNTRY CLUB
28483 | Permanently Closed | 1990-12-10 | 1972-01-01 | 1990-12-10 | Petroleum | On road diesel | On road diesel | [5 empty] | Steel |  | 1901-01-01 | [15 empty] | UST Currently In Use: 0; UST Temp Close: 0; AST Currently In Use: 0; AST Temp Closed: 0 | 0 | 0 | 2 | 14430-097-000422 | SKYLINE COUNTRY CLUB
28484 | Temporary Closed | 2012-01-31 | 1989-01-01 |  | Petroleum | On road diesel | On road diesel | Bulk facility | Single Wall, Steel | Steel | Coated & cathodic protection (sti-P3), Field installed cathodic protection |  | Single Wall, Steel |  | 1901-01-01 | Field installed cathodic protection, FLX CONN | Catchment Basin, Single walled catchment basin | Flow Rest 90% Full | Flow Rest 90% Full |  |  | Continuous Automatic Tank Gauge |  | Automatic flow restrictor (MLLD) | Automatic flow restrictor (MLLD) |  |  | Annual line testing | Annual line testing |  | UST Currently In Use: 0; UST Temp Close: 4; AST Currently In Use: 0; AST Temp Closed: 0 | 0 | 4 | 0 | 22836-071-013872 | M & R UNITED, INC.
28485 | Temporary Closed | 2012-01-31 | 1989-01-01 |  | Petroleum | On road diesel | On road diesel | Bulk facility | Single Wall, Steel | Steel | Coated & cathodic protection (sti-P3), Field installed cathodic protection |  | Single Wall, Steel |  | 1901-01-01 | Field installed cathodic protection, FLX CONN | Catchment Basin, Single walled catchment basin | Flow Rest 90% Full | Flow Rest 90% Full |  |  | Continuous Automatic Tank Gauge |  | Automatic flow restrictor (MLLD) | Automatic flow restrictor (MLLD) |  |  | Annual line testing | Annual line testing |  | UST Currently In Use: 0; UST Temp Close: 4; AST Currently In Use: 0; AST Temp Closed: 0 | 0 | 4 | 0 | 22836-071-013872 | M & R UNITED, INC.
28488 | Permanently Closed | 1992-01-28 | 1974-01-01 | 1992-06-18 | Petroleum | Unleaded gasoline | Unleaded gasoline |  | Steel | Steel |  | Painted or None | Steel |  | 1901-01-01 | [15 empty] | UST Currently In Use: 0; UST Temp Close: 0; AST Currently In Use: 0; AST Temp Closed: 0 | 0 | 0 | 3 | 14434-025-007035 | SLAYTON OIL CO
28489 | Permanently Closed | 1992-01-28 | 1974-01-01 | 1992-06-18 | Petroleum | Unleaded gasoline | Unleaded gasoline |  | Steel | Steel |  | Painted or None | Steel |  | 1901-01-01 | [15 empty] | UST Currently In Use: 0; UST Temp Close: 0; AST Currently In Use: 0; AST Temp Closed: 0 | 0 | 0 | 3 | 14434-025-007035 | SLAYTON OIL CO
28490 | Permanently Closed | 1992-01-28 | 1980-01-01 | 1992-06-18 | Petroleum | Unleaded gasoline | Unleaded gasoline |  | Steel | Steel |  | Painted or None | Steel |  | 1901-01-01 | [15 empty] | UST Currently In Use: 0; UST Temp Close: 0; AST Currently In Use: 0; AST Temp Closed: 0 | 0 | 0 | 3 | 14434-025-007035 | SLAYTON OIL CO
28491 | Permanently Closed | 1901-01-01 | 1983-01-01 | 1987-04-01 | Petroleum | Unleaded gasoline | Unleaded gasoline |  | Steel | Steel | Coated & cathodic protection (sti-P3) |  | Steel |  | 1901-01-01 | [15 empty] | UST Currently In Use: 0; UST Temp Close: 0; AST Currently In Use: 0; AST Temp Closed: 0 | 0 | 0 | 4 | 14434-025-007036 | SLAYTON OIL CO
28492 | Permanently Closed | 1901-01-01 | 1983-01-01 | 1987-04-01 | Petroleum | Unleaded gasoline | Unleaded gasoline |  | Steel | Steel | Coated & cathodic protection (sti-P3) |  | Steel |  | 1901-01-01 | [15 empty] | UST Currently In Use: 0; UST Temp Close: 0; AST Currently In Use: 0; AST Temp Closed: 0 | 0 | 0 | 4 | 14434-025-007036 | SLAYTON OIL CO
28493 | Permanently Closed | 1901-01-01 | 1983-01-01 | 1987-04-01 | Petroleum | Unleaded gasoline | Unleaded gasoline |  | Steel | Steel | Coated & cathodic protection (sti-P3) |  | Steel |  | 1901-01-01 | [15 empty] | UST Currently In Use: 0; UST Temp Close: 0; AST Currently In Use: 0; AST Temp Closed: 0 | 0 | 0 | 4 | 14434-025-007036 | SLAYTON OIL CO
28494 | Permanently Closed | 1901-01-01 | 1983-01-01 | 1987-04-01 | Petroleum | On road diesel | On road diesel |  | Steel | Steel | Coated & cathodic protection (sti-P3) |  | Steel |  | 1901-01-01 | [15 empty] | UST Currently In Use: 0; UST Temp Close: 0; AST Currently In Use: 0; AST Temp Closed: 0 | 0 | 0 | 4 | 14434-025-007036 | SLAYTON OIL CO
28495 | Permanently Closed | 1993-12-22 | 1976-01-01 | 1993-12-22 | Petroleum | Unleaded gasoline | Unleaded gasoline |  | Steel | Steel |  | Painted or None | Steel |  | 1901-01-01 | [15 empty] | UST Currently In Use: 0; UST Temp Close: 0; AST Currently In Use: 0; AST Temp Closed: 0 | 0 | 0 | 1 | 14434-025-007037 | SLAYTON OIL CO
28496 | Permanently Closed | 1992-04-01 | 1978-01-01 | 1992-04-01 | Petroleum | Unleaded gasoline | Unleaded gasoline |  | Steel | Steel |  | Painted or None | Steel |  | 1901-01-01 | [12 empty] | Annual line testing | Annual line testing |  | UST Currently In Use: 0; UST Temp Close: 0; AST Currently In Use: 0; AST Temp Closed: 0 | 0 | 0 | 3 | 14434-025-008887 | SLAYTON OIL CO
28497 | Permanently Closed | 1992-04-01 | 1978-01-01 | 1992-04-01 | Petroleum | Unleaded gasoline | Unleaded gasoline |  | Steel | Steel |  | Painted or None | Steel |  | 1901-01-01 | [12 empty] | Annual line testing | Annual line testing |  | UST Currently In Use: 0; UST Temp Close: 0; AST Currently In Use: 0; AST Temp Closed: 0 | 0 | 0 | 3 | 14434-025-008887 | SLAYTON OIL CO
28498 | Permanently Closed | 1993-11-29 | 1981-01-01 | 1993-11-29 | Petroleum | Unleaded gasoline | Unleaded gasoline |  | Steel | Steel |  | Painted or None | Steel |  | 1901-01-01 | [6 empty] | Statistical Inventory Reconciliation (SIR) | [5 empty] | Annual line testing | Annual line testing |  | UST Currently In Use: 0; UST Temp Close: 3; AST Currently In Use: 0; AST Temp Closed: 0 | 0 | 3 | 1 | 21834-025-008889 | ROWLAND ENTERPRISES INC
28499 | Temporary Closed | 2006-06-20 | 1981-01-01 |  | Petroleum | Unleaded gasoline | Unleaded gasoline |  | Steel | Steel | Coated & cathodic protection (sti-P3) |  | Fiberglass reinforced plastic |  | 1901-01-01 |  | Catchment Basin, Single walled catchment basin | Flow Rest 90% Full | Flow Rest 90% Full |  |  | Statistical Inventory Reconciliation (SIR) | [8 empty] | UST Currently In Use: 0; UST Temp Close: 3; AST Currently In Use: 0; AST Temp Closed: 0 | 0 | 3 | 1 | 21834-025-008889 | ROWLAND ENTERPRISES INC
28500 | Temporary Closed | 2006-06-20 | 1981-01-01 |  | Petroleum | Premium gasoline | Premium gasoline | Retail | Steel | Steel | Coated & cathodic protection (sti-P3) |  | Fiberglass reinforced plastic |  | 1901-01-01 |  | Catchment Basin, Single walled catchment basin | Flow Rest 90% Full | Flow Rest 90% Full |  |  | Statistical Inventory Reconciliation (SIR) | [8 empty] | UST Currently In Use: 0; UST Temp Close: 3; AST Currently In Use: 0; AST Temp Closed: 0 | 0 | 3 | 1 | 21834-025-008889 | ROWLAND ENTERPRISES INC
28501 | Permanently Closed | 1991-08-14 | 1974-01-01 | 1991-08-14 | Petroleum | Unleaded gasoline | Unleaded gasoline |  | Steel | Steel |  | Painted or None | Steel |  | 1901-01-01 | [15 empty] | UST Currently In Use: 0; UST Temp Close: 0; AST Currently In Use: 0; AST Temp Closed: 0 | 0 | 0 | 2 | 14434-025-008890 | SLAYTON OIL CO
28502 | Permanently Closed | 1991-08-14 | 1977-01-01 | 1991-08-14 | Petroleum | On road diesel | On road diesel |  | Steel | Steel |  | Painted or None | Steel |  | 1901-01-01 | [15 empty] | UST Currently In Use: 0; UST Temp Close: 0; AST Currently In Use: 0; AST Temp Closed: 0 | 0 | 0 | 2 | 14434-025-008890 | SLAYTON OIL CO
28503 | Permanently Closed | 1991-08-13 | 1978-01-01 | 1991-08-13 | Petroleum | Unleaded gasoline | Unleaded gasoline |  | Steel | Steel |  | Painted or None | Steel |  | 1901-01-01 | [15 empty] | UST Currently In Use: 0; UST Temp Close: 0; AST Currently In Use: 0; AST Temp Closed: 0 | 0 | 0 | 3 | 14434-025-008893 | SLAYTON OIL CO
28504 | Permanently Closed | 1991-08-13 | 1978-01-01 | 1991-08-13 | Petroleum | Unleaded gasoline | Unleaded gasoline |  | Steel | Steel |  | Painted or None | Steel |  | 1901-01-01 | [15 empty] | UST Currently In Use: 0; UST Temp Close: 0; AST Currently In Use: 0; AST Temp Closed: 0 | 0 | 0 | 3 | 14434-025-008893 | SLAYTON OIL CO
28505 | Permanently Closed | 1991-08-13 | 1978-01-01 | 1991-08-13 | Petroleum | Unleaded gasoline | Unleaded gasoline |  | Steel | Steel |  | Painted or None | Steel |  | 1901-01-01 | [15 empty] | UST Currently In Use: 0; UST Temp Close: 0; AST Currently In Use: 0; AST Temp Closed: 0 | 0 | 0 | 3 | 14434-025-008893 | SLAYTON OIL CO
28506 | Permanently Closed | 1999-02-20 | 1981-01-01 | 1999-02-20 | Petroleum | On road diesel | On road diesel |  | Steel | Steel |  | Painted or None | Steel |  | 1901-01-01 | [15 empty] | UST Currently In Use: 0; UST Temp Close: 0; AST Currently In Use: 0; AST Temp Closed: 0 | 0 | 0 | 1 | 14434-025-008894 | SLAYTON OIL CO
28507 | Permanently Closed | 2004-04-27 | 1976-01-01 | 2004-05-07 | Petroleum | Unleaded gasoline | Unleaded gasoline | Retail | Steel | Steel | Coated & cathodic protection (sti-P3) | Painted or None | Fiberglass reinforced plastic |  | 1901-01-01 |  | Catchment Basin, Single walled catchment basin | Automatic shutoff device At 95% full | Automatic shutoff device At 95% full |  |  | Statistical Inventory Reconciliation (SIR) | [8 empty] | UST Currently In Use: 0; UST Temp Close: 0; AST Currently In Use: 0; AST Temp Closed: 0 | 0 | 0 | 4 | 14434-025-008895 | SLAYTON OIL CO
28508 | Permanently Closed | 2004-04-27 | 1976-01-01 | 2004-05-07 | Petroleum | Mid-grade gasoline | Mid-grade gasoline | Retail | Steel | Steel | Coated & cathodic protection (sti-P3) | Painted or None | Fiberglass reinforced plastic |  | 1901-01-01 |  | Catchment Basin, Single walled catchment basin | Automatic shutoff device At 95% full | Automatic shutoff device At 95% full |  |  | Statistical Inventory Reconciliation (SIR) | [8 empty] | UST Currently In Use: 0; UST Temp Close: 0; AST Currently In Use: 0; AST Temp Closed: 0 | 0 | 0 | 4 | 14434-025-008895 | SLAYTON OIL CO
28509 | Permanently Closed | 2004-04-27 | 1976-01-01 | 2004-05-07 | Petroleum | Premium gasoline | Premium gasoline | Retail | Steel | Steel | Coated & cathodic protection (sti-P3) | Painted or None | Fiberglass reinforced plastic |  | 1901-01-01 |  | Catchment Basin, Single walled catchment basin | Automatic shutoff device At 95% full | Automatic shutoff device At 95% full |  |  | Statistical Inventory Reconciliation (SIR) | [8 empty] | UST Currently In Use: 0; UST Temp Close: 0; AST Currently In Use: 0; AST Temp Closed: 0 | 0 | 0 | 4 | 14434-025-008895 | SLAYTON OIL CO
28510 | Permanently Closed | 1998-01-01 | 1976-01-01 | 2004-05-07 | Petroleum | Unleaded gasoline | Unleaded gasoline |  | Steel | Steel |  | Painted or None | Steel |  | 1901-01-01 | [15 empty] | UST Currently In Use: 0; UST Temp Close: 0; AST Currently In Use: 0; AST Temp Closed: 0 | 0 | 0 | 4 | 14434-025-008895 | SLAYTON OIL CO
28511 | Permanently Closed | 1994-09-19 | 1980-01-01 | 1994-09-19 | Petroleum | On road diesel | On road diesel |  | Steel | Steel |  | Painted or None | Steel |  | 1901-01-01 | [15 empty] | UST Currently In Use: 0; UST Temp Close: 0; AST Currently In Use: 0; AST Temp Closed: 0 | 0 | 0 | 6 | 19968-025-008896 | RICK TIDWELL
28512 | Permanently Closed | 1994-09-19 | 1980-01-01 | 1994-09-19 | Petroleum | Unleaded gasoline | Unleaded gasoline |  | Steel | Steel |  | Painted or None | Steel |  | 1901-01-01 | [15 empty] | UST Currently In Use: 0; UST Temp Close: 0; AST Currently In Use: 0; AST Temp Closed: 0 | 0 | 0 | 6 | 19968-025-008896 | RICK TIDWELL
28513 | Permanently Closed | 1994-09-19 | 1980-01-01 | 1994-09-19 | Petroleum | Unleaded gasoline | Unleaded gasoline |  | Steel | Steel |  | Painted or None | Steel |  | 1901-01-01 | [15 empty] | UST Currently In Use: 0; UST Temp Close: 0; AST Currently In Use: 0; AST Temp Closed: 0 | 0 | 0 | 6 | 19968-025-008896 | RICK TIDWELL
28514 | Permanently Closed | 1994-09-19 | 1980-01-01 | 1994-09-19 | Petroleum | Unleaded gasoline | Unleaded gasoline |  | Steel | Steel |  | Painted or None | Steel |  | 1901-01-01 | [15 empty] | UST Currently In Use: 0; UST Temp Close: 0; AST Currently In Use: 0; AST Temp Closed: 0 | 0 | 0 | 6 | 19968-025-008896 | RICK TIDWELL
28515 | Permanently Closed | 1994-09-19 | 1980-01-01 | 1994-09-19 | Petroleum | Unleaded gasoline | Unleaded gasoline |  | Steel | Steel |  | Painted or None | Steel |  | 1901-01-01 | [15 empty] | UST Currently In Use: 0; UST Temp Close: 0; AST Currently In Use: 0; AST Temp Closed: 0 | 0 | 0 | 6 | 19968-025-008896 | RICK TIDWELL
28516 | Permanently Closed | 1994-05-20 | 1973-01-01 | 1994-05-20 | Petroleum | Unleaded gasoline | Unleaded gasoline |  | Steel | Steel |  | Painted or None | Steel |  | 1901-01-01 | [15 empty] | UST Currently In Use: 0; UST Temp Close: 0; AST Currently In Use: 0; AST Temp Closed: 0 | 0 | 0 | 2 | 14434-025-008897 | SLAYTON OIL CO
28517 | Permanently Closed | 1994-05-20 | 1973-01-01 | 1994-05-20 | Petroleum | Unleaded gasoline | Unleaded gasoline |  | Steel | Steel |  | Painted or None | Steel |  | 1901-01-01 | [15 empty] | UST Currently In Use: 0; UST Temp Close: 0; AST Currently In Use: 0; AST Temp Closed: 0 | 0 | 0 | 2 | 14434-025-008897 | SLAYTON OIL CO
28518 | Currently in Use |  | 1987-01-01 |  | Petroleum | Unleaded gasoline | Unleaded gasoline | Retail | Steel | Steel | Coated & cathodic protection (sti-P3), Field installed cathodic protection |  | Fiberglass reinforced plastic |  |  |  | Catchment Basin, Single walled catchment basin | Automatic shutoff device At 95% full | Automatic shutoff device At 95% full |  |  | Statistical Inventory Reconciliation (SIR) | [8 empty] | UST Currently In Use: 3; UST Temp Close: 0; AST Currently In Use: 0; AST Temp Closed: 0 | 3 | 0 | 0 | 26038-025-009785 | VRP MARKETING, LLC
28519 | Currently in Use |  | 1987-01-01 |  | Petroleum | On road diesel | On road diesel |  | Steel | Steel | Coated & cathodic protection (sti-P3), Field installed cathodic protection |  | Fiberglass reinforced plastic |  |  |  | Catchment Basin, Single walled catchment basin | Automatic shutoff device At 95% full | Automatic shutoff device At 95% full |  |  | Statistical Inventory Reconciliation (SIR) | [8 empty] | UST Currently In Use: 3; UST Temp Close: 0; AST Currently In Use: 0; AST Temp Closed: 0 | 3 | 0 | 0 | 26038-025-009785 | VRP MARKETING, LLC
28520 | Currently in Use |  | 1987-01-01 |  | Petroleum | Ethanol free gasoline | Ethanol free gasoline | Retail | Steel | Steel | Coated & cathodic protection (sti-P3), Field installed cathodic protection |  | Fiberglass reinforced plastic |  |  |  | Catchment Basin, Single walled catchment basin | Automatic shutoff device At 95% full | Automatic shutoff device At 95% full |  |  | Statistical Inventory Reconciliation (SIR) | [8 empty] | UST Currently In Use: 3; UST Temp Close: 0; AST Currently In Use: 0; AST Temp Closed: 0 | 3 | 0 | 0 | 26038-025-009785 | VRP MARKETING, LLC
28521 | Permanently Closed | 1993-12-22 | 1987-01-01 | 1993-12-22 | Petroleum | On road diesel | On road diesel |  | Steel | Steel | Coated & cathodic protection (sti-P3) |  |  |  | 1901-01-01 | Field installed cathodic protection | [14 empty] | UST Currently In Use: 0; UST Temp Close: 0; AST Currently In Use: 0; AST Temp Closed: 0 | 0 | 0 | 1 | 14434-025-014229 | SLAYTON OIL CO
28524 | Permanently Closed | 2006-07-21 | 1983-01-01 | 2007-10-08 | Petroleum | Unleaded gasoline | Unleaded gasoline | Retail | Steel | Steel | Coated & cathodic protection (sti-P3) |  | Steel |  | 1901-01-01 | Field installed cathodic protection, SAC ANODES | Catchment Basin, Single walled catchment basin | Automatic shutoff device At 95% full | Automatic shutoff device At 95% full |  |  | Statistical Inventory Reconciliation (SIR) | [8 empty] | UST Currently In Use: 0; UST Temp Close: 0; AST Currently In Use: 0; AST Temp Closed: 0 | 0 | 0 | 3 | 22849-129-008885 | JAKE AND BONNIE GUY
28525 | Permanently Closed | 2006-07-21 | 1983-01-01 | 2007-10-08 | Petroleum | Premium gasoline | Premium gasoline | Retail | Steel | Steel | Coated & cathodic protection (sti-P3) |  | Steel |  | 1901-01-01 | Field installed cathodic protection, SAC ANODES | Catchment Basin, Single walled catchment basin | Automatic shutoff device At 95% full | Automatic shutoff device At 95% full |  |  | Statistical Inventory Reconciliation (SIR) | [8 empty] | UST Currently In Use: 0; UST Temp Close: 0; AST Currently In Use: 0; AST Temp Closed: 0 | 0 | 0 | 3 | 22849-129-008885 | JAKE AND BONNIE GUY
28526 | Permanently Closed | 1994-02-17 | 1983-01-01 |  | Petroleum | Unleaded gasoline | Unleaded gasoline |  | Steel | Steel |  | Painted or None | Steel |  | 1901-01-01 | [15 empty] | UST Currently In Use: 0; UST Temp Close: 0; AST Currently In Use: 0; AST Temp Closed: 0 | 0 | 0 | 3 | 22849-129-008885 | JAKE AND BONNIE GUY
28527 | Permanently Closed | 1991-10-21 | 1973-01-01 | 1991-10-21 | Petroleum | Unleaded gasoline | Unleaded gasoline |  | Steel | Steel |  | Painted or None | Steel |  | 1901-01-01 | [15 empty] | UST Currently In Use: 0; UST Temp Close: 0; AST Currently In Use: 0; AST Temp Closed: 0 | 0 | 0 | 2 | 14434-129-008886 | SLAYTON OIL CO
28528 | Permanently Closed | 1991-10-21 | 1973-01-01 | 1991-10-21 | Petroleum | Unleaded gasoline | Unleaded gasoline |  | Steel | Steel |  | Painted or None | Steel |  | 1901-01-01 | [15 empty] | UST Currently In Use: 0; UST Temp Close: 0; AST Currently In Use: 0; AST Temp Closed: 0 | 0 | 0 | 2 | 14434-129-008886 | SLAYTON OIL CO
28529 |  | 2011-12-28 | 1986-01-01 |  | Petroleum | On road diesel | On road diesel | Retail | Steel | Steel | Coated & cathodic protection (sti-P3) |  | Fiberglass reinforced plastic |  |  |  | Catchment Basin, Single walled catchment basin | Automatic shutoff device At 95% full | Automatic shutoff device At 95% full |  |  | Statistical Inventory Reconciliation (SIR) | [8 empty] | UST Currently In Use: 0; UST Temp Close: 0; AST Currently In Use: 0; AST Temp Closed: 0 | 0 | 0 | 0 | 21834-131-008892 | ROWLAND ENTERPRISES INC
28530 |  | 2011-12-28 | 1986-01-01 |  | Petroleum | Unleaded gasoline | Unleaded gasoline | Retail | Steel | Steel | Coated & cathodic protection (sti-P3) |  | Fiberglass reinforced plastic |  |  |  | Catchment Basin, Single walled catchment basin | Automatic shutoff device At 95% full | Automatic shutoff device At 95% full |  |  | Statistical Inventory Reconciliation (SIR) | [8 empty] | UST Currently In Use: 0; UST Temp Close: 0; AST Currently In Use: 0; AST Temp Closed: 0 | 0 | 0 | 0 | 21834-131-008892 | ROWLAND ENTERPRISES INC
28531 |  | 2011-12-28 | 1986-01-01 |  | Petroleum | Mid-grade gasoline | Mid-grade gasoline | Retail | Steel | Steel | Coated & cathodic protection (sti-P3) |  | Fiberglass reinforced plastic |  |  |  | Catchment Basin, Single walled catchment basin | Automatic shutoff device At 95% full | Automatic shutoff device At 95% full |  |  | Statistical Inventory Reconciliation (SIR) | [8 empty] | UST Currently In Use: 0; UST Temp Close: 0; AST Currently In Use: 0; AST Temp Closed: 0 | 0 | 0 | 0 | 21834-131-008892 | ROWLAND ENTERPRISES INC
28532 |  | 2011-12-28 | 1986-01-01 |  | Petroleum | Premium gasoline | Premium gasoline | Retail | Steel | Steel | Coated & cathodic protection (sti-P3) |  | Fiberglass reinforced plastic |  |  |  | Catchment Basin, Single walled catchment basin | Automatic shutoff device At 95% full | Automatic shutoff device At 95% full |  |  | Statistical Inventory Reconciliation (SIR) | [8 empty] | UST Currently In Use: 0; UST Temp Close: 0; AST Currently In Use: 0; AST Temp Closed: 0 | 0 | 0 | 0 | 21834-131-008892 | ROWLAND ENTERPRISES INC
28536 | Cannot Locate or abandoned |  | 1969-01-01 |  | Petroleum | Unleaded gasoline | Unleaded gasoline |  | Steel | Steel |  |  | Steel |  | 1901-01-01 | [15 empty] | UST Currently In Use: 0; UST Temp Close: 0; AST Currently In Use: 0; AST Temp Closed: 0 | 0 | 0 | 0 | 14438-061-002327 | SLOCOMB OIL CO/TUCKER MCLAUGHLIN
28537 | Cannot Locate or abandoned |  | 1969-01-01 |  | Petroleum | Unleaded gasoline | Unleaded gasoline |  | Steel | Steel |  |  | Steel |  | 1901-01-01 | [15 empty] | UST Currently In Use: 0; UST Temp Close: 0; AST Currently In Use: 0; AST Temp Closed: 0 | 0 | 0 | 0 | 14438-061-002327 | SLOCOMB OIL CO/TUCKER MCLAUGHLIN
28538 | Cannot Locate or abandoned |  | 1973-01-01 |  | Petroleum | On road diesel | On road diesel |  | Steel | Steel |  | Painted or None | Steel |  | 1901-01-01 | [15 empty] | UST Currently In Use: 0; UST Temp Close: 0; AST Currently In Use: 0; AST Temp Closed: 0 | 0 | 0 | 0 | 14438-061-002327 | SLOCOMB OIL CO/TUCKER MCLAUGHLIN
28539 | Permanently Closed | 1990-01-01 | 1972-01-01 | 1990-01-01 | Petroleum | Unleaded gasoline | Unleaded gasoline |  | Steel | Steel |  |  | Steel |  | 1901-01-01 | [15 empty] | UST Currently In Use: 0; UST Temp Close: 0; AST Currently In Use: 0; AST Temp Closed: 0 | 0 | 0 | 3 | 14438-069-002764 | SLOCOMB OIL CO/TUCKER MCLAUGHLIN
28540 | Permanently Closed | 1990-01-01 | 1972-01-01 | 1990-01-01 | Petroleum | Unleaded gasoline | Unleaded gasoline |  | Steel | Steel |  |  | Steel |  | 1901-01-01 | [15 empty] | UST Currently In Use: 0; UST Temp Close: 0; AST Currently In Use: 0; AST Temp Closed: 0 | 0 | 0 | 3 | 14438-069-002764 | SLOCOMB OIL CO/TUCKER MCLAUGHLIN
28541 | Permanently Closed | 1990-01-01 | 1972-01-01 | 1990-01-01 | Petroleum | Unleaded gasoline | Unleaded gasoline |  | Steel | Steel |  |  | Steel |  | 1901-01-01 | [15 empty] | UST Currently In Use: 0; UST Temp Close: 0; AST Currently In Use: 0; AST Temp Closed: 0 | 0 | 0 | 3 | 14438-069-002764 | SLOCOMB OIL CO/TUCKER MCLAUGHLIN
28542 | Retired | 1983-04-01 | 1972-01-01 |  | Petroleum | Unleaded gasoline | Unleaded gasoline |  | Steel | Steel |  |  | Steel |  | 1901-01-01 | [15 empty] | UST Currently In Use: 0; UST Temp Close: 0; AST Currently In Use: 0; AST Temp Closed: 0 | 0 | 0 | 3 | 14438-069-002764 | SLOCOMB OIL CO/TUCKER MCLAUGHLIN
28543 | Permanently Closed | 1989-06-01 | 1972-01-01 | 1989-06-28 | Petroleum | Unleaded gasoline | Unleaded gasoline |  | Steel | Steel |  |  | Steel |  | 1901-01-01 | [15 empty] | UST Currently In Use: 0; UST Temp Close: 0; AST Currently In Use: 0; AST Temp Closed: 0 | 0 | 0 | 4 | 14438-069-002765 | SLOCOMB OIL CO/TUCKER MCLAUGHLIN
28544 | Permanently Closed | 1989-06-01 | 1972-01-01 | 1989-06-28 | Petroleum | Unleaded gasoline | Unleaded gasoline |  | Steel | Steel |  |  | Steel |  | 1901-01-01 | [15 empty] | UST Currently In Use: 0; UST Temp Close: 0; AST Currently In Use: 0; AST Temp Closed: 0 | 0 | 0 | 4 | 14438-069-002765 | SLOCOMB OIL CO/TUCKER MCLAUGHLIN
28545 | Permanently Closed | 1989-06-01 | 1971-01-01 | 1989-06-28 | Petroleum | Unleaded gasoline | Unleaded gasoline |  | Steel | Steel |  |  | Steel |  | 1901-01-01 | [15 empty] | UST Currently In Use: 0; UST Temp Close: 0; AST Currently In Use: 0; AST Temp Closed: 0 | 0 | 0 | 4 | 14438-069-002765 | SLOCOMB OIL CO/TUCKER MCLAUGHLIN
28546 | Permanently Closed | 1984-04-01 | 1971-01-01 | 1989-06-28 | Petroleum | Unleaded gasoline | Unleaded gasoline |  | Steel | Steel |  |  | Steel |  | 1901-01-01 | [15 empty] | UST Currently In Use: 0; UST Temp Close: 0; AST Currently In Use: 0; AST Temp Closed: 0 | 0 | 0 | 4 | 14438-069-002765 | SLOCOMB OIL CO/TUCKER MCLAUGHLIN
28547 | Permanently Closed | 1996-04-01 | 1978-01-01 | 1997-03-25 | Petroleum | Unleaded gasoline | Unleaded gasoline |  | Steel | Steel |  | Painted or None | Steel |  | 1901-01-01 | [15 empty] | UST Currently In Use: 0; UST Temp Close: 0; AST Currently In Use: 0; AST Temp Closed: 0 | 0 | 0 | 3 | 14439-015-010076 | SMELLEYS SERVICE STATION
28548 | Permanently Closed | 1996-04-01 | 1980-01-01 | 1997-03-25 | Petroleum | Unleaded gasoline | Unleaded gasoline |  | Steel | Steel |  | Painted or None | Steel |  | 1901-01-01 | [15 empty] | UST Currently In Use: 0; UST Temp Close: 0; AST Currently In Use: 0; AST Temp Closed: 0 | 0 | 0 | 3 | 14439-015-010076 | SMELLEYS SERVICE STATION
28549 | Permanently Closed | 1996-04-01 | 1980-01-01 | 1997-03-25 | Petroleum | Unleaded gasoline | Unleaded gasoline |  | Steel | Steel |  | Painted or None | Steel |  | 1901-01-01 | [15 empty] | UST Currently In Use: 0; UST Temp Close: 0; AST Currently In Use: 0; AST Temp Closed: 0 | 0 | 0 | 3 | 14439-015-010076 | SMELLEYS SERVICE STATION
28550 | Permanently Closed | 1999-01-05 | 1982-01-01 | 1999-01-05 | Petroleum | Unleaded gasoline | Unleaded gasoline | Industrial | Steel | Steel |  | Painted or None | Steel, COATED |  | 1901-01-01 | [6 empty] | Statistical Inventory Reconciliation (SIR) | [8 empty] | UST Currently In Use: 2; UST Temp Close: 0; AST Currently In Use: 2; AST Temp Closed: 0 | 2 | 0 | 2 | 14440-073-001713 | SMI STEEL INC
28551 | Permanently Closed | 1999-01-05 | 1982-01-01 | 1999-01-05 | Petroleum | On road diesel | On road diesel | Industrial | Steel | Steel |  | Painted or None | Steel, COATED |  | 1901-01-01 | [6 empty] | Statistical Inventory Reconciliation (SIR) | [8 empty] | UST Currently In Use: 2; UST Temp Close: 0; AST Currently In Use: 2; AST Temp Closed: 0 | 2 | 0 | 2 | 14440-073-001713 | SMI STEEL INC
28552 | Permanently Closed | 1995-10-16 | 1966-01-01 | 1995-10-20 | Petroleum | On road diesel | On road diesel | Industrial | Steel | Steel |  | Painted or None | Steel |  | 1901-01-01 | [12 empty] | Annual line testing | Annual line testing |  | UST Currently In Use: 0; UST Temp Close: 0; AST Currently In Use: 0; AST Temp Closed: 0 | 0 | 0 | 6 | 14441-101-007976 | RYDER TRUCKS C/O VERTEX SERVICES
28553 | Permanently Closed | 1995-10-16 | 1969-01-01 | 1995-10-20 | Petroleum | Unleaded gasoline | Unleaded gasoline |  | Steel | Steel |  | Painted or None | Steel |  | 1901-01-01 | [12 empty] | Annual line testing | Annual line testing |  | UST Currently In Use: 0; UST Temp Close: 0; AST Currently In Use: 0; AST Temp Closed: 0 | 0 | 0 | 6 | 14441-101-007976 | RYDER TRUCKS C/O VERTEX SERVICES
28554 | Permanently Closed | 1995-10-16 | 1981-01-01 | 1995-10-20 | Petroleum | On road diesel | On road diesel |  | Steel | Steel |  | Painted or None | Steel |  | 1901-01-01 | [12 empty] | Annual line testing | Annual line testing |  | UST Currently In Use: 0; UST Temp Close: 0; AST Currently In Use: 0; AST Temp Closed: 0 | 0 | 0 | 6 | 14441-101-007976 | RYDER TRUCKS C/O VERTEX SERVICES
28555 | Permanently Closed | 1995-10-16 | 1966-01-01 | 1995-10-20 | Petroleum | Used oil | Used oil | Industrial | Steel | Steel |  | Painted or None | Steel |  | 1901-01-01 | [15 empty] | UST Currently In Use: 0; UST Temp Close: 0; AST Currently In Use: 0; AST Temp Closed: 0 | 0 | 0 | 6 | 14441-101-007976 | RYDER TRUCKS C/O VERTEX SERVICES
28556 | Permanently Closed | 1995-10-16 | 1966-01-01 | 1995-10-20 | Petroleum | Used oil | Used oil |  | Steel | Steel |  | Painted or None | Steel |  | 1901-01-01 | [15 empty] | UST Currently In Use: 0; UST Temp Close: 0; AST Currently In Use: 0; AST Temp Closed: 0 | 0 | 0 | 6 | 14441-101-007976 | RYDER TRUCKS C/O VERTEX SERVICES
28557 | Permanently Closed | 1980-01-01 | 1966-01-01 | 1990-03-08 | Petroleum | Unleaded gasoline | Unleaded gasoline |  | Steel | Steel |  |  | Steel |  | 1901-01-01 | [15 empty] | UST Currently In Use: 0; UST Temp Close: 0; AST Currently In Use: 0; AST Temp Closed: 0 | 0 | 0 | 2 | 14442-097-000430 | SMITH KELLY SUPPLY
28558 | Permanently Closed | 1990-03-08 | 1967-01-01 | 1990-03-08 | Petroleum | Unleaded gasoline | Unleaded gasoline |  | Steel | Steel |  |  | Steel |  | 1901-01-01 | [15 empty] | UST Currently In Use: 0; UST Temp Close: 0; AST Currently In Use: 0; AST Temp Closed: 0 | 0 | 0 | 2 | 14442-097-000430 | SMITH KELLY SUPPLY
28559 | Permanently Closed | 1991-03-05 | 1964-01-01 | 1991-03-05 | Petroleum | Unleaded gasoline | Unleaded gasoline |  | Steel | Steel |  | Painted or None | Steel |  | 1901-01-01 | [15 empty] | UST Currently In Use: 0; UST Temp Close: 0; AST Currently In Use: 0; AST Temp Closed: 0 | 0 | 0 | 3 | 14443-035-007195 | SMITH'S AUTO SERVICE W T SMITH
28560 | Permanently Closed | 1991-03-05 | 1964-01-01 | 1991-03-05 | Petroleum | Unleaded gasoline | Unleaded gasoline |  | Steel | Steel |  | Painted or None | Steel |  | 1901-01-01 | [15 empty] | UST Currently In Use: 0; UST Temp Close: 0; AST Currently In Use: 0; AST Temp Closed: 0 | 0 | 0 | 3 | 14443-035-007195 | SMITH'S AUTO SERVICE W T SMITH
28561 | Permanently Closed | 1991-03-05 | 1964-01-01 | 1991-03-05 | Petroleum | Unleaded gasoline | Unleaded gasoline |  | Steel | Steel |  | Painted or None | Steel |  | 1901-01-01 | [15 empty] | UST Currently In Use: 0; UST Temp Close: 0; AST Currently In Use: 0; AST Temp Closed: 0 | 0 | 0 | 3 | 14443-035-007195 | SMITH'S AUTO SERVICE W T SMITH
28562 | Permanently Closed | 1901-01-01 | 1959-01-01 |  | Petroleum | Unleaded gasoline | Unleaded gasoline |  | Steel | Steel |  | Painted or None | Steel |  | 1901-01-01 | [15 empty] | UST Currently In Use: 0; UST Temp Close: 0; AST Currently In Use: 0; AST Temp Closed: 0 | 0 | 0 | 2 | 14444-097-005163 | SMITH'S BAKERY INC
28563 | Permanently Closed | 1984-01-01 | 1959-01-01 |  | Petroleum | Other, OTHER | Other |  | Steel | Steel |  | Painted or None | Steel |  | 1901-01-01 | [15 empty] | UST Currently In Use: 0; UST Temp Close: 0; AST Currently In Use: 0; AST Temp Closed: 0 | 0 | 0 | 2 | 14444-097-005163 | SMITH'S BAKERY INC
28564 | Permanently Closed | 1998-11-04 | 1971-01-01 | 1998-11-04 | Petroleum | Unleaded gasoline | Unleaded gasoline |  | Steel | Steel |  | Painted or None | Steel |  | 1901-01-01 | [15 empty] | UST Currently In Use: 0; UST Temp Close: 0; AST Currently In Use: 0; AST Temp Closed: 0 | 0 | 0 | 6 | 14444-097-005184 | SMITH'S BAKERY INC
28565 | Permanently Closed | 1998-11-04 | 1971-01-01 | 1998-11-04 | Petroleum | On road diesel | On road diesel |  | Steel | Steel |  | Painted or None | Steel |  | 1901-01-01 | [15 empty] | UST Currently In Use: 0; UST Temp Close: 0; AST Currently In Use: 0; AST Temp Closed: 0 | 0 | 0 | 6 | 14444-097-005184 | SMITH'S BAKERY INC
28566 | Permanently Closed | 1998-11-04 | 1973-01-01 | 1998-11-04 | Petroleum | Unleaded gasoline | Unleaded gasoline |  | Steel | Steel |  | Painted or None | Steel |  | 1901-01-01 | [15 empty] | UST Currently In Use: 0; UST Temp Close: 0; AST Currently In Use: 0; AST Temp Closed: 0 | 0 | 0 | 6 | 14444-097-005184 | SMITH'S BAKERY INC
28567 | Permanently Closed | 1901-01-01 | 1970-01-01 | 1989-04-03 | Petroleum | On road diesel | On road diesel |  | Steel | Steel |  | Painted or None | Steel |  | 1901-01-01 | [15 empty] | UST Currently In Use: 0; UST Temp Close: 0; AST Currently In Use: 0; AST Temp Closed: 0 | 0 | 0 | 6 | 14444-097-005184 | SMITH'S BAKERY INC
28568 | Permanently Closed | 1998-11-04 | 1970-01-01 | 1998-11-04 | Petroleum | Used oil | Used oil |  | Steel | Steel |  | Painted or None | Steel |  | 1901-01-01 |  | Other, EXEMPT | Other, EXEMPT | Other | [11 empty] | UST Currently In Use: 0; UST Temp Close: 0; AST Currently In Use: 0; AST Temp Closed: 0 | 0 | 0 | 6 | 14444-097-005184 | SMITH'S BAKERY INC
28569 | Permanently Closed | 1978-12-01 | 1973-01-01 |  | Petroleum | Used oil | Used oil |  | Steel | Steel |  | Painted or None | Steel |  | 1901-01-01 | [15 empty] | UST Currently In Use: 0; UST Temp Close: 0; AST Currently In Use: 0; AST Temp Closed: 0 | 0 | 0 | 6 | 14444-097-005184 | SMITH'S BAKERY INC
28570 | Permanently Closed | 1995-04-03 | 1979-01-01 | 1995-04-03 | Petroleum | On road diesel | On road diesel |  | Steel | Steel |  |  |  |  | 1901-01-01 | [15 empty] | UST Currently In Use: 0; UST Temp Close: 0; AST Currently In Use: 0; AST Temp Closed: 0 | 0 | 0 | 2 | 17613-089-001206 | W H REED JR
28571 | Permanently Closed | 1995-04-03 | 1979-01-01 | 1995-04-03 | Petroleum | Unleaded gasoline | Unleaded gasoline |  | Steel | Steel |  |  |  |  | 1901-01-01 | [15 empty] | UST Currently In Use: 0; UST Temp Close: 0; AST Currently In Use: 0; AST Temp Closed: 0 | 0 | 0 | 2 | 17613-089-001206 | W H REED JR
28573 |  | 1990-11-01 | 1981-01-01 |  | Petroleum | Used oil | Used oil | Industrial | Steel | Steel |  |  | Fiberglass reinforced plastic, PVC |  | 1901-01-01 |  | Other, EXEMPT | Other, EXEMPT | Other | [11 empty] | UST Currently In Use: 0; UST Temp Close: 0; AST Currently In Use: 0; AST Temp Closed: 0 | 0 | 0 | 0 | 14448-103-009653 | SNOOKY HAIRRELL V W INC
28576 | Permanently Closed | 1994-05-24 | 1963-01-01 | 1994-05-24 | Hazardous Substance |  |  |  | Steel | Steel |  |  |  |  | 1901-01-01 | [15 empty] | UST Currently In Use: 0; UST Temp Close: 0; AST Currently In Use: 0; AST Temp Closed: 0 | 0 | 0 | 1 | 14451-103-000035 | SONOCO PRODUCTS CO / BAKER INDRUS
28577 | Permanently Closed | 1993-06-09 | 1975-01-01 | 1993-06-09 | Petroleum | On road diesel | On road diesel |  | Steel | Steel |  | Painted or None |  |  | 1901-01-01 | [15 empty] | UST Currently In Use: 0; UST Temp Close: 0; AST Currently In Use: 2; AST Temp Closed: 0 | 0 | 0 | 1 | 14451-103-000036 | SONOCO PRODUCTS CO / BAKER INDRUS
28578 | Permanently Closed | 1990-01-11 | 1974-01-01 | 1990-01-11 | Petroleum | On road diesel | On road diesel |  | Steel | Steel |  | Painted or None |  |  | 1901-01-01 | [15 empty] | UST Currently In Use: 0; UST Temp Close: 0; AST Currently In Use: 0; AST Temp Closed: 0 | 0 | 0 | 1 | 14451-103-000037 | SONOCO PRODUCTS CO / BAKER INDRUS
28579 | Permanently Closed | 1901-01-01 | 1973-01-01 | 1987-01-12 | Petroleum | On road diesel | On road diesel |  | Steel | Steel |  | Painted or None | Steel |  | 1901-01-01 | [15 empty] | UST Currently In Use: 0; UST Temp Close: 0; AST Currently In Use: 0; AST Temp Closed: 0 | 0 | 0 | 5 | 14452-069-004781 | SONY MAGNETIC PRODUCTS INC
28580 | Permanently Closed | 1901-01-01 | 1975-01-01 | 1987-01-12 | Petroleum | On road diesel | On road diesel |  | Steel | Steel |  | Painted or None | Steel |  | 1901-01-01 | [15 empty] | UST Currently In Use: 0; UST Temp Close: 0; AST Currently In Use: 0; AST Temp Closed: 0 | 0 | 0 | 5 | 14452-069-004781 | SONY MAGNETIC PRODUCTS INC
28581 | Permanently Closed | 1992-06-25 | 1973-01-01 |  | Petroleum | On road diesel | On road diesel |  | Fiberglass reinforced plastic | Fiberglass reinforced plastic |  |  | Steel |  | 1901-01-01 | None |  | Automatic shutoff device At 95% full | Automatic shutoff device At 95% full | [11 empty] | UST Currently In Use: 0; UST Temp Close: 0; AST Currently In Use: 0; AST Temp Closed: 0 | 0 | 0 | 5 | 14452-069-004781 | SONY MAGNETIC PRODUCTS INC
28582 | Permanently Closed | 1992-06-25 | 1973-01-01 |  | Petroleum | On road diesel | On road diesel |  | Fiberglass reinforced plastic | Fiberglass reinforced plastic |  |  | Steel |  | 1901-01-01 | None |  | Automatic shutoff device At 95% full | Automatic shutoff device At 95% full | [11 empty] | UST Currently In Use: 0; UST Temp Close: 0; AST Currently In Use: 0; AST Temp Closed: 0 | 0 | 0 | 5 | 14452-069-004781 | SONY MAGNETIC PRODUCTS INC
28583 | Permanently Closed | 1994-08-01 | 1978-01-01 | 1994-09-26 | Petroleum | Unleaded gasoline | Unleaded gasoline |  | Steel | Steel | Coated & cathodic protection (sti-P3) |  | Steel |  | 1901-01-01 | None |  | Automatic shutoff device At 95% full | Automatic shutoff device At 95% full |  |  | Automatic Tank Gauge | [5 empty] | Annual line testing | Annual line testing |  | UST Currently In Use: 0; UST Temp Close: 0; AST Currently In Use: 0; AST Temp Closed: 0 | 0 | 0 | 5 | 14452-069-004781 | SONY MAGNETIC PRODUCTS INC
28584 | Permanently Closed | 1995-09-11 | 1974-01-01 | 1995-09-11 | Petroleum | Used oil | Used oil |  | Fiberglass coated steel | Fiberglass coated steel | Interior lined (not allowed as a standalone method of corrosion protection) |  | Steel |  | 1901-01-01 | [15 empty] | UST Currently In Use: 0; UST Temp Close: 0; AST Currently In Use: 0; AST Temp Closed: 0 | 0 | 0 | 1 | 14453-089-002461 | SOUTH SIDE MOTORS INC
28585 | Permanently Closed | 1991-11-05 | 1971-01-01 | 1992-02-04 | Petroleum | Unleaded gasoline | Unleaded gasoline |  | Steel | Steel |  | Painted or None | Steel |  | 1901-01-01 | [15 empty] | UST Currently In Use: 0; UST Temp Close: 0; AST Currently In Use: 2; AST Temp Closed: 0 | 0 | 0 | 1 | 14454-109-005905 | SOUTH ALABAMA ELECTRIC COOPERATIVE
28586 | Permanently Closed | 1992-12-02 | 1975-01-01 | 1992-12-02 | Petroleum | On road diesel | On road diesel |  | Steel | Steel |  | Painted or None | Steel |  | 1901-01-01 | [15 empty] | UST Currently In Use: 0; UST Temp Close: 0; AST Currently In Use: 4; AST Temp Closed: 0 | 0 | 0 | 6 | 14455-097-001596 | SOUTH ALABAMA GENERAL AVIATION
28587 | Permanently Closed | 1992-12-02 | 1973-01-01 | 1992-12-02 | Petroleum | On road diesel | On road diesel |  | Steel | Steel |  | Painted or None | Steel |  | 1901-01-01 | [15 empty] | UST Currently In Use: 0; UST Temp Close: 0; AST Currently In Use: 4; AST Temp Closed: 0 | 0 | 0 | 6 | 14455-097-001596 | SOUTH ALABAMA GENERAL AVIATION
28588 | Permanently Closed | 1992-12-02 | 1973-01-01 | 1992-12-02 | Petroleum | Unleaded gasoline | Unleaded gasoline |  | Steel | Steel |  | Painted or None | Steel |  | 1901-01-01 | [15 empty] | UST Currently In Use: 0; UST Temp Close: 0; AST Currently In Use: 4; AST Temp Closed: 0 | 0 | 0 | 6 | 14455-097-001596 | SOUTH ALABAMA GENERAL AVIATION
28589 | Permanently Closed | 1998-02-13 | 1982-01-01 | 1998-03-11 | Petroleum | Unleaded gasoline | Unleaded gasoline |  | Steel | Steel |  | Painted or None | Steel |  | 1901-01-01 | [15 empty] | UST Currently In Use: 0; UST Temp Close: 0; AST Currently In Use: 4; AST Temp Closed: 0 | 0 | 0 | 6 | 14455-097-001596 | SOUTH ALABAMA GENERAL AVIATION
28590 | Permanently Closed | 1998-02-13 | 1982-01-01 | 1998-03-11 | Petroleum | Unleaded gasoline | Unleaded gasoline |  | Steel | Steel |  | Painted or None | Steel |  | 1901-01-01 | [15 empty] | UST Currently In Use: 0; UST Temp Close: 0; AST Currently In Use: 4; AST Temp Closed: 0 | 0 | 0 | 6 | 14455-097-001596 | SOUTH ALABAMA GENERAL AVIATION
28591 | Permanently Closed | 1998-02-13 | 1987-01-01 | 1998-03-11 | Petroleum | Used oil | Used oil |  | Steel | Steel |  | Painted or None | Steel |  | 1901-01-01 | [15 empty] | UST Currently In Use: 0; UST Temp Close: 0; AST Currently In Use: 4; AST Temp Closed: 0 | 0 | 0 | 6 | 14455-097-001596 | SOUTH ALABAMA GENERAL AVIATION
28592 | Permanently Closed | 1993-07-01 | 1979-01-01 | 1993-07-01 | Petroleum | On road diesel | On road diesel |  | Steel | Steel |  | Painted or None | Steel |  | 1901-01-01 | [15 empty] | UST Currently In Use: 0; UST Temp Close: 0; AST Currently In Use: 1; AST Temp Closed: 0 | 0 | 0 | 1 | 23134-053-003626 | READY MIX USA LLC
28593 | Permanently Closed | 1994-04-18 | 1982-01-01 | 1994-04-18 | Hazardous Substance |  |  |  | Steel | Steel | Interior lined (not allowed as a standalone method of corrosion protection) | Painted or None | Other, NONE |  | 1901-01-01 | [15 empty] | UST Currently In Use: 0; UST Temp Close: 0; AST Currently In Use: 0; AST Temp Closed: 0 | 0 | 0 | 3 | 14457-097-002423 | SOUTH ALABAMA POOL DIST INC
28594 | Permanently Closed | 1993-01-12 | 1981-01-01 | 1993-01-12 | Petroleum | On road diesel | On road diesel |  | Steel | Steel |  | Painted or None | Other, FUEL PUMP |  | 1901-01-01 | [15 empty] | UST Currently In Use: 0; UST Temp Close: 0; AST Currently In Use: 0; AST Temp Closed: 0 | 0 | 0 | 3 | 14457-097-002423 | SOUTH ALABAMA POOL DIST INC
28595 | Permanently Closed | 1993-01-12 | 1981-01-01 | 1993-01-12 | Petroleum | Unleaded gasoline | Unleaded gasoline |  | Steel | Steel |  | Painted or None | Other, FUEL PUMP |  | 1901-01-01 | [15 empty] | UST Currently In Use: 0; UST Temp Close: 0; AST Currently In Use: 0; AST Temp Closed: 0 | 0 | 0 | 3 | 14457-097-002423 | SOUTH ALABAMA POOL DIST INC
28596 | Permanently Closed | 1994-02-16 | 1970-01-01 | 1994-02-16 | Petroleum | Unleaded gasoline | Unleaded gasoline |  | Steel | Steel |  | Painted or None | Steel |  | 1901-01-01 | [15 empty] | UST Currently In Use: 0; UST Temp Close: 0; AST Currently In Use: 0; AST Temp Closed: 0 | 0 | 0 | 3 | 14458-003-002340 | SOUTH BALDWIN AUTO SUPPLY
28597 | Permanently Closed | 1994-02-16 | 1970-01-01 | 1994-02-16 | Petroleum | Unleaded gasoline | Unleaded gasoline |  | Steel | Steel |  | Painted or None | Steel |  | 1901-01-01 | [15 empty] | UST Currently In Use: 0; UST Temp Close: 0; AST Currently In Use: 0; AST Temp Closed: 0 | 0 | 0 | 3 | 14458-003-002340 | SOUTH BALDWIN AUTO SUPPLY
28598 | Permanently Closed | 1994-02-16 | 1981-01-01 | 1994-02-16 | Petroleum | Unleaded gasoline | Unleaded gasoline |  | Steel | Steel |  | Painted or None | Steel |  | 1901-01-01 | [15 empty] | UST Currently In Use: 0; UST Temp Close: 0; AST Currently In Use: 0; AST Temp Closed: 0 | 0 | 0 | 3 | 14458-003-002340 | SOUTH BALDWIN AUTO SUPPLY
28599 | Permanently Closed | 2022-05-04 | 1982-01-01 | 2022-05-04 | Petroleum | On road diesel | On road diesel | Emergency power generator | Steel | Steel | Field installed cathodic protection |  | Steel |  |  | Field installed cathodic protection | Catchment Basin, Single walled catchment basin | Automatic shutoff device At 95% full | Automatic shutoff device At 95% full | [11 empty] | UST Currently In Use: 0; UST Temp Close: 0; AST Currently In Use: 2; AST Temp Closed: 0 | 0 | 0 | 3 | 14460-003-002480 | FOLEY HOSPITAL CORPORATION
28600 | Permanently Closed | 2004-11-03 | 1974-01-01 | 2004-11-03 | Petroleum | On road diesel | On road diesel | Emergency power generator | Steel | Steel | Field installed cathodic protection |  | Steel |  |  | Field installed cathodic protection | Catchment Basin, Single walled catchment basin | Flow Rest 90% Full | Flow Rest 90% Full | [11 empty] | UST Currently In Use: 0; UST Temp Close: 0; AST Currently In Use: 2; AST Temp Closed: 0 | 0 | 0 | 3 | 14460-003-002480 | FOLEY HOSPITAL CORPORATION
28601 | Permanently Closed | 1997-06-20 | 1967-12-23 | 1997-06-20 | Petroleum | On road diesel | On road diesel | Emergency power generator | Steel | Steel |  | Painted or None | Steel |  | 1901-01-01 | [15 empty] | UST Currently In Use: 0; UST Temp Close: 0; AST Currently In Use: 0; AST Temp Closed: 0 | 0 | 0 | 1 | 14462-001-012111 | BELLSOUTH TELECOMM. DBA AT&T ALA.
28602 | Permanently Closed | 1995-12-20 | 1973-12-16 | 1995-12-20 | Petroleum | On road diesel | On road diesel | Emergency power generator | Steel | Steel |  | Painted or None | Steel |  | 1901-01-01 | [15 empty] | UST Currently In Use: 0; UST Temp Close: 0; AST Currently In Use: 1; AST Temp Closed: 0 | 0 | 0 | 1 | 14462-001-012199 | BELLSOUTH TELECOMM. DBA AT&T ALA.
28603 | Permanently Closed | 1988-08-01 | 1973-09-01 | 1988-08-01 | Petroleum | On road diesel | On road diesel | Emergency power generator | Steel | Steel |  | Painted or None | Steel |  | 1901-01-01 | None | [14 empty] | UST Currently In Use: 0; UST Temp Close: 0; AST Currently In Use: 1; AST Temp Closed: 0 | 0 | 0 | 2 | 14462-003-012088 | BELLSOUTH TELECOMM. DBA AT&T ALA.
28604 | Permanently Closed | 1996-06-11 | 1988-08-01 | 1996-06-11 | Petroleum | On road diesel | On road diesel | Emergency power generator | Fiberglass coated steel, Fiberglass reinforced plastic | Fiberglass reinforced plastic |  |  | Other, COPPER |  | 1901-01-01 | Other, PVC | Catchment Basin, Single walled catchment basin | Audible high level alarm At 90% full | Audible high level alarm At 90% full |  |  | Automatic Tank Gauge | [5 empty] | Annual line testing | Annual line testing |  | UST Currently In Use: 0; UST Temp Close: 0; AST Currently In Use: 1; AST Temp Closed: 0 | 0 | 0 | 2 | 14462-003-012088 | BELLSOUTH TELECOMM. DBA AT&T ALA.
28605 | Permanently Closed | 1988-12-01 | 1971-01-02 | 1988-12-01 | Petroleum | On road diesel | On road diesel | Emergency power generator | Steel | Steel |  | Painted or None | Steel |  | 1901-01-01 | None | [14 empty] | UST Currently In Use: 0; UST Temp Close: 0; AST Currently In Use: 1; AST Temp Closed: 0 | 0 | 0 | 2 | 14462-003-012121 | BELLSOUTH TELECOMM. DBA AT&T ALA.
28606 | Permanently Closed | 1996-05-15 | 1988-12-01 | 1996-05-15 | Petroleum | On road diesel | On road diesel | Emergency power generator | Fiberglass coated steel, Fiberglass reinforced plastic | Fiberglass reinforced plastic |  |  | Other, COPPER |  | 1901-01-01 | Other, PVC | Catchment Basin, Single walled catchment basin | Audible high level alarm At 90% full | Audible high level alarm At 90% full |  |  | Automatic Tank Gauge | [5 empty] | Annual line testing | Annual line testing |  | UST Currently In Use: 0; UST Temp Close: 0; AST Currently In Use: 1; AST Temp Closed: 0 | 0 | 0 | 2 | 14462-003-012121 | BELLSOUTH TELECOMM. DBA AT&T ALA.
28607 | Permanently Closed | 1988-01-18 | 1978-01-01 | 1988-01-18 | Petroleum | Unleaded gasoline | Unleaded gasoline | Emergency power generator | Steel | Steel |  | Painted or None |  |  | 1901-01-01 | [15 empty] | UST Currently In Use: 0; UST Temp Close: 0; AST Currently In Use: 1; AST Temp Closed: 0 | 0 | 0 | 2 | 14462-005-012106 | BELLSOUTH TELECOMM. DBA AT&T ALA.
28608 | Permanently Closed | 1994-10-07 | 1988-01-18 | 1994-10-07 | Petroleum | Unleaded gasoline | Unleaded gasoline | Emergency power generator | Fiberglass coated steel, Fiberglass reinforced plastic | Fiberglass reinforced plastic |  |  | Other, COPPER |  | 1901-01-01 | Other, PVC | Catchment Basin, Single walled catchment basin | Audible high level alarm At 90% full | Audible high level alarm At 90% full | [11 empty] | UST Currently In Use: 0; UST Temp Close: 0; AST Currently In Use: 1; AST Temp Closed: 0 | 0 | 0 | 2 | 14462-005-012106 | BELLSOUTH TELECOMM. DBA AT&T ALA.
28609 | Permanently Closed | 1998-01-29 | 1982-12-10 | 1998-01-29 | Petroleum | On road diesel | On road diesel | Emergency power generator | Steel | Steel |  | Painted or None | Other, COPPER |  | 1901-01-01 | Other, PVC | [14 empty] | UST Currently In Use: 0; UST Temp Close: 0; AST Currently In Use: 0; AST Temp Closed: 0 | 0 | 0 | 1 | 14462-005-012107 | BELLSOUTH TELECOMM. DBA AT&T ALA.
28610 | Permanently Closed | 1996-07-26 | 1970-05-01 | 1996-07-26 | Petroleum | On road diesel | On road diesel | Emergency power generator | Steel | Steel |  | Painted or None | Steel |  | 1901-01-01 |  | Catchment Basin, Single walled catchment basin | [13 empty] | UST Currently In Use: 1; UST Temp Close: 0; AST Currently In Use: 0; AST Temp Closed: 0 | 1 | 0 | 1 | 14462-005-012116 | BELLSOUTH TELECOMM. DBA AT&T ALA.
28611 | Permanently Closed | 1990-01-31 | 1968-01-01 |  | Petroleum | Other, . | Other | Emergency power generator | Steel | Steel |  | Painted or None | Other, COPPER |  | 1901-01-01 | [15 empty] | UST Currently In Use: 0; UST Temp Close: 0; AST Currently In Use: 1; AST Temp Closed: 0 | 0 | 0 | 3 | 14462-007-014924 | BELLSOUTH TELECOMM. DBA AT&T ALA.
28612 | Permanently Closed | 1990-01-31 | 1975-01-01 |  | Petroleum | Unleaded gasoline | Unleaded gasoline | Emergency power generator | Steel | Steel |  | Painted or None | Other, COPPER |  | 1901-01-01 | [15 empty] | UST Currently In Use: 0; UST Temp Close: 0; AST Currently In Use: 1; AST Temp Closed: 0 | 0 | 0 | 3 | 14462-007-014924 | BELLSOUTH TELECOMM. DBA AT&T ALA.
28613 | Permanently Closed | 1994-11-16 | 1989-02-14 | 1994-11-16 | Petroleum | On road diesel | On road diesel | Emergency power generator | Fiberglass coated steel, Fiberglass reinforced plastic | Fiberglass reinforced plastic |  |  | Other, COPPER |  | 1901-01-01 | Other, PVC | Catchment Basin, Single walled catchment basin | Audible high level alarm At 90% full | Audible high level alarm At 90% full |  |  | Automatic Tank Gauge | [8 empty] | UST Currently In Use: 0; UST Temp Close: 0; AST Currently In Use: 1; AST Temp Closed: 0 | 0 | 0 | 3 | 14462-007-014924 | BELLSOUTH TELECOMM. DBA AT&T ALA.
28614 | Permanently Closed | 1993-06-04 | 1984-07-02 | 1993-06-04 | Petroleum | Unleaded gasoline | Unleaded gasoline | Bulk facility | Fiberglass coated steel, Fiberglass reinforced plastic | Fiberglass reinforced plastic |  |  | Steel |  | 1901-01-01 |  | Catchment Basin, Single walled catchment basin | Audible high level alarm At 90% full | Audible high level alarm At 90% full |  |  | Automatic Tank Gauge | [8 empty] | UST Currently In Use: 0; UST Temp Close: 0; AST Currently In Use: 0; AST Temp Closed: 0 | 0 | 0 | 2 | 14462-015-012037 | BELLSOUTH TELECOMM. DBA AT&T ALA.
28615 | Permanently Closed | 1997-02-20 | 1970-07-05 | 1997-03-07 | Petroleum | On road diesel | On road diesel | Emergency power generator | Steel | Steel |  | Painted or None | Steel |  | 1901-01-01 |  |  | Audible high level alarm At 90% full | Audible high level alarm At 90% full | [8 empty] | Annual line testing | Annual line testing |  | UST Currently In Use: 0; UST Temp Close: 0; AST Currently In Use: 1; AST Temp Closed: 0 | 0 | 0 | 1 | 14462-015-012038 | BELLSOUTH TELECOMM. DBA AT&T ALA.
28616 | Permanently Closed | 1976-05-01 | 1967-01-01 | 1990-01-01 | Petroleum | On road diesel | On road diesel |  | Steel | Steel |  | Painted or None | Steel |  | 1901-01-01 | [15 empty] | UST Currently In Use: 0; UST Temp Close: 0; AST Currently In Use: 1; AST Temp Closed: 0 | 0 | 0 | 1 | 14462-015-012039 | BELLSOUTH TELECOMM. DBA AT&T ALA.
28617 | Permanently Closed | 1997-01-27 | 1977-09-25 | 1997-01-28 | Petroleum | On road diesel | On road diesel | Emergency power generator | Steel | Steel |  | Painted or None | Steel |  | 1901-01-01 |  |  | Audible high level alarm At 90% full | Audible high level alarm At 90% full | [11 empty] | UST Currently In Use: 0; UST Temp Close: 0; AST Currently In Use: 1; AST Temp Closed: 0 | 0 | 0 | 1 | 14462-015-012040 | BELLSOUTH TELECOMM. DBA AT&T ALA.
28618 | Permanently Closed | 1997-12-04 | 1965-10-20 | 1997-12-04 | Petroleum | On road diesel | On road diesel | Emergency power generator | Steel | Steel |  | Painted or None | Other, COPPER |  | 1901-01-01 | [15 empty] | UST Currently In Use: 0; UST Temp Close: 0; AST Currently In Use: 0; AST Temp Closed: 0 | 0 | 0 | 1 | 14462-015-012090 | BELLSOUTH TELECOMM. DBA AT&T ALA.
28619 | Permanently Closed | 1988-06-15 | 1974-09-07 | 1988-06-15 | Petroleum | Unleaded gasoline | Unleaded gasoline | Emergency power generator | Steel | Steel |  | Painted or None | Steel, COPPER |  | 1901-01-01 | [15 empty] | UST Currently In Use: 0; UST Temp Close: 0; AST Currently In Use: 1; AST Temp Closed: 0 | 0 | 0 | 2 | 14462-015-012189 | BELLSOUTH TELECOMM. DBA AT&T ALA.
28620 | Permanently Closed | 1996-03-13 | 1988-06-15 | 1996-03-13 | Petroleum | Unleaded gasoline | Unleaded gasoline | Emergency power generator | Fiberglass coated steel, Fiberglass reinforced plastic | Fiberglass reinforced plastic |  |  | Other, COPPER |  | 1901-01-01 | Other, PVC | Catchment Basin, Single walled catchment basin | Audible high level alarm At 90% full | Audible high level alarm At 90% full | [11 empty] | UST Currently In Use: 0; UST Temp Close: 0; AST Currently In Use: 1; AST Temp Closed: 0 | 0 | 0 | 2 | 14462-015-012189 | BELLSOUTH TELECOMM. DBA AT&T ALA.
28621 | Permanently Closed | 1996-03-19 | 1985-06-15 | 1996-03-19 | Petroleum | Unleaded gasoline | Unleaded gasoline | Emergency power generator | Fiberglass coated steel, Fiberglass reinforced plastic | Fiberglass reinforced plastic |  |  | Other, COPPER |  | 1901-01-01 | Other, PVC | Catchment Basin, Single walled catchment basin | Audible high level alarm At 90% full | Audible high level alarm At 90% full | [11 empty] | UST Currently In Use: 0; UST Temp Close: 0; AST Currently In Use: 1; AST Temp Closed: 0 | 0 | 0 | 1 | 14462-015-012192 | BELLSOUTH TELECOMM. DBA AT&T ALA.
28622 | Permanently Closed | 1996-05-21 | 1985-04-13 23:00 | 1996-05-21 | Petroleum | On road diesel | On road diesel | Emergency power generator | Steel | Steel | Other, BUFFHIDECO |  | Steel |  | 1901-01-01 |  | Catchment Basin, Single walled catchment basin | [10 empty] | Annual line testing | Annual line testing |  | UST Currently In Use: 0; UST Temp Close: 0; AST Currently In Use: 1; AST Temp Closed: 0 | 0 | 0 | 1 | 14462-017-012156 | BELLSOUTH TELECOMM. DBA AT&T ALA.
28623 | Permanently Closed | 1990-12-15 | 1969-09-12 | 1990-12-15 | Petroleum | Unleaded gasoline | Unleaded gasoline | Emergency power generator | Steel | Steel |  | Painted or None | Other, CORRO-RESI |  | 1901-01-01 | [15 empty] | UST Currently In Use: 0; UST Temp Close: 0; AST Currently In Use: 0; AST Temp Closed: 0 | 0 | 0 | 2 | 14462-017-012157 | BELLSOUTH TELECOMM. DBA AT&T ALA.
28624 | Permanently Closed | 1989-09-25 | 1964-09-23 | 1989-09-25 | Petroleum | Other, . | Other | Emergency power generator | Steel | Steel |  | Painted or None |  |  | 1901-01-01 | [15 empty] | UST Currently In Use: 0; UST Temp Close: 0; AST Currently In Use: 1; AST Temp Closed: 0 | 0 | 0 | 2 | 14462-021-012093 | BELLSOUTH TELECOMM. DBA AT&T ALA.
28625 | Permanently Closed | 1994-07-25 | 1966-05-10 | 1994-07-25 | Petroleum | Unleaded gasoline | Unleaded gasoline | Emergency power generator | Steel | Steel |  | Painted or None | Other, COPPER |  | 1901-01-01 | [15 empty] | UST Currently In Use: 0; UST Temp Close: 0; AST Currently In Use: 1; AST Temp Closed: 0 | 0 | 0 | 1 | 14462-021-012182 | BELLSOUTH TELECOMM. DBA AT&T ALA.
28626 | Permanently Closed | 1989-07-01 | 1962-01-01 | 1991-03-04 | Petroleum | Unleaded gasoline | Unleaded gasoline |  | Steel | Steel |  | Painted or None | Other, COPPER |  | 1901-01-01 | [15 empty] | UST Currently In Use: 0; UST Temp Close: 0; AST Currently In Use: 0; AST Temp Closed: 0 | 0 | 0 | 1 | 14462-025-012151 | BELLSOUTH TELECOMM. DBA AT&T ALA.
28627 | Permanently Closed | 1997-06-11 | 1983-08-01 | 1997-06-11 | Petroleum | On road diesel | On road diesel | Emergency power generator | Steel | Steel |  | Painted or None | Other, COPPER |  | 1901-01-01 |  | Catchment Basin, Single walled catchment basin | [13 empty] | UST Currently In Use: 0; UST Temp Close: 0; AST Currently In Use: 0; AST Temp Closed: 0 | 0 | 0 | 1 | 14462-025-012152 | BELLSOUTH TELECOMM. DBA AT&T ALA.
28628 | Permanently Closed | 1988-12-01 | 1971-07-01 | 1988-12-01 | Petroleum | Unleaded gasoline | Unleaded gasoline | Emergency power generator | Steel | Steel |  | Painted or None | Other, COPPER |  | 1901-01-01 | [15 empty] | UST Currently In Use: 0; UST Temp Close: 0; AST Currently In Use: 1; AST Temp Closed: 0 | 0 | 0 | 2 | 14462-025-012209 | BELLSOUTH TELECOMM. DBA AT&T ALA.
28629 | Permanently Closed | 1994-07-22 | 1988-12-01 | 1994-07-22 | Petroleum | Unleaded gasoline | Unleaded gasoline | Emergency power generator | Fiberglass coated steel, Fiberglass reinforced plastic | Fiberglass reinforced plastic |  |  | Other, COPPER |  | 1901-01-01 | Other, FRP | Catchment Basin, Single walled catchment basin | Audible high level alarm At 90% full | Audible high level alarm At 90% full |  |  | Automatic Tank Gauge | [8 empty] | UST Currently In Use: 0; UST Temp Close: 0; AST Currently In Use: 1; AST Temp Closed: 0 | 0 | 0 | 2 | 14462-025-012209 | BELLSOUTH TELECOMM. DBA AT&T ALA.
28630 | Permanently Closed | 1996-08-14 | 1988-12-15 | 1996-08-14 | Petroleum | On road diesel | On road diesel | Emergency power generator | Fiberglass coated steel, Fiberglass reinforced plastic | Fiberglass reinforced plastic |  |  | Other, COPPER |  | 1901-01-01 | Other, PVC | Catchment Basin, Single walled catchment basin | Audible high level alarm At 90% full | Audible high level alarm At 90% full |  |  | Automatic Tank Gauge | [8 empty] | UST Currently In Use: 0; UST Temp Close: 0; AST Currently In Use: 1; AST Temp Closed: 0 | 0 | 0 | 1 | 14462-025-014993 | BELLSOUTH TELECOMM. DBA AT&T ALA.
28631 | Permanently Closed | 1995-12-11 | 1986-08-15 | 1997-12-11 | Petroleum | Unleaded gasoline | Unleaded gasoline | Emergency power generator | Fiberglass coated steel, Fiberglass reinforced plastic | Fiberglass reinforced plastic |  |  | Other, COPPER |  | 1901-01-01 | Other, PVC | Catchment Basin, Single walled catchment basin | Audible high level alarm At 90% full | Audible high level alarm At 90% full | [11 empty] | UST Currently In Use: 0; UST Temp Close: 0; AST Currently In Use: 0; AST Temp Closed: 0 | 0 | 0 | 1 | 14462-027-012213 | BELLSOUTH TELECOMM. DBA AT&T ALA.
28632 | Permanently Closed | 1997-03-18 | 1982-11-01 | 1997-03-18 | Petroleum | On road diesel | On road diesel | Emergency power generator | Steel | Steel |  | Painted or None | Other, COPPER |  | 1901-01-01 |  | Catchment Basin, Single walled catchment basin | [13 empty] | UST Currently In Use: 1; UST Temp Close: 0; AST Currently In Use: 0; AST Temp Closed: 0 | 1 | 0 | 1 | 14462-033-012158 | BELLSOUTH TELECOMM. DBA AT&T ALA.
28633 | Permanently Closed | 1987-10-27 | 1976-02-01 | 1987-10-27 | Petroleum | Unleaded gasoline | Unleaded gasoline | Bulk facility | Steel | Steel |  |  |  |  | 1901-01-01 | [15 empty] | UST Currently In Use: 0; UST Temp Close: 0; AST Currently In Use: 0; AST Temp Closed: 0 | 0 | 0 | 2 | 14462-033-012205 | BELLSOUTH TELECOMM. DBA AT&T ALA.
28634 | Permanently Closed | 1993-11-06 | 1987-11-19 | 1993-11-06 | Petroleum | Unleaded gasoline | Unleaded gasoline | Bulk facility | Fiberglass coated steel, Fiberglass reinforced plastic | Fiberglass reinforced plastic |  |  | Steel |  | 1901-01-01 | Other, PVC PIPE | Catchment Basin, Single walled catchment basin | Audible high level alarm At 90% full | Audible high level alarm At 90% full |  |  | Automatic Tank Gauge | [8 empty] | UST Currently In Use: 0; UST Temp Close: 0; AST Currently In Use: 0; AST Temp Closed: 0 | 0 | 0 | 2 | 14462-033-012205 | BELLSOUTH TELECOMM. DBA AT&T ALA.
28635 | Permanently Closed | 1995-09-07 | 1972-08-01 | 1995-09-07 | Petroleum | On road diesel | On road diesel | Emergency power generator | Steel | Steel |  | Painted or None | Steel |  | 1901-01-01 | None | [14 empty] | UST Currently In Use: 1; UST Temp Close: 0; AST Currently In Use: 0; AST Temp Closed: 0 | 1 | 0 | 1 | 14462-033-012206 | BELLSOUTH TELECOMM. DBA AT&T ALA.
28636 | Permanently Closed | 1995-06-08 | 1988-11-01 | 1995-06-08 | Petroleum | On road diesel | On road diesel | Emergency power generator | Fiberglass coated steel, Fiberglass reinforced plastic | Fiberglass reinforced plastic |  |  | Other, COPPER |  | 1901-01-01 | Other, PVC | Catchment Basin, Single walled catchment basin | Audible high level alarm At 90% full | Audible high level alarm At 90% full |  |  | Automatic Tank Gauge | [8 empty] | UST Currently In Use: 0; UST Temp Close: 0; AST Currently In Use: 0; AST Temp Closed: 0 | 0 | 0 | 1 | 14462-035-014668 | BELLSOUTH TELECOMM. DBA AT&T ALA.
28637 | Permanently Closed | 1998-04-27 | 1987-06-16 | 1998-04-28 | Petroleum | Unleaded gasoline | Unleaded gasoline | Emergency power generator | Fiberglass coated steel, Fiberglass reinforced plastic | Fiberglass reinforced plastic |  |  | Other, COPPER |  | 1901-01-01 |  | Catchment Basin, Single walled catchment basin | Audible high level alarm At 90% full | Audible high level alarm At 90% full | [11 empty] | UST Currently In Use: 0; UST Temp Close: 0; AST Currently In Use: 0; AST Temp Closed: 0 | 0 | 0 | 1 | 14462-041-014672 | BELLSOUTH TELECOMM. DBA AT&T ALA.
28638 | Permanently Closed | 1998-01-27 | 1986-02-01 | 1998-01-27 | Petroleum | Unleaded gasoline | Unleaded gasoline | Emergency power generator | Fiberglass coated steel, Fiberglass reinforced plastic | Fiberglass reinforced plastic |  |  | Other, COPPER |  | 1901-01-01 | Other, PVC | Catchment Basin, Single walled catchment basin | Audible high level alarm At 90% full | Audible high level alarm At 90% full | [11 empty] | UST Currently In Use: 0; UST Temp Close: 0; AST Currently In Use: 0; AST Temp Closed: 0 | 0 | 0 | 2 | 14462-043-012095 | BELLSOUTH TELECOMM. DBA AT&T ALA.
28639 | Permanently Closed | 1998-01-27 | 1973-06-01 | 1998-01-27 | Petroleum | Unleaded gasoline | Unleaded gasoline | Emergency power generator | Steel | Steel |  | Painted or None | Other, COPPER |  | 1901-01-01 | Other, PVC | Catchment Basin, Single walled catchment basin | [13 empty] | UST Currently In Use: 1; UST Temp Close: 0; AST Currently In Use: 0; AST Temp Closed: 0 | 1 | 0 | 1 | 14462-043-012096 | BELLSOUTH TELECOMM. DBA AT&T ALA.
28640 | Permanently Closed | 1997-06-10 | 1971-02-01 | 1997-06-10 | Petroleum | On road diesel | On road diesel | Emergency power generator | Steel | Steel |  | Painted or None | Steel |  | 1901-01-01 |  |  | Audible high level alarm At 90% full | Audible high level alarm At 90% full | [11 empty] | UST Currently In Use: 0; UST Temp Close: 0; AST Currently In Use: 1; AST Temp Closed: 0 | 0 | 0 | 1 | 14462-043-012097 | BELLSOUTH TELECOMM. DBA AT&T ALA.
28641 | Permanently Closed | 1996-03-11 | 1973-08-01 | 1996-03-11 | Petroleum | Unleaded gasoline | Unleaded gasoline | Emergency power generator | Steel | Steel |  | Painted or None | Other, COPPER |  | 1901-01-01 | [15 empty] | UST Currently In Use: 0; UST Temp Close: 0; AST Currently In Use: 0; AST Temp Closed: 0 | 0 | 0 | 1 | 14462-043-012144 | BELLSOUTH TELECOMM. DBA AT&T ALA.
28642 | Permanently Closed | 1985-09-01 | 1985-01-01 | 1985-09-01 | Petroleum | Unleaded gasoline | Unleaded gasoline | Emergency power generator | Steel | Steel |  |  |  |  | 1901-01-01 | [15 empty] | UST Currently In Use: 0; UST Temp Close: 0; AST Currently In Use: 0; AST Temp Closed: 0 | 0 | 0 | 2 | 14462-043-012145 | BELLSOUTH TELECOMM. DBA AT&T ALA.
28643 | Permanently Closed | 1985-09-01 | 1965-01-01 | 1985-09-01 | Petroleum | Unleaded gasoline | Unleaded gasoline | Emergency power generator | Steel | Steel |  |  |  |  | 1901-01-01 | [15 empty] | UST Currently In Use: 0; UST Temp Close: 0; AST Currently In Use: 0; AST Temp Closed: 0 | 0 | 0 | 2 | 14462-043-012145 | BELLSOUTH TELECOMM. DBA AT&T ALA.
28644 | Permanently Closed | 1996-09-16 | 1972-02-05 | 1996-09-16 | Petroleum | On road diesel | On road diesel | Emergency power generator | Steel | Steel |  | Painted or None | Steel |  | 1901-01-01 | [15 empty] | UST Currently In Use: 1; UST Temp Close: 0; AST Currently In Use: 0; AST Temp Closed: 0 | 1 | 0 | 1 | 14462-047-012204 | BELLSOUTH TELECOMM. DBA AT&T ALA.
28646 | Permanently Closed | 1988-09-06 | 1974-01-01 | 1988-09-06 | Petroleum | On road diesel | On road diesel |  | Steel | Steel |  |  |  |  | 1901-01-01 | [15 empty] | UST Currently In Use: 1; UST Temp Close: 0; AST Currently In Use: 0; AST Temp Closed: 0 | 1 | 0 | 3 | 14462-049-012123 | BELLSOUTH TELECOMM. DBA AT&T ALA.
28647 | Permanently Closed | 1997-04-15 | 1988-09-06 | 1997-04-16 | Petroleum | On road diesel | On road diesel | Emergency power generator | Fiberglass coated steel, Fiberglass reinforced plastic | Fiberglass reinforced plastic |  |  | Other, COPPER |  | 1901-01-01 | Other, PVC | Catchment Basin, Single walled catchment basin | Audible high level alarm At 90% full | Audible high level alarm At 90% full |  |  | Automatic Tank Gauge | [8 empty] | UST Currently In Use: 1; UST Temp Close: 0; AST Currently In Use: 0; AST Temp Closed: 0 | 1 | 0 | 3 | 14462-049-012123 | BELLSOUTH TELECOMM. DBA AT&T ALA.
28648 | Permanently Closed | 1998-05-06 | 1985-02-02 | 1998-05-07 | Petroleum | Unleaded gasoline | Unleaded gasoline | Emergency power generator | Steel | Steel |  | Painted or None | Other, COPPER |  | 1901-01-01 | Other, PVC | [14 empty] | UST Currently In Use: 0; UST Temp Close: 0; AST Currently In Use: 0; AST Temp Closed: 0 | 0 | 0 | 1 | 14462-049-012124 | BELLSOUTH TELECOMM. DBA AT&T ALA.
28649 | Permanently Closed | 1988-02-01 | 1970-01-01 | 1988-02-01 | Petroleum | On road diesel | On road diesel | Emergency power generator | Steel | Steel |  | Painted or None |  |  | 1901-01-01 | [15 empty] | UST Currently In Use: 0; UST Temp Close: 0; AST Currently In Use: 1; AST Temp Closed: 0 | 0 | 0 | 2 | 14462-051-012136 | BELLSOUTH TELECOMM. DBA AT&T ALA.
28650 | Permanently Closed | 1994-10-01 | 1988-02-01 | 1994-10-01 | Petroleum | On road diesel | On road diesel | Emergency power generator | Fiberglass coated steel, Fiberglass reinforced plastic | Fiberglass reinforced plastic |  |  | Other, COPPER |  | 1901-01-01 | Other, PVC | Catchment Basin, Single walled catchment basin | Audible high level alarm At 90% full | Audible high level alarm At 90% full | [11 empty] | UST Currently In Use: 0; UST Temp Close: 0; AST Currently In Use: 1; AST Temp Closed: 0 | 0 | 0 | 2 | 14462-051-012136 | BELLSOUTH TELECOMM. DBA AT&T ALA.
28651 | Permanently Closed | 1995-12-11 | 1971-04-01 | 1995-12-11 | Petroleum | On road diesel | On road diesel | Emergency power generator | Steel | Steel |  | Painted or None | Steel |  | 1901-01-01 | [12 empty] | Annual line testing | Annual line testing |  | UST Currently In Use: 0; UST Temp Close: 0; AST Currently In Use: 1; AST Temp Closed: 0 | 0 | 0 | 1 | 14462-051-012185 | BELLSOUTH TELECOMM. DBA AT&T ALA.
28652 | Permanently Closed | 1989-08-01 | 1963-01-01 | 1989-08-22 | Petroleum | On road diesel | On road diesel |  | Steel | Steel |  | Painted or None | Other, CORROSION |  | 1901-01-01 | [15 empty] | UST Currently In Use: 0; UST Temp Close: 0; AST Currently In Use: 0; AST Temp Closed: 0 | 0 | 0 | 1 | 14462-051-012212 | BELLSOUTH TELECOMM. DBA AT&T ALA.
28653 | Permanently Closed | 1997-07-25 | 1972-10-14 | 1997-07-25 | Petroleum | On road diesel | On road diesel | Emergency power generator | Steel | Steel |  | Painted or None | Steel |  | 1901-01-01 |  |  | Audible high level alarm At 90% full | Audible high level alarm At 90% full | [11 empty] | UST Currently In Use: 0; UST Temp Close: 0; AST Currently In Use: 1; AST Temp Closed: 0 | 0 | 0 | 1 | 14462-051-012225 | BELLSOUTH TELECOMM. DBA AT&T ALA.
28654 | Permanently Closed | 1980-01-01 | 1972-01-01 | 1988-01-01 | Petroleum | Other, OTHER | Other |  | Steel | Steel |  | Painted or None | Steel |  | 1901-01-01 | [15 empty] | UST Currently In Use: 0; UST Temp Close: 0; AST Currently In Use: 0; AST Temp Closed: 0 | 0 | 0 | 1 | 14462-053-012081 | BELLSOUTH TELECOMM. DBA AT&T ALA.
28655 | Permanently Closed | 1996-08-06 | 1970-12-01 | 1996-08-06 | Petroleum | On road diesel | On road diesel | Emergency power generator | Steel | Steel |  | Painted or None | Steel |  | 1901-01-01 |  |  | Audible high level alarm At 90% full | Audible high level alarm At 90% full | [11 empty] | UST Currently In Use: 0; UST Temp Close: 0; AST Currently In Use: 1; AST Temp Closed: 0 | 0 | 0 | 1 | 14462-053-012082 | BELLSOUTH TELECOMM. DBA AT&T ALA.
28656 | Permanently Closed | 1998-05-07 | 1988-11-01 | 1998-05-07 | Petroleum | On road diesel | On road diesel | Emergency power generator | Fiberglass coated steel, Fiberglass reinforced plastic | Fiberglass reinforced plastic |  |  | Other, COPPER |  | 1901-01-01 | Other, PVC | Catchment Basin, Single walled catchment basin | Audible high level alarm At 90% full | Audible high level alarm At 90% full |  |  | Automatic Tank Gauge | [5 empty] | Annual line testing | Annual line testing |  | UST Currently In Use: 0; UST Temp Close: 0; AST Currently In Use: 0; AST Temp Closed: 0 | 0 | 0 | 1 | 14462-053-014669 | BELLSOUTH TELECOMM. DBA AT&T ALA.
28657 | Permanently Closed | 1997-05-30 | 1977-02-02 | 1997-05-30 | Petroleum | On road diesel | On road diesel | Emergency power generator | Steel | Steel |  | Painted or None | Other, COPPER |  | 1901-01-01 | Other, PVC |  | Audible high level alarm At 90% full | Audible high level alarm At 90% full | [8 empty] | Annual line testing | Annual line testing |  | UST Currently In Use: 0; UST Temp Close: 0; AST Currently In Use: 1; AST Temp Closed: 0 | 0 | 0 | 1 | 14462-055-012043 | BELLSOUTH TELECOMM. DBA AT&T ALA.
28658 | Permanently Closed | 1992-05-04 | 1969-01-01 | 1992-05-04 | Petroleum | Unleaded gasoline | Unleaded gasoline |  | Steel | Steel |  | Painted or None | Steel |  | 1901-01-01 | [15 empty] | UST Currently In Use: 0; UST Temp Close: 0; AST Currently In Use: 0; AST Temp Closed: 0 | 0 | 0 | 1 | 14462-055-012125 | BELLSOUTH TELECOMM. DBA AT&T ALA.
28659 | Permanently Closed | 1997-02-10 | 1977-09-11 | 1997-02-04 | Petroleum | On road diesel | On road diesel | Emergency power generator | Steel | Steel |  | Painted or None | Steel |  | 1901-01-01 |  |  | Audible high level alarm At 90% full | Audible high level alarm At 90% full | [11 empty] | UST Currently In Use: 1; UST Temp Close: 0; AST Currently In Use: 0; AST Temp Closed: 0 | 1 | 0 | 2 | 14462-055-012126 | BELLSOUTH TELECOMM. DBA AT&T ALA.
28660 | Permanently Closed | 1994-11-21 | 1977-08-16 | 1994-11-21 | Petroleum | Unleaded gasoline | Unleaded gasoline | Emergency power generator | Steel | Steel |  | Painted or None | Other, COPPER |  | 1901-01-01 | Other, PVC | Catchment Basin, Single walled catchment basin | Audible high level alarm At 90% full | Audible high level alarm At 90% full |  |  | Automatic Tank Gauge | [8 empty] | UST Currently In Use: 0; UST Temp Close: 0; AST Currently In Use: 1; AST Temp Closed: 0 | 0 | 0 | 1 | 14462-055-012127 | BELLSOUTH TELECOMM. DBA AT&T ALA.
28661 | Permanently Closed | 1989-12-01 | 1967-06-15 | 1989-12-01 | Petroleum | On road diesel | On road diesel | Emergency power generator | Steel | Steel |  | Painted or None | Other, COPPER |  | 1901-01-01 | [15 empty] | UST Currently In Use: 0; UST Temp Close: 0; AST Currently In Use: 0; AST Temp Closed: 0 | 0 | 0 | 2 | 14462-055-012135 | BELLSOUTH TELECOMM. DBA AT&T ALA.
28662 | Permanently Closed | 1997-10-14 | 1989-12-15 | 1997-10-14 | Petroleum | On road diesel | On road diesel | Emergency power generator | Fiberglass reinforced plastic | Fiberglass reinforced plastic |  |  | Other, COPPER |  | 1901-01-01 | Other, PVC | Catchment Basin, Single walled catchment basin | Audible high level alarm At 90% full | Audible high level alarm At 90% full |  | PIT LINER | Automatic Tank Gauge | [8 empty] | UST Currently In Use: 0; UST Temp Close: 0; AST Currently In Use: 0; AST Temp Closed: 0 | 0 | 0 | 2 | 14462-055-012135 | BELLSOUTH TELECOMM. DBA AT&T ALA.
28663 | Permanently Closed | 1997-02-10 | 1972-09-15 | 1997-03-28 | Petroleum | On road diesel | On road diesel | Emergency power generator | Steel | Steel |  | Painted or None | Steel |  | 1901-01-01 |  | Catchment Basin, Single walled catchment basin | Audible high level alarm At 90% full | Audible high level alarm At 90% full | [8 empty] | Annual line testing | Annual line testing |  | UST Currently In Use: 0; UST Temp Close: 0; AST Currently In Use: 1; AST Temp Closed: 0 | 0 | 0 | 1 | 14462-055-012636 | BELLSOUTH TELECOMM. DBA AT&T ALA.
28664 | Permanently Closed | 1986-09-09 | 1964-01-01 | 1986-09-09 | Petroleum | On road diesel | On road diesel | Emergency power generator | Steel | Steel |  |  | Steel |  | 1901-01-01 | [8 empty] | Containment Sump | Containment Sump | [5 empty] | UST Currently In Use: 1; UST Temp Close: 0; AST Currently In Use: 0; AST Temp Closed: 0 | 1 | 0 | 2 | 14462-055-012637 | BELLSOUTH TELECOMM. DBA AT&T ALA.
28665 | Permanently Closed | 1997-03-01 | 1986-09-09 | 1997-04-10 | Petroleum | On road diesel | On road diesel | Emergency power generator | Fiberglass coated steel, Fiberglass reinforced plastic | Fiberglass reinforced plastic |  |  | Steel |  | 1901-01-01 |  | Catchment Basin, Single walled catchment basin | Audible high level alarm At 90% full | Audible high level alarm At 90% full | [11 empty] | UST Currently In Use: 1; UST Temp Close: 0; AST Currently In Use: 0; AST Temp Closed: 0 | 1 | 0 | 2 | 14462-055-012637 | BELLSOUTH TELECOMM. DBA AT&T ALA.
28666 | Permanently Closed | 1997-05-14 | 1984-06-01 | 1997-05-15 | Petroleum | Unleaded gasoline | Unleaded gasoline | Emergency power generator | Steel | Steel |  | Painted or None | Other, COPPER |  | 1901-01-01 |  | Catchment Basin, Single walled catchment basin | Audible high level alarm At 90% full | Audible high level alarm At 90% full | [11 empty] | UST Currently In Use: 1; UST Temp Close: 0; AST Currently In Use: 0; AST Temp Closed: 0 | 1 | 0 | 1 | 14462-059-012201 | BELLSOUTH TELECOMM. DBA AT&T ALA.
28667 | Permanently Closed | 1988-10-15 | 1961-01-01 | 1988-10-15 | Petroleum | On road diesel | On road diesel | Emergency power generator | Steel | Steel |  | Painted or None | Other, CORROS-RES |  | 1901-01-01 | [15 empty] | UST Currently In Use: 1; UST Temp Close: 0; AST Currently In Use: 0; AST Temp Closed: 0 | 1 | 0 | 2 | 14462-059-012202 | BELLSOUTH TELECOMM. DBA AT&T ALA.
28668 | Permanently Closed | 1997-04-15 | 1988-10-03 | 1997-04-16 | Petroleum | On road diesel | On road diesel | Emergency power generator | Fiberglass coated steel, Fiberglass reinforced plastic | Fiberglass reinforced plastic |  |  | Other, COPPER |  | 1901-01-01 | Other, PVC | Catchment Basin, Single walled catchment basin | Audible high level alarm At 90% full | Audible high level alarm At 90% full |  |  | Automatic Tank Gauge | [5 empty] | Annual line testing | Annual line testing |  | UST Currently In Use: 1; UST Temp Close: 0; AST Currently In Use: 0; AST Temp Closed: 0 | 1 | 0 | 2 | 14462-059-012202 | BELLSOUTH TELECOMM. DBA AT&T ALA.
28669 | Permanently Closed | 1988-11-02 | 1974-01-01 | 1988-11-02 | Petroleum | Unleaded gasoline | Unleaded gasoline | Emergency power generator | Steel | Steel |  | Painted or None | Other, COPPER |  | 1901-01-01 | [15 empty] | UST Currently In Use: 0; UST Temp Close: 0; AST Currently In Use: 1; AST Temp Closed: 0 | 0 | 0 | 2 | 14462-063-012117 | BELLSOUTH TELECOMM. DBA AT&T ALA.
28670 | Permanently Closed | 1994-06-22 | 1988-11-02 | 1994-06-22 | Petroleum | Unleaded gasoline | Unleaded gasoline | Emergency power generator | Fiberglass coated steel, Fiberglass reinforced plastic | Fiberglass reinforced plastic |  |  | Other, COPPER |  | 1901-01-01 | Other, PVC | Catchment Basin, Single walled catchment basin | Audible high level alarm At 90% full | Audible high level alarm At 90% full |  |  | Automatic Tank Gauge | [8 empty] | UST Currently In Use: 0; UST Temp Close: 0; AST Currently In Use: 1; AST Temp Closed: 0 | 0 | 0 | 2 | 14462-063-012117 | BELLSOUTH TELECOMM. DBA AT&T ALA.
28671 | Permanently Closed | 1995-11-06 | 1983-06-01 | 1995-11-06 | Petroleum | On road diesel | On road diesel | Emergency power generator | Steel | Steel |  | Painted or None | Other, COPPER |  | 1901-01-01 |  | Catchment Basin, Single walled catchment basin | Audible high level alarm At 90% full | Audible high level alarm At 90% full |  |  | Automatic Tank Gauge | [8 empty] | UST Currently In Use: 1; UST Temp Close: 0; AST Currently In Use: 0; AST Temp Closed: 0 | 1 | 0 | 1 | 14462-063-012118 | BELLSOUTH TELECOMM. DBA AT&T ALA.
28672 | Permanently Closed | 1997-09-16 | 1984-04-16 23:00 | 1997-09-16 | Petroleum | Unleaded gasoline | Unleaded gasoline | Emergency power generator | Steel | Steel |  | Painted or None | Other, COPPER |  | 1901-01-01 | [15 empty] | UST Currently In Use: 0; UST Temp Close: 0; AST Currently In Use: 0; AST Temp Closed: 0 | 0 | 0 | 1 | 14462-065-012113 | BELLSOUTH TELECOMM. DBA AT&T ALA.
28673 | Permanently Closed | 1997-11-05 | 1986-07-15 | 1997-11-05 | Petroleum | Unleaded gasoline | Unleaded gasoline | Emergency power generator | Fiberglass coated steel, Fiberglass reinforced plastic | Fiberglass reinforced plastic |  |  | Other, COPPER |  | 1901-01-01 | Other, PVC | Catchment Basin, Single walled catchment basin | Audible high level alarm At 90% full | Audible high level alarm At 90% full |  |  | Automatic Tank Gauge | [8 empty] | UST Currently In Use: 1; UST Temp Close: 0; AST Currently In Use: 0; AST Temp Closed: 0 | 1 | 0 | 2 | 14462-071-012080 | BELLSOUTH TELECOMM. DBA AT&T ALA.
28674 | Permanently Closed | 1997-11-05 | 1984-02-01 | 1997-11-05 | Petroleum | Unleaded gasoline | Unleaded gasoline | Emergency power generator | Steel | Steel |  | Painted or None | Other, COPPER |  | 1901-01-01 | Other, PVC | Catchment Basin, Single walled catchment basin | Audible high level alarm At 90% full | Audible high level alarm At 90% full |  |  | Automatic Tank Gauge | [5 empty] | Annual line testing | Annual line testing |  | UST Currently In Use: 1; UST Temp Close: 0; AST Currently In Use: 0; AST Temp Closed: 0 | 1 | 0 | 1 | 14462-071-012208 | BELLSOUTH TELECOMM. DBA AT&T ALA.
28675 | Permanently Closed | 1993-12-12 | 1976-01-01 | 1993-12-12 | Petroleum | On road diesel | On road diesel | Emergency power generator | Steel | Steel |  | Painted or None | Steel |  | 1901-01-01 | [15 empty] | UST Currently In Use: 0; UST Temp Close: 0; AST Currently In Use: 7; AST Temp Closed: 0 | 0 | 0 | 2 | 14462-073-012031 | BELLSOUTH TELECOMM. DBA AT&T ALA.
28676 | Permanently Closed | 1993-12-12 | 1976-01-01 | 1993-12-12 | Petroleum | On road diesel | On road diesel | Emergency power generator | Steel | Steel |  | Painted or None | Steel |  | 1901-01-01 | [15 empty] | UST Currently In Use: 0; UST Temp Close: 0; AST Currently In Use: 7; AST Temp Closed: 0 | 0 | 0 | 2 | 14462-073-012031 | BELLSOUTH TELECOMM. DBA AT&T ALA.
28677 | Permanently Closed | 1993-10-27 | 1968-01-01 | 1993-10-27 | Petroleum | On road diesel | On road diesel | Emergency power generator | Steel | Steel |  | Painted or None | Other, COPPER |  | 1901-01-01 |  | Catchment Basin, Single walled catchment basin | Audible high level alarm At 90% full | Audible high level alarm At 90% full | [11 empty] | UST Currently In Use: 0; UST Temp Close: 0; AST Currently In Use: 1; AST Temp Closed: 0 | 0 | 0 | 1 | 14462-073-012032 | BELLSOUTH TELECOMM. DBA AT&T ALA.
28678 | Permanently Closed | 1993-11-03 | 1985-08-15 | 1993-11-03 | Petroleum | Unleaded gasoline | Unleaded gasoline | Bulk facility | Fiberglass coated steel, Fiberglass reinforced plastic | Fiberglass reinforced plastic |  |  | Steel |  | 1901-01-01 | Other, PVC | Catchment Basin, Single walled catchment basin | Audible high level alarm At 90% full | Audible high level alarm At 90% full |  |  | Automatic Tank Gauge | [5 empty] | Annual line testing | Annual line testing |  | UST Currently In Use: 0; UST Temp Close: 0; AST Currently In Use: 0; AST Temp Closed: 0 | 0 | 0 | 1 | 14462-073-012046 | BELLSOUTH TELECOMM. DBA AT&T ALA.
28679 | Permanently Closed | 1991-12-18 | 1980-03-20 | 1991-12-18 | Petroleum | Unleaded gasoline | Unleaded gasoline | Bulk facility | Steel | Steel |  | Painted or None |  |  | 1901-01-01 | [6 empty] | Automatic Tank Gauge | [8 empty] | UST Currently In Use: 0; UST Temp Close: 0; AST Currently In Use: 0; AST Temp Closed: 0 | 0 | 0 | 2 | 14462-073-012047 | BELLSOUTH TELECOMM. DBA AT&T ALA.
28680 | Permanently Closed | 1989-06-15 | 1980-01-01 | 1989-06-15 | Petroleum | Unleaded gasoline | Unleaded gasoline |  | Steel | Steel |  | Painted or None | Steel |  | 1901-01-01 | [15 empty] | UST Currently In Use: 0; UST Temp Close: 0; AST Currently In Use: 0; AST Temp Closed: 0 | 0 | 0 | 1 | 14462-073-012048 | BELLSOUTH TELECOMM. DBA AT&T ALA.
28681 | Permanently Closed | 1989-07-31 | 1975-01-01 | 1989-07-31 | Petroleum | Unleaded gasoline | Unleaded gasoline |  | Steel | Steel |  | Painted or None | Steel |  | 1901-01-01 | [15 empty] | UST Currently In Use: 0; UST Temp Close: 0; AST Currently In Use: 0; AST Temp Closed: 0 | 0 | 0 | 1 | 14462-073-012049 | BELLSOUTH TELECOMM. DBA AT&T ALA.
28682 | Permanently Closed | 1991-11-13 | 1976-01-01 | 1991-11-13 | Petroleum | Unleaded gasoline | Unleaded gasoline |  | Steel | Steel |  | Painted or None | Steel |  | 1901-01-01 | [15 empty] | UST Currently In Use: 0; UST Temp Close: 0; AST Currently In Use: 0; AST Temp Closed: 0 | 0 | 0 | 1 | 14462-073-012050 | BELLSOUTH TELECOMM. DBA AT&T ALA.
28683 | Permanently Closed | 1996-04-25 | 1971-02-01 | 1996-04-25 | Petroleum | On road diesel | On road diesel | Emergency Power Generator | Steel | Steel |  | Painted or None | Steel |  | 1901-01-01 | [12 empty] | Annual line testing | Annual line testing |  | UST Currently In Use: 1; UST Temp Close: 0; AST Currently In Use: 0; AST Temp Closed: 0 | 1 | 0 | 1 | 14462-073-012051 | BELLSOUTH TELECOMM. DBA AT&T ALA.
28684 | Permanently Closed | 1996-09-01 | 1973-07-08 | 1996-09-01 | Petroleum | On road diesel | On road diesel | Emergency Power Generator | Steel | Steel |  | Painted or None | Steel |  | 1901-01-01 | [15 empty] | UST Currently In Use: 1; UST Temp Close: 0; AST Currently In Use: 0; AST Temp Closed: 0 | 1 | 0 | 1 | 14462-073-012052 | BELLSOUTH TELECOMM. DBA AT&T ALA.
28685 | Permanently Closed | 1997-08-01 | 1976-11-10 | 1997-09-16 | Petroleum | On road diesel | On road diesel | Emergency power generator | Steel | Steel |  | Painted or None | Steel |  | 1901-01-01 |  | Catchment Basin, Single walled catchment basin | [13 empty] | UST Currently In Use: 0; UST Temp Close: 0; AST Currently In Use: 1; AST Temp Closed: 0 | 0 | 0 | 1 | 14462-073-012053 | BELLSOUTH TELECOMM. DBA AT&T ALA.
28686 | Permanently Closed | 1986-03-02 | 1970-01-02 | 1986-03-02 | Petroleum | On road diesel | On road diesel | Emergency Power Generator | Steel | Steel |  | Painted or None | Steel |  | 1901-01-01 | [15 empty] | UST Currently In Use: 1; UST Temp Close: 0; AST Currently In Use: 0; AST Temp Closed: 0 | 1 | 0 | 2 | 14462-073-012054 | BELLSOUTH TELECOMM. DBA AT&T ALA.
28687 | Permanently Closed | 1995-04-19 | 1986-03-02 | 1995-04-19 | Petroleum | On road diesel | On road diesel | Emergency Power Generator | Fiberglass coated steel, Fiberglass reinforced plastic | Fiberglass reinforced plastic |  |  | Other, COPPER |  | 1901-01-01 |  | Catchment Basin, Single walled catchment basin | [13 empty] | UST Currently In Use: 1; UST Temp Close: 0; AST Currently In Use: 0; AST Temp Closed: 0 | 1 | 0 | 2 | 14462-073-012054 | BELLSOUTH TELECOMM. DBA AT&T ALA.
28688 | Permanently Closed | 1996-02-21 | 1975-01-15 | 1996-02-21 | Petroleum | On road diesel | On road diesel | Emergency power generator | Steel | Steel |  | Painted or None | Steel |  | 1901-01-01 | [15 empty] | UST Currently In Use: 0; UST Temp Close: 0; AST Currently In Use: 1; AST Temp Closed: 0 | 0 | 0 | 1 | 14462-073-012055 | BELLSOUTH TELECOMM. DBA AT&T ALA.
28689 | Permanently Closed | 1996-09-01 | 1971-01-02 | 1996-09-01 | Petroleum | On road diesel | On road diesel | Emergency Power Generator | Steel | Steel |  | Painted or None | Steel |  | 1901-01-01 | [15 empty] | UST Currently In Use: 1; UST Temp Close: 0; AST Currently In Use: 0; AST Temp Closed: 0 | 1 | 0 | 1 | 14462-073-012056 | BELLSOUTH TELECOMM. DBA AT&T ALA.
28690 | Permanently Closed | 1996-09-01 | 1986-09-15 | 1996-09-01 | Petroleum | On road diesel | On road diesel | Emergency Power Generator | Fiberglass coated steel, Fiberglass reinforced plastic | Fiberglass reinforced plastic |  |  | Other, COPPER |  | 1901-01-01 | Other, PVC | Catchment Basin, Single walled catchment basin | Audible high level alarm At 90% full | Audible high level alarm At 90% full | [8 empty] | Annual line testing | Annual line testing |  | UST Currently In Use: 1; UST Temp Close: 0; AST Currently In Use: 0; AST Temp Closed: 0 | 1 | 0 | 2 | 14462-073-012057 | BELLSOUTH TELECOMM. DBA AT&T ALA.
28691 | Permanently Closed | 1996-04-11 | 1976-12-16 | 1996-04-11 | Petroleum | On road diesel | On road diesel | Emergency Power Generator | Steel | Steel |  | Painted or None | Steel |  | 1901-01-01 | [15 empty] | UST Currently In Use: 1; UST Temp Close: 0; AST Currently In Use: 0; AST Temp Closed: 0 | 1 | 0 | 2 | 14462-073-012058 | BELLSOUTH TELECOMM. DBA AT&T ALA.
28692 | Permanently Closed | 1989-12-20 | 1979-01-01 | 1989-12-20 | Petroleum | Unleaded gasoline | Unleaded gasoline | Bulk facility | Steel | Steel |  | Painted or None | Steel |  | 1901-01-01 | [15 empty] | UST Currently In Use: 0; UST Temp Close: 0; AST Currently In Use: 0; AST Temp Closed: 0 | 0 | 0 | 2 | 14462-117-012059 | BELLSOUTH TELECOMM. DBA AT&T ALA.
28693 | Permanently Closed | 1994-02-14 | 1989-12-20 | 1994-02-14 | Petroleum | Unleaded gasoline | Unleaded gasoline | Bulk facility | Fiberglass reinforced plastic | Fiberglass reinforced plastic |  |  | Steel |  | 1901-01-01 | Other, PVC | Catchment Basin, Single walled catchment basin | Audible high level alarm At 90% full | Audible high level alarm At 90% full | Interstitial Monitoring within Secondary Containment |  | Automatic Tank Gauge | [8 empty] | UST Currently In Use: 0; UST Temp Close: 0; AST Currently In Use: 0; AST Temp Closed: 0 | 0 | 0 | 2 | 14462-117-012059 | BELLSOUTH TELECOMM. DBA AT&T ALA.
28694 | Permanently Closed | 1996-09-01 | 1981-04-21 23:00 | 1996-09-01 | Petroleum | On road diesel | On road diesel | Emergency power generator | Steel | Steel |  | Painted or None | Steel |  | 1901-01-01 | [15 empty] | UST Currently In Use: 0; UST Temp Close: 0; AST Currently In Use: 0; AST Temp Closed: 0 | 0 | 0 | 1 | 14462-117-012060 | BELLSOUTH TELECOMM. DBA AT&T ALA.
28695 | Permanently Closed | 1990-12-03 | 1973-12-01 | 1990-12-03 | Petroleum | On road diesel | On road diesel | Emergency Power Generator | Steel | Steel |  | Painted or None | Steel |  | 1901-01-01 | None | [14 empty] | UST Currently In Use: 1; UST Temp Close: 0; AST Currently In Use: 0; AST Temp Closed: 0 | 1 | 0 | 1 | 14462-073-012061 | BELLSOUTH TELECOMM. DBA AT&T ALA.
28696 | Permanently Closed | 1994-01-08 | 1986-01-30 | 1994-01-08 | Petroleum | On road diesel | On road diesel | Bulk facility | Fiberglass coated steel, Fiberglass reinforced plastic | Fiberglass reinforced plastic |  |  | Steel |  | 1901-01-01 | None |  | Audible high level alarm At 90% full | Audible high level alarm At 90% full |  |  | Automatic Tank Gauge | [8 empty] | UST Currently In Use: 0; UST Temp Close: 0; AST Currently In Use: 2; AST Temp Closed: 0 | 0 | 0 | 1 | 14462-117-012062 | BELLSOUTH TELECOMM. DBA AT&T ALA.
28697 | Permanently Closed | 1997-08-01 | 1976-03-12 | 1997-08-19 | Petroleum | On road diesel | On road diesel | Emergency power generator | Steel | Steel |  | Painted or None | Other, COPPER |  | 1901-01-01 | Other, PVC | Catchment Basin, Single walled catchment basin | [13 empty] | UST Currently In Use: 0; UST Temp Close: 0; AST Currently In Use: 1; AST Temp Closed: 0 | 0 | 0 | 1 | 14462-073-012063 | BELLSOUTH TELECOMM. DBA AT&T ALA.
28698 | Permanently Closed | 1996-12-04 | 1971-02-02 | 1996-12-19 | Petroleum | On road diesel | On road diesel | Emergency power generator | Steel | Steel |  | Painted or None | Steel |  | 1901-01-01 | [15 empty] | UST Currently In Use: 0; UST Temp Close: 0; AST Currently In Use: 0; AST Temp Closed: 0 | 0 | 0 | 1 | 14462-073-012064 | BELLSOUTH TELECOMM. DBA AT&T ALA.
28699 | Permanently Closed | 1997-10-25 | 1981-06-01 | 1997-10-25 | Petroleum | On road diesel | On road diesel | Emergency power generator | Steel | Steel |  | Painted or None | Steel |  | 1901-01-01 | [15 empty] | UST Currently In Use: 0; UST Temp Close: 0; AST Currently In Use: 2; AST Temp Closed: 0 | 0 | 0 | 1 | 14462-073-012065 | BELLSOUTH TELECOMM. DBA AT&T ALA.
28700 | Permanently Closed | 1997-07-11 | 1977-03-05 | 1997-07-11 | Petroleum | On road diesel | On road diesel | Emergency Power Generator | Steel | Steel |  | Painted or None | Steel |  | 1901-01-01 | [12 empty] | Annual line testing | Annual line testing |  | UST Currently In Use: 1; UST Temp Close: 0; AST Currently In Use: 0; AST Temp Closed: 0 | 1 | 0 | 1 | 14462-073-012066 | BELLSOUTH TELECOMM. DBA AT&T ALA.
28701 | Permanently Closed | 1901-01-01 | 1972-12-15 |  | Petroleum | On road diesel | On road diesel | Emergency Power Generator | Steel | Steel |  | Painted or None | Steel |  | 1901-01-01 | None | Catchment Basin, Single walled catchment basin | [10 empty] | Annual line testing | Annual line testing |  | UST Currently In Use: 1; UST Temp Close: 0; AST Currently In Use: 0; AST Temp Closed: 0 | 1 | 0 | 3 | 14462-073-012077 | BELLSOUTH TELECOMM. DBA AT&T ALA.
28702 | Permanently Closed | 1996-02-12 | 1974-06-01 | 1996-02-12 | Petroleum | On road diesel | On road diesel | Emergency power generator | Steel | Steel |  | Painted or None | Steel |  | 1901-01-01 |  | Catchment Basin, Single walled catchment basin | [13 empty] | UST Currently In Use: 0; UST Temp Close: 0; AST Currently In Use: 1; AST Temp Closed: 0 | 0 | 0 | 1 | 14462-073-012078 | BELLSOUTH TELECOMM. DBA AT&T ALA.
28703 | Permanently Closed | 1997-03-10 | 1970-09-30 | 1997-03-19 | Petroleum | On road diesel | On road diesel | Emergency Power Generator | Steel | Steel |  |  | Steel |  | 1901-01-01 |  | Catchment Basin, Single walled catchment basin | Audible high level alarm At 90% full | Audible high level alarm At 90% full | [11 empty] | UST Currently In Use: 1; UST Temp Close: 0; AST Currently In Use: 0; AST Temp Closed: 0 | 1 | 0 | 1 | 14462-073-012079 | BELLSOUTH TELECOMM. DBA AT&T ALA.
28704 | Permanently Closed | 1992-02-05 | 1976-09-01 | 1992-02-05 | Petroleum | Unleaded gasoline | Unleaded gasoline | Bulk facility | Steel | Steel |  | Painted or None | Steel |  | 1901-01-01 |  | Catchment Basin, Single walled catchment basin | Audible high level alarm At 90% full | Audible high level alarm At 90% full |  |  | Automatic Tank Gauge | [8 empty] | UST Currently In Use: 0; UST Temp Close: 0; AST Currently In Use: 0; AST Temp Closed: 0 | 0 | 0 | 2 | 14462-073-012083 | BELLSOUTH TELECOMM. DBA AT&T ALA.
28705 | Permanently Closed | 1994-11-10 | 1986-12-06 | 1994-11-10 | Petroleum | Unleaded gasoline | Unleaded gasoline | Emergency power generator | Fiberglass coated steel, Fiberglass reinforced plastic | Fiberglass reinforced plastic |  |  | Other, COPPER |  | 1901-01-01 | Other, PVC | Catchment Basin, Single walled catchment basin | Audible high level alarm At 90% full | Audible high level alarm At 90% full | [11 empty] | UST Currently In Use: 0; UST Temp Close: 0; AST Currently In Use: 1; AST Temp Closed: 0 | 0 | 0 | 2 | 14462-073-012084 | BELLSOUTH TELECOMM. DBA AT&T ALA.
28706 | Permanently Closed | 1994-11-11 | 1983-06-01 | 1994-11-11 | Petroleum | Unleaded gasoline | Unleaded gasoline | Emergency power generator | Steel | Steel |  | Painted or None | Other, COPPER |  | 1901-01-01 | [15 empty] | UST Currently In Use: 0; UST Temp Close: 0; AST Currently In Use: 1; AST Temp Closed: 0 | 0 | 0 | 2 | 14462-073-012085 | BELLSOUTH TELECOMM. DBA AT&T ALA.
28707 | Permanently Closed | 1994-03-08 | 1974-05-01 | 1994-03-08 | Petroleum | On road diesel | On road diesel | Emergency power generator | Steel | Steel |  | Painted or None | Steel |  | 1901-01-01 | [15 empty] | UST Currently In Use: 0; UST Temp Close: 0; AST Currently In Use: 1; AST Temp Closed: 0 | 0 | 0 | 1 | 14462-073-012086 | BELLSOUTH TELECOMM. DBA AT&T ALA.
28708 | Permanently Closed | 1996-09-01 | 1971-09-01 | 1996-09-01 | Petroleum | On road diesel | On road diesel | Emergency Power Generator | Steel | Steel |  | Painted or None | Steel |  | 1901-01-01 | [15 empty] | UST Currently In Use: 1; UST Temp Close: 0; AST Currently In Use: 0; AST Temp Closed: 0 | 1 | 0 | 1 | 14462-073-012087 | BELLSOUTH TELECOMM. DBA AT&T ALA.
28709 | Permanently Closed | 1996-01-31 | 1975-03-15 01:00 | 1996-01-31 | Petroleum | On road diesel | On road diesel | Emergency power generator | Steel | Steel |  | Painted or None | Steel |  | 1901-01-01 | [15 empty] | UST Currently In Use: 0; UST Temp Close: 0; AST Currently In Use: 1; AST Temp Closed: 0 | 0 | 0 | 1 | 14462-073-012128 | BELLSOUTH TELECOMM. DBA AT&T ALA.
28710 | Permanently Closed | 1987-12-01 | 1972-01-01 | 1988-01-01 | Petroleum | Unleaded gasoline | Unleaded gasoline |  | Steel | Steel |  | Painted or None | Steel |  | 1901-01-01 | [15 empty] | UST Currently In Use: 0; UST Temp Close: 0; AST Currently In Use: 0; AST Temp Closed: 0 | 0 | 0 | 1 | 14462-073-012132 | BELLSOUTH TELECOMM. DBA AT&T ALA.
28711 | Permanently Closed | 1996-09-01 | 1978-09-01 | 1996-09-01 | Petroleum | On road diesel | On road diesel | Emergency power generator | Steel | Steel |  | Painted or None | Steel |  | 1901-01-01 | [15 empty] | UST Currently In Use: 0; UST Temp Close: 0; AST Currently In Use: 1; AST Temp Closed: 0 | 0 | 0 | 1 | 14462-073-012134 | BELLSOUTH TELECOMM. DBA AT&T ALA.
28712 | Permanently Closed | 1998-05-04 | 1985-09-06 | 1998-05-05 | Petroleum | Unleaded gasoline | Unleaded gasoline | Emergency power generator | Fiberglass coated steel, Fiberglass reinforced plastic | Fiberglass reinforced plastic |  |  | Other, COPPER |  | 1901-01-01 | Other, PVC |  | Audible high level alarm At 90% full | Audible high level alarm At 90% full | [11 empty] | UST Currently In Use: 0; UST Temp Close: 0; AST Currently In Use: 0; AST Temp Closed: 0 | 0 | 0 | 1 | 14462-073-012155 | BELLSOUTH TELECOMM. DBA AT&T ALA.
28713 | Permanently Closed | 1988-11-01 | 1971-01-01 | 1988-11-01 | Petroleum | On road diesel | On road diesel | Emergency Power Generator | Single Wall, Steel | Steel |  | Painted or None | Double Wall, Steel |  | 1901-01-01 | [6 empty] | Automatic Tank Gauge |  | Other, EXEMPT | Other |  |  | Other, EXEMPT | Other |  | UST Currently In Use: 1; UST Temp Close: 0; AST Currently In Use: 0; AST Temp Closed: 0 | 1 | 0 | 1 | 14462-073-012196 | BELLSOUTH TELECOMM. DBA AT&T ALA.
28714 | Currently in Use |  | 1989-04-12 |  | Petroleum | On road diesel | On road diesel | Emergency Power Generator | Double Wall, Fiberglass reinforced plastic | Fiberglass reinforced plastic |  |  | Double Wall, Fiberglass reinforced plastic, COPPER |  | 1901-01-01 |  | Double walled catchment basin, DOUBLE | Audible high level alarm At 90% full | Audible high level alarm At 90% full | Interstitial Monitoring within Secondary Containment | SENSOR TO ATG | Automatic Tank Gauge | [8 empty] | UST Currently In Use: 1; UST Temp Close: 0; AST Currently In Use: 0; AST Temp Closed: 0 | 1 | 0 | 1 | 14462-073-012196 | BELLSOUTH TELECOMM. DBA AT&T ALA.
28715 | Permanently Closed | 1990-12-18 | 1978-01-01 | 1990-12-18 | Petroleum | On road diesel | On road diesel | Emergency Power Generator | Steel | Steel |  | Painted or None | Steel |  | 1901-01-01 | [12 empty] | Continuous alarm system | Continuous alarm system |  | UST Currently In Use: 1; UST Temp Close: 0; AST Currently In Use: 0; AST Temp Closed: 0 | 1 | 0 | 1 | 14462-073-012224 | BELLSOUTH TELECOMM. DBA AT&T ALA.
28716 | Permanently Closed | 1998-04-21 | 1987-06-08 | 1998-04-20 | Petroleum | Unleaded gasoline | Unleaded gasoline | Emergency power generator | Fiberglass coated steel, Fiberglass reinforced plastic | Fiberglass reinforced plastic |  |  | Other, COPPER |  | 1901-01-01 | Other, PVC | Catchment Basin, Single walled catchment basin | Audible high level alarm At 90% full | Audible high level alarm At 90% full | [11 empty] | UST Currently In Use: 0; UST Temp Close: 0; AST Currently In Use: 0; AST Temp Closed: 0 | 0 | 0 | 1 | 14462-073-013334 | BELLSOUTH TELECOMM. DBA AT&T ALA.
28717 | Permanently Closed | 1994-04-07 | 1956-10-01 | 1994-04-07 | Petroleum | On road diesel | On road diesel | Emergency power generator | Steel | Steel |  | Painted or None | Steel |  | 1901-01-01 | None | [14 empty] | UST Currently In Use: 0; UST Temp Close: 0; AST Currently In Use: 1; AST Temp Closed: 0 | 0 | 0 | 1 | 14462-077-012120 | BELLSOUTH TELECOMM. DBA AT&T ALA.
28718 | Permanently Closed | 1995-09-25 | 1987-12-08 | 1995-09-25 | Petroleum | Unleaded gasoline | Unleaded gasoline | Emergency power generator | Fiberglass coated steel, Fiberglass reinforced plastic | Fiberglass reinforced plastic |  |  | Other, COPPER |  | 1901-01-01 |  | Catchment Basin, Single walled catchment basin | [13 empty] | UST Currently In Use: 0; UST Temp Close: 0; AST Currently In Use: 1; AST Temp Closed: 0 | 0 | 0 | 2 | 14462-077-012154 | BELLSOUTH TELECOMM. DBA AT&T ALA.
28719 | Permanently Closed | 1996-08-28 | 1986-02-01 | 1996-08-28 | Petroleum | Unleaded gasoline | Unleaded gasoline | Emergency power generator | Fiberglass coated steel, Fiberglass reinforced plastic | Fiberglass reinforced plastic |  |  | Other, COPPER |  | 1901-01-01 |  | Catchment Basin, Single walled catchment basin | Audible high level alarm At 90% full | Audible high level alarm At 90% full | [11 empty] | UST Currently In Use: 1; UST Temp Close: 0; AST Currently In Use: 0; AST Temp Closed: 0 | 1 | 0 | 1 | 14462-077-012161 | BELLSOUTH TELECOMM. DBA AT&T ALA.
28720 | Permanently Closed | 1987-12-15 | 1978-11-01 | 1987-12-15 | Petroleum | Unleaded gasoline | Unleaded gasoline | Emergency power generator | Steel | Steel |  | Painted or None |  |  | 1901-01-01 | [15 empty] | UST Currently In Use: 0; UST Temp Close: 0; AST Currently In Use: 1; AST Temp Closed: 0 | 0 | 0 | 2 | 14462-077-012203 | BELLSOUTH TELECOMM. DBA AT&T ALA.
28721 | Permanently Closed | 1995-10-02 | 1988-03-01 | 1995-10-02 | Petroleum | Unleaded gasoline | Unleaded gasoline | Emergency power generator | Fiberglass coated steel, Fiberglass reinforced plastic | Fiberglass reinforced plastic |  |  | Other, COPPER |  | 1901-01-01 |  | Catchment Basin, Single walled catchment basin | [13 empty] | UST Currently In Use: 0; UST Temp Close: 0; AST Currently In Use: 1; AST Temp Closed: 0 | 0 | 0 | 2 | 14462-077-012203 | BELLSOUTH TELECOMM. DBA AT&T ALA.
28722 | Permanently Closed | 1997-06-13 | 1981-06-01 | 1997-06-13 | Petroleum | Unleaded gasoline | Unleaded gasoline | Emergency power generator | Steel | Steel |  | Painted or None | Other, COPPER |  | 1901-01-01 | Other, PVC | Catchment Basin, Single walled catchment basin | Audible high level alarm At 90% full | Audible high level alarm At 90% full |  |  | Automatic Tank Gauge | [8 empty] | UST Currently In Use: 1; UST Temp Close: 0; AST Currently In Use: 0; AST Temp Closed: 0 | 1 | 0 | 1 | 14462-079-012103 | BELLSOUTH TELECOMM. DBA AT&T ALA.
28723 | Permanently Closed | 1997-02-25 | 1983-12-01 | 1997-02-27 | Petroleum | On road diesel | On road diesel | Emergency power generator | Steel | Steel |  | Painted or None | Steel |  | 1901-01-01 | [12 empty] | Annual line testing | Annual line testing |  | UST Currently In Use: 0; UST Temp Close: 0; AST Currently In Use: 2; AST Temp Closed: 0 | 0 | 0 | 1 | 14462-079-012181 | BELLSOUTH TELECOMM. DBA AT&T ALA.
28724 | Permanently Closed | 1987-09-15 | 1971-02-01 | 1987-09-15 | Petroleum | On road diesel | On road diesel | Emergency power generator | Steel | Steel |  | Painted or None |  |  | 1901-01-01 | [15 empty] | UST Currently In Use: 0; UST Temp Close: 0; AST Currently In Use: 1; AST Temp Closed: 0 | 0 | 0 | 3 | 14462-079-012221 | BELLSOUTH TELECOMM. DBA AT&T ALA.
28725 | Permanently Closed | 1997-09-09 | 1987-09-15 | 1997-09-09 | Petroleum | Unleaded gasoline | Unleaded gasoline | Emergency power generator | Fiberglass coated steel, Fiberglass reinforced plastic | Fiberglass reinforced plastic |  |  | Other, COPPER |  | 1901-01-01 | Other, PVC | Catchment Basin, Single walled catchment basin | Audible high level alarm At 90% full | Audible high level alarm At 90% full | [11 empty] | UST Currently In Use: 0; UST Temp Close: 0; AST Currently In Use: 1; AST Temp Closed: 0 | 0 | 0 | 3 | 14462-079-012221 | BELLSOUTH TELECOMM. DBA AT&T ALA.
28726 | Permanently Closed | 1997-07-23 | 1973-01-02 | 1997-07-23 | Petroleum | On road diesel | On road diesel | Emergency power generator | Steel | Steel |  | Painted or None | Other, COPPER |  | 1901-01-01 | [12 empty] | Annual line testing | Annual line testing |  | UST Currently In Use: 0; UST Temp Close: 0; AST Currently In Use: 0; AST Temp Closed: 0 | 0 | 0 | 1 | 14462-079-012222 | BELLSOUTH TELECOMM. DBA AT&T ALA.
28727 | Permanently Closed | 1996-06-17 | 1969-11-23 | 1996-06-17 | Petroleum | On road diesel | On road diesel | Emergency power generator | Steel | Steel |  | Painted or None | Steel |  | 1901-01-01 | [15 empty] | UST Currently In Use: 0; UST Temp Close: 0; AST Currently In Use: 1; AST Temp Closed: 0 | 0 | 0 | 1 | 14462-081-012044 | BELLSOUTH TELECOMM. DBA AT&T ALA.
28728 | Permanently Closed | 1996-05-30 | 1970-06-03 | 1996-05-30 | Petroleum | On road diesel | On road diesel | Emergency power generator | Steel | Steel |  | Painted or None | Steel |  | 1901-01-01 | [15 empty] | UST Currently In Use: 1; UST Temp Close: 0; AST Currently In Use: 0; AST Temp Closed: 0 | 1 | 0 | 1 | 14462-081-012190 | BELLSOUTH TELECOMM. DBA AT&T ALA.
28729 | Permanently Closed | 1998-02-04 | 1966-03-07 | 1998-02-04 | Petroleum | On road diesel | On road diesel | Emergency power generator | Steel | Steel |  | Painted or None | Other, COPPER |  | 1901-01-01 | [15 empty] | UST Currently In Use: 0; UST Temp Close: 0; AST Currently In Use: 0; AST Temp Closed: 0 | 0 | 0 | 1 | 14462-081-012191 | BELLSOUTH TELECOMM. DBA AT&T ALA.
28730 | Permanently Closed | 1993-05-11 | 1983-05-10 | 1993-05-11 | Petroleum | Unleaded gasoline | Unleaded gasoline | Bulk facility | Steel | Steel |  | Painted or None | Steel |  | 1901-01-01 | Other, FRP |  | Audible high level alarm At 90% full | Audible high level alarm At 90% full |  |  | Automatic Tank Gauge | [5 empty] | Annual line testing | Annual line testing |  | UST Currently In Use: 0; UST Temp Close: 0; AST Currently In Use: 0; AST Temp Closed: 0 | 0 | 0 | 1 | 14462-081-014670 | BELLSOUTH TELECOMM. DBA AT&T ALA.
28731 | Permanently Closed | 1988-06-15 | 1972-10-01 | 1988-06-15 | Petroleum | Unleaded gasoline | Unleaded gasoline | Emergency power generator | Steel | Steel |  | Painted or None |  |  | 1901-01-01 | [15 empty] | UST Currently In Use: 0; UST Temp Close: 0; AST Currently In Use: 1; AST Temp Closed: 0 | 0 | 0 | 2 | 14462-083-012041 | BELLSOUTH TELECOMM. DBA AT&T ALA.
28732 | Permanently Closed | 1994-08-17 | 1988-06-15 | 1994-08-17 | Petroleum | Unleaded gasoline | Unleaded gasoline | Emergency power generator | Fiberglass coated steel, Fiberglass reinforced plastic | Fiberglass reinforced plastic |  |  | Other, COPPER |  | 1901-01-01 | Other, PVC | Catchment Basin, Single walled catchment basin | Audible high level alarm At 90% full | Audible high level alarm At 90% full |  |  | Automatic Tank Gauge | [8 empty] | UST Currently In Use: 0; UST Temp Close: 0; AST Currently In Use: 1; AST Temp Closed: 0 | 0 | 0 | 2 | 14462-083-012041 | BELLSOUTH TELECOMM. DBA AT&T ALA.
28733 | Permanently Closed | 1995-04-08 | 1971-08-01 | 1997-04-09 | Petroleum | On road diesel | On road diesel | Emergency power generator | Steel | Steel |  | Painted or None | Steel |  | 1901-01-01 |  | Catchment Basin, Single walled catchment basin | Audible high level alarm At 90% full | Audible high level alarm At 90% full | [11 empty] | UST Currently In Use: 1; UST Temp Close: 0; AST Currently In Use: 0; AST Temp Closed: 0 | 1 | 0 | 2 | 14462-083-012042 | BELLSOUTH TELECOMM. DBA AT&T ALA.
28734 | Permanently Closed | 1984-03-10 | 1966-01-01 | 1984-03-10 | Petroleum | On road diesel | On road diesel | Emergency power generator | Steel | Steel |  | Painted or None |  |  | 1901-01-01 | [15 empty] | UST Currently In Use: 0; UST Temp Close: 0; AST Currently In Use: 1; AST Temp Closed: 0 | 0 | 0 | 2 | 14462-085-012122 | BELLSOUTH TELECOMM. DBA AT&T ALA.
28735 | Permanently Closed | 1994-10-03 | 1984-03-10 | 1994-10-03 | Petroleum | Unleaded gasoline | Unleaded gasoline | Emergency power generator | Fiberglass coated steel, Fiberglass reinforced plastic | Fiberglass reinforced plastic |  |  | Other, COPPER |  | 1901-01-01 | Other, PVC | Catchment Basin, Single walled catchment basin | Audible high level alarm At 90% full | Audible high level alarm At 90% full | [11 empty] | UST Currently In Use: 0; UST Temp Close: 0; AST Currently In Use: 1; AST Temp Closed: 0 | 0 | 0 | 2 | 14462-085-012122 | BELLSOUTH TELECOMM. DBA AT&T ALA.
28736 | Permanently Closed | 1989-07-17 | 1964-04-06 23:00 | 1989-07-17 | Petroleum | On road diesel | On road diesel | Emergency power generator | Steel | Steel |  | Painted or None |  |  | 1901-01-01 | [15 empty] | UST Currently In Use: 1; UST Temp Close: 0; AST Currently In Use: 0; AST Temp Closed: 0 | 1 | 0 | 2 | 14462-087-012220 | BELLSOUTH TELECOMM. DBA AT&T ALA.
28737 | Permanently Closed | 1996-09-01 | 1989-10-26 | 1996-09-01 | Petroleum | On road diesel | On road diesel | Emergency power generator | Fiberglass reinforced plastic | Fiberglass reinforced plastic |  |  | Other, COPPER |  | 1901-01-01 | Other, PVC | Catchment Basin, Single walled catchment basin | Audible high level alarm At 90% full | Audible high level alarm At 90% full |  |  | Automatic Tank Gauge | [5 empty] | Annual line testing | Annual line testing |  | UST Currently In Use: 1; UST Temp Close: 0; AST Currently In Use: 0; AST Temp Closed: 0 | 1 | 0 | 2 | 14462-087-012220 | BELLSOUTH TELECOMM. DBA AT&T ALA.
28738 | Permanently Closed | 1989-05-01 | 1980-08-01 | 1989-05-01 | Petroleum | Other, EMPTY | Other | Emergency power generator | Steel | Steel |  | Painted or None |  |  | 1901-01-01 | [15 empty] | UST Currently In Use: 1; UST Temp Close: 0; AST Currently In Use: 0; AST Temp Closed: 0 | 1 | 0 | 2 | 14462-089-012129 | BELLSOUTH TELECOMM. DBA AT&T ALA.
28739 | Permanently Closed | 1997-05-04 | 1989-05-12 | 1997-05-06 | Petroleum | Unleaded gasoline | Unleaded gasoline | Emergency power generator | Fiberglass reinforced plastic | Fiberglass reinforced plastic |  |  | Other, COPPER |  | 1901-01-01 | Other, PVC | Catchment Basin, Single walled catchment basin | Audible high level alarm At 90% full | Audible high level alarm At 90% full |  |  | Automatic Tank Gauge | [8 empty] | UST Currently In Use: 1; UST Temp Close: 0; AST Currently In Use: 0; AST Temp Closed: 0 | 1 | 0 | 2 | 14462-089-012129 | BELLSOUTH TELECOMM. DBA AT&T ALA.
28740 | Permanently Closed | 1994-05-02 | 1973-05-01 | 1994-05-02 | Petroleum | On road diesel | On road diesel | Emergency power generator | Steel | Steel |  | Painted or None | Steel |  | 1901-01-01 | [15 empty] | UST Currently In Use: 0; UST Temp Close: 0; AST Currently In Use: 1; AST Temp Closed: 0 | 0 | 0 | 1 | 14462-089-012137 | BELLSOUTH TELECOMM. DBA AT&T ALA.
28741 | Permanently Closed | 1996-07-19 | 1962-10-01 | 1996-07-19 | Petroleum | On road diesel | On road diesel | Emergency power generator | Steel | Steel |  |  | Steel |  | 1901-01-01 | [15 empty] | UST Currently In Use: 1; UST Temp Close: 0; AST Currently In Use: 0; AST Temp Closed: 0 | 1 | 0 | 2 | 14462-089-012138 | BELLSOUTH TELECOMM. DBA AT&T ALA.
28742 | Permanently Closed | 1996-08-28 | 1973-04-01 | 1996-08-28 | Petroleum | On road diesel | On road diesel | Emergency power generator | Steel | Steel |  | Painted or None | Steel |  | 1901-01-01 |  | Catchment Basin, Single walled catchment basin | [10 empty] | Annual line testing | Annual line testing |  | UST Currently In Use: 0; UST Temp Close: 0; AST Currently In Use: 1; AST Temp Closed: 0 | 0 | 0 | 1 | 14462-089-012139 | BELLSOUTH TELECOMM. DBA AT&T ALA.
28743 | Permanently Closed | 1994-01-19 | 1954-06-01 | 1994-01-19 | Petroleum | On road diesel | On road diesel | Emergency power generator | Steel | Steel |  | Painted or None | Other, COPPER |  | 1901-01-01 | [15 empty] | UST Currently In Use: 0; UST Temp Close: 0; AST Currently In Use: 0; AST Temp Closed: 0 | 0 | 0 | 1 | 14462-089-012140 | BELLSOUTH TELECOMM. DBA AT&T ALA.
28744 | Permanently Closed | 1994-11-03 | 1976-11-01 | 1996-11-05 | Petroleum | On road diesel | On road diesel | Emergency power generator | Steel | Steel |  | Painted or None | Steel |  | 1901-01-01 |  | Catchment Basin, Single walled catchment basin | Audible high level alarm At 90% full | Audible high level alarm At 90% full |  |  | Automatic Tank Gauge | [8 empty] | UST Currently In Use: 0; UST Temp Close: 0; AST Currently In Use: 0; AST Temp Closed: 0 | 0 | 0 | 1 | 22360-089-012141 | DEGABOH, LLC
28745 | Permanently Closed | 1997-07-09 | 1986-02-01 | 1997-07-09 | Petroleum | Unleaded gasoline | Unleaded gasoline | Emergency power generator | Fiberglass coated steel, Fiberglass reinforced plastic | Fiberglass reinforced plastic |  |  | Other, COPPER |  | 1901-01-01 | Other, PVC | Catchment Basin, Single walled catchment basin | Audible high level alarm At 90% full | Audible high level alarm At 90% full | [11 empty] | UST Currently In Use: 0; UST Temp Close: 0; AST Currently In Use: 0; AST Temp Closed: 0 | 0 | 0 | 1 | 14462-089-012142 | BELLSOUTH TELECOMM. DBA AT&T ALA.
28746 | Permanently Closed | 1996-09-01 | 1964-08-01 | 1996-09-01 | Petroleum | On road diesel | On road diesel | Emergency power generator | Steel | Steel |  | Painted or None | Steel |  | 1901-01-01 | [15 empty] | UST Currently In Use: 0; UST Temp Close: 0; AST Currently In Use: 0; AST Temp Closed: 0 | 0 | 0 | 2 | 14462-089-012143 | BELLSOUTH TELECOMM. DBA AT&T ALA.
28747 | Permanently Closed | 1994-11-29 | 1980-06-01 | 1994-11-29 | Petroleum | On road diesel | On road diesel | Emergency power generator | Steel | Steel |  | Painted or None | Other, COPPER |  | 1901-01-01 | Other, PVC | Catchment Basin, Single walled catchment basin | [13 empty] | UST Currently In Use: 0; UST Temp Close: 0; AST Currently In Use: 1; AST Temp Closed: 0 | 0 | 0 | 1 | 14462-089-012150 | BELLSOUTH TELECOMM. DBA AT&T ALA.
28748 | Permanently Closed | 1994-06-20 | 1983-03-01 | 1994-06-20 | Petroleum | Unleaded gasoline | Unleaded gasoline | Emergency power generator | Steel | Steel |  |  | Other, COPPER |  | 1901-01-01 | Other, PVC | [14 empty] | UST Currently In Use: 0; UST Temp Close: 0; AST Currently In Use: 1; AST Temp Closed: 0 | 0 | 0 | 1 | 14462-089-012165 | BELLSOUTH TELECOMM. DBA AT&T ALA.
28749 | Permanently Closed | 1997-03-10 | 1987-01-15 | 1997-03-26 | Petroleum | On road diesel | On road diesel | Emergency power generator | Fiberglass coated steel, Fiberglass reinforced plastic | Fiberglass reinforced plastic |  |  | Other, COPPER |  | 1901-01-01 | Other, PVC | Catchment Basin, Single walled catchment basin | Audible high level alarm At 90% full | Audible high level alarm At 90% full | [11 empty] | UST Currently In Use: 1; UST Temp Close: 0; AST Currently In Use: 0; AST Temp Closed: 0 | 1 | 0 | 1 | 14462-089-013331 | BELLSOUTH TELECOMM. DBA AT&T ALA.
28750 | Permanently Closed | 1991-02-01 | 1975-01-01 | 1991-02-01 | Petroleum | Unleaded gasoline | Unleaded gasoline | Bulk facility | Steel | Steel |  | Painted or None | Steel |  | 1901-01-01 | [15 empty] | UST Currently In Use: 0; UST Temp Close: 0; AST Currently In Use: 0; AST Temp Closed: 0 | 0 | 0 | 2 | 14462-089-013332 | BELLSOUTH TELECOMM. DBA AT&T ALA.
28751 | Permanently Closed | 1987-07-27 | 1965-01-01 | 1987-07-27 | Petroleum | On road diesel | On road diesel | Emergency power generator | Steel | Steel |  | Painted or None |  |  | 1901-01-01 | [15 empty] | UST Currently In Use: 0; UST Temp Close: 0; AST Currently In Use: 1; AST Temp Closed: 0 | 0 | 0 | 2 | 14462-091-012112 | BELLSOUTH TELECOMM. DBA AT&T ALA.
28752 | Permanently Closed | 1997-03-25 | 1987-07-27 | 1997-03-25 | Petroleum | On road diesel | On road diesel | Emergency power generator | Fiberglass coated steel, Fiberglass reinforced plastic | Fiberglass reinforced plastic |  |  | Steel |  | 1901-01-01 |  | Catchment Basin, Single walled catchment basin | Audible high level alarm At 90% full | Audible high level alarm At 90% full | [11 empty] | UST Currently In Use: 0; UST Temp Close: 0; AST Currently In Use: 1; AST Temp Closed: 0 | 0 | 0 | 2 | 14462-091-012112 | BELLSOUTH TELECOMM. DBA AT&T ALA.
28753 | Permanently Closed | 1984-02-07 | 1979-01-01 | 1984-02-07 | Petroleum | On road diesel | On road diesel | Emergency power generator | Steel | Steel |  | Painted or None | Steel |  | 1901-01-01 | [15 empty] | UST Currently In Use: 0; UST Temp Close: 0; AST Currently In Use: 2; AST Temp Closed: 0 | 0 | 0 | 2 | 14462-091-012159 | BELLSOUTH TELECOMM. DBA AT&T ALA.
28754 | Permanently Closed | 1994-06-14 | 1987-06-25 | 1994-06-14 | Petroleum | Unleaded gasoline | Unleaded gasoline | Emergency power generator | Fiberglass coated steel, Fiberglass reinforced plastic | Fiberglass reinforced plastic |  |  | Other, COPPER |  | 1901-01-01 | Other, PVC | Catchment Basin, Single walled catchment basin | [13 empty] | UST Currently In Use: 0; UST Temp Close: 0; AST Currently In Use: 2; AST Temp Closed: 0 | 0 | 0 | 2 | 14462-091-012159 | BELLSOUTH TELECOMM. DBA AT&T ALA.
28755 | Permanently Closed | 1988-12-01 | 1972-01-01 | 1988-12-01 | Petroleum | Unleaded gasoline | Unleaded gasoline |  | Steel | Steel |  | Painted or None | Steel |  | 1901-01-01 | [15 empty] | UST Currently In Use: 0; UST Temp Close: 0; AST Currently In Use: 0; AST Temp Closed: 0 | 0 | 0 | 1 | 14462-095-012035 | BELLSOUTH TELECOMM. DBA AT&T ALA.
28756 | Permanently Closed | 1997-03-03 | 1971-03-01 | 1997-03-04 | Petroleum | On road diesel | On road diesel | Emergency power generator | Steel | Steel |  | Painted or None | Steel |  | 1901-01-01 |  | Catchment Basin, Single walled catchment basin | Audible high level alarm At 90% full | Audible high level alarm At 90% full | [11 empty] | UST Currently In Use: 0; UST Temp Close: 0; AST Currently In Use: 1; AST Temp Closed: 0 | 0 | 0 | 1 | 14462-095-012036 | BELLSOUTH TELECOMM. DBA AT&T ALA.
28757 | Permanently Closed | 1997-09-23 | 1976-07-09 | 1997-09-23 | Petroleum | On road diesel | On road diesel | Emergency power generator | Steel | Steel |  | Painted or None | Steel |  | 1901-01-01 | [15 empty] | UST Currently In Use: 0; UST Temp Close: 0; AST Currently In Use: 1; AST Temp Closed: 0 | 0 | 0 | 1 | 14462-095-012130 | BELLSOUTH TELECOMM. DBA AT&T ALA.
28758 | Permanently Closed | 1997-12-09 | 1985-11-01 | 1997-12-09 | Petroleum | Unleaded gasoline | Unleaded gasoline | Emergency power generator | Fiberglass coated steel, Fiberglass reinforced plastic | Fiberglass reinforced plastic |  |  | Other, COPPER |  | 1901-01-01 | Other, PVC | Catchment Basin, Single walled catchment basin | Audible high level alarm At 90% full | Audible high level alarm At 90% full | [11 empty] | UST Currently In Use: 0; UST Temp Close: 0; AST Currently In Use: 0; AST Temp Closed: 0 | 0 | 0 | 1 | 14462-095-012131 | BELLSOUTH TELECOMM. DBA AT&T ALA.
28759 | Currently in Use |  | 1989-08-30 |  | Petroleum | On road diesel | On road diesel | Emergency Power Generator, Industrial | Double Wall, Fiberglass reinforced plastic | Fiberglass reinforced plastic |  |  | Double Wall, COPPER |  | 1901-01-01 | Other, FIBERGLASS | Catchment Basin, Single walled catchment basin | Audible high level alarm At 90% full, Automatic shutoff device At 95% full | Automatic shutoff device At 95% full | Interstitial Monitoring within Secondary Containment | SENSOR TO ATG | Continuous Automatic Tank Gauge | [5 empty] | Continuous alarm system | Continuous alarm system |  | UST Currently In Use: 1; UST Temp Close: 0; AST Currently In Use: 0; AST Temp Closed: 0 | 1 | 0 | 0 | 14462-095-014898 | BELLSOUTH TELECOMM. DBA AT&T ALA.
28760 | Permanently Closed | 1987-11-01 | 1980-09-01 | 1987-11-01 | Petroleum | On road diesel | On road diesel | Emergency power generator | Steel | Steel |  | Painted or None | Other, COPPER |  | 1901-01-01 | [15 empty] | UST Currently In Use: 0; UST Temp Close: 0; AST Currently In Use: 2; AST Temp Closed: 0 | 0 | 0 | 2 | 14462-097-012045 | BELLSOUTH TELECOMM. DBA AT&T ALA.
28761 | Permanently Closed | 1994-07-19 | 1988-09-01 | 1994-07-19 | Petroleum | Unleaded gasoline | Unleaded gasoline | Emergency power generator | Fiberglass coated steel, Fiberglass reinforced plastic | Fiberglass reinforced plastic |  |  | Other, COPPER |  | 1901-01-01 | Other, PVC | Catchment Basin, Single walled catchment basin | Audible high level alarm At 90% full | Audible high level alarm At 90% full | [11 empty] | UST Currently In Use: 0; UST Temp Close: 0; AST Currently In Use: 2; AST Temp Closed: 0 | 0 | 0 | 2 | 14462-097-012045 | BELLSOUTH TELECOMM. DBA AT&T ALA.
28762 | Permanently Closed | 1994-07-13 | 1985-02-01 | 1994-07-13 | Petroleum | Unleaded gasoline | Unleaded gasoline | Emergency power generator | Steel | Steel |  | Painted or None | Other, COPPER |  | 1901-01-01 | [15 empty] | UST Currently In Use: 0; UST Temp Close: 0; AST Currently In Use: 2; AST Temp Closed: 0 | 0 | 0 | 1 | 14462-097-012105 | BELLSOUTH TELECOMM. DBA AT&T ALA.
28763 | Permanently Closed | 1992-12-21 | 1976-09-01 | 1992-12-21 | Petroleum | Unleaded gasoline | Unleaded gasoline | Bulk facility | Steel | Steel |  | Painted or None | Steel |  | 1901-01-01 |  |  | Audible high level alarm At 90% full | Audible high level alarm At 90% full |  |  | Automatic Tank Gauge | [8 empty] | UST Currently In Use: 0; UST Temp Close: 0; AST Currently In Use: 0; AST Temp Closed: 0 | 0 | 0 | 1 | 14462-097-012168 | BELLSOUTH TELECOMM. DBA AT&T ALA.
28764 | Permanently Closed | 1990-12-06 | 1973-01-01 | 1990-12-06 | Petroleum | Unleaded gasoline | Unleaded gasoline | Bulk facility | Steel | Steel |  | Painted or None | Steel |  | 1901-01-01 | None | [14 empty] | UST Currently In Use: 0; UST Temp Close: 0; AST Currently In Use: 0; AST Temp Closed: 0 | 0 | 0 | 1 | 14462-097-012169 | BELLSOUTH TELECOMM. DBA AT&T ALA.
28765 | Permanently Closed | 1991-07-15 | 1978-06-01 | 1991-07-15 | Petroleum | Unleaded gasoline | Unleaded gasoline | Bulk facility | Steel | Steel |  | Painted or None | Steel |  | 1901-01-01 | None | [14 empty] | UST Currently In Use: 0; UST Temp Close: 0; AST Currently In Use: 0; AST Temp Closed: 0 | 0 | 0 | 2 | 14462-097-012170 | BELLSOUTH TELECOMM. DBA AT&T ALA.
28766 | Permanently Closed | 1988-02-02 | 1980-01-01 | 1988-02-02 | Petroleum | Unleaded gasoline | Unleaded gasoline | Bulk facility | Steel | Steel |  | Painted or None | Steel |  | 1901-01-01 | None | [14 empty] | UST Currently In Use: 0; UST Temp Close: 0; AST Currently In Use: 0; AST Temp Closed: 0 | 0 | 0 | 2 | 14462-097-012171 | BELLSOUTH TELECOMM. DBA AT&T ALA.
28767 | Permanently Closed | 1993-11-10 | 1988-04-08 | 1993-11-10 | Petroleum | Unleaded gasoline | Unleaded gasoline | Bulk facility | Fiberglass coated steel, Fiberglass reinforced plastic | Fiberglass reinforced plastic |  |  | Steel |  | 1901-01-01 | Other, PVC | Catchment Basin, Single walled catchment basin | Audible high level alarm At 90% full | Audible high level alarm At 90% full |  |  | Automatic Tank Gauge | [8 empty] | UST Currently In Use: 0; UST Temp Close: 0; AST Currently In Use: 0; AST Temp Closed: 0 | 0 | 0 | 2 | 14462-097-012171 | BELLSOUTH TELECOMM. DBA AT&T ALA.
28768 | Permanently Closed | 1995-07-13 | 1976-01-01 | 1995-07-13 | Petroleum | On road diesel | On road diesel | Emergency power generator | Steel | Steel |  | Painted or None | Steel |  | 1901-01-01 | [15 empty] | UST Currently In Use: 0; UST Temp Close: 0; AST Currently In Use: 1; AST Temp Closed: 0 | 0 | 0 | 1 | 14462-097-012172 | BELLSOUTH TELECOMM. DBA AT&T ALA.
28769 | Permanently Closed | 1995-09-01 | 1972-01-02 | 1997-01-23 | Petroleum | On road diesel | On road diesel | Emergency power generator | Steel | Steel |  | Painted or None | Steel |  | 1901-01-01 | [15 empty] | UST Currently In Use: 1; UST Temp Close: 0; AST Currently In Use: 0; AST Temp Closed: 0 | 1 | 0 | 1 | 14462-097-012173 | BELLSOUTH TELECOMM. DBA AT&T ALA.
28770 | Permanently Closed | 1996-06-27 | 1972-09-01 | 1996-06-27 | Petroleum | On road diesel | On road diesel | Emergency power generator | Steel | Steel |  | Painted or None | Other, COPPER |  | 1901-01-01 |  | Catchment Basin, Single walled catchment basin | Audible high level alarm At 90% full | Audible high level alarm At 90% full | [11 empty] | UST Currently In Use: 0; UST Temp Close: 0; AST Currently In Use: 1; AST Temp Closed: 0 | 0 | 0 | 2 | 14462-097-012174 | BELLSOUTH TELECOMM. DBA AT&T ALA.
28771 | Permanently Closed | 1996-02-28 | 1978-02-01 | 1996-02-28 | Petroleum | On road diesel | On road diesel | Emergency power generator | Steel | Steel |  | Painted or None | Steel |  | 1901-01-01 |  |  | Audible high level alarm At 90% full | Audible high level alarm At 90% full | [11 empty] | UST Currently In Use: 0; UST Temp Close: 0; AST Currently In Use: 1; AST Temp Closed: 0 | 0 | 0 | 1 | 14462-097-012175 | BELLSOUTH TELECOMM. DBA AT&T ALA.
28772 | Permanently Closed | 1986-11-01 | 1979-01-01 |  | Petroleum | On road diesel | On road diesel | Emergency Power Generator | Steel | Steel |  | Painted or None | Steel |  | 1901-01-01 | None | [14 empty] | UST Currently In Use: 1; UST Temp Close: 0; AST Currently In Use: 0; AST Temp Closed: 0 | 1 | 0 | 2 | 14462-097-012176 | BELLSOUTH TELECOMM. DBA AT&T ALA.
28773 | Permanently Closed | 1996-09-01 | 1984-09-01 | 1996-09-01 | Petroleum | On road diesel | On road diesel | Emergency Power Generator | Steel | Steel |  | Painted or None | Other, COPPER |  | 1901-01-01 | Other, PVC | Catchment Basin, Single walled catchment basin | Audible high level alarm At 90% full | Audible high level alarm At 90% full | [11 empty] | UST Currently In Use: 1; UST Temp Close: 0; AST Currently In Use: 0; AST Temp Closed: 0 | 1 | 0 | 2 | 14462-097-012176 | BELLSOUTH TELECOMM. DBA AT&T ALA.
28774 | Permanently Closed | 1995-09-01 | 1973-03-01 | 1997-02-20 | Petroleum | On road diesel | On road diesel | Emergency power generator | Steel | Steel |  | Painted or None | Steel |  | 1901-01-01 | [15 empty] | UST Currently In Use: 1; UST Temp Close: 0; AST Currently In Use: 0; AST Temp Closed: 0 | 1 | 0 | 1 | 14462-003-012177 | BELLSOUTH TELECOMM. DBA AT&T ALA.
28775 | Permanently Closed | 1996-09-01 | 1970-12-01 | 1996-09-01 | Petroleum | On road diesel | On road diesel | Emergency power generator | Steel | Steel |  | Painted or None | Steel |  | 1901-01-01 | [15 empty] | UST Currently In Use: 0; UST Temp Close: 0; AST Currently In Use: 0; AST Temp Closed: 0 | 0 | 0 | 1 | 14462-097-012178 | BELLSOUTH TELECOMM. DBA AT&T ALA.
28776 | Permanently Closed | 1996-05-21 | 1972-12-01 | 1996-05-21 | Petroleum | On road diesel | On road diesel | Emergency power generator | Steel | Steel |  | Painted or None | Steel |  | 1901-01-01 | [15 empty] | UST Currently In Use: 0; UST Temp Close: 0; AST Currently In Use: 1; AST Temp Closed: 0 | 0 | 0 | 1 | 14462-097-012179 | BELLSOUTH TELECOMM. DBA AT&T ALA.
28777 | Permanently Closed | 1996-03-05 | 1977-03-01 | 1996-03-05 | Petroleum | On road diesel | On road diesel | Emergency power generator | Steel | Steel |  | Painted or None | Steel |  | 1901-01-01 |  |  | Audible high level alarm At 90% full | Audible high level alarm At 90% full | [11 empty] | UST Currently In Use: 0; UST Temp Close: 0; AST Currently In Use: 1; AST Temp Closed: 0 | 0 | 0 | 1 | 14462-097-012180 | BELLSOUTH TELECOMM. DBA AT&T ALA.
28778 | Permanently Closed | 1985-07-01 | 1968-01-01 | 1985-07-01 | Petroleum | Other, SAND | Other | Emergency power generator | Steel | Steel |  | Painted or None | Other, COPPER |  | 1901-01-01 | [15 empty] | UST Currently In Use: 0; UST Temp Close: 0; AST Currently In Use: 2; AST Temp Closed: 0 | 0 | 0 | 2 | 14462-097-012188 | BELLSOUTH TELECOMM. DBA AT&T ALA.
28779 | Permanently Closed | 1994-07-12 | 1985-07-01 | 1994-07-12 | Petroleum | Unleaded gasoline | Unleaded gasoline | Emergency power generator | Steel | Steel |  | Painted or None | Other, COPPER |  | 1901-01-01 |  | Catchment Basin, Single walled catchment basin | [13 empty] | UST Currently In Use: 0; UST Temp Close: 0; AST Currently In Use: 2; AST Temp Closed: 0 | 0 | 0 | 2 | 14462-097-012188 | BELLSOUTH TELECOMM. DBA AT&T ALA.
28780 | Permanently Closed | 1996-09-24 | 1977-06-01 | 1996-09-24 | Petroleum | On road diesel | On road diesel | Emergency Power Generator | Steel | Steel |  | Painted or None | Other, COPPER |  | 1901-01-01 | Other, PVC | Catchment Basin, Single walled catchment basin | Audible high level alarm At 90% full | Audible high level alarm At 90% full |  |  | Automatic Tank Gauge | [8 empty] | UST Currently In Use: 1; UST Temp Close: 0; AST Currently In Use: 0; AST Temp Closed: 0 | 1 | 0 | 2 | 14462-035-012119 | BELLSOUTH TELECOMM. DBA AT&T ALA.
28781 | Permanently Closed | 1991-08-20 | 1976-04-02 | 1991-08-20 | Petroleum | Unleaded gasoline | Unleaded gasoline | Bulk facility | Steel | Steel |  | Painted or None | Steel |  | 1901-01-01 |  |  | Audible high level alarm At 90% full | Audible high level alarm At 90% full |  |  | Automatic Tank Gauge | [5 empty] | Annual line testing | Annual line testing |  | UST Currently In Use: 0; UST Temp Close: 0; AST Currently In Use: 0; AST Temp Closed: 0 | 0 | 0 | 2 | 14462-101-012183 | BELLSOUTH TELECOMM. DBA AT&T ALA.
28782 | Permanently Closed | 1989-02-21 | 1969-01-01 | 1989-02-21 | Petroleum | On road diesel | On road diesel |  | Steel | Steel |  | Painted or None | Other, CORROSION |  | 1901-01-01 | [15 empty] | UST Currently In Use: 0; UST Temp Close: 0; AST Currently In Use: 0; AST Temp Closed: 0 | 0 | 0 | 1 | 14462-101-012184 | BELLSOUTH TELECOMM. DBA AT&T ALA.
28783 | Permanently Closed | 1995-12-14 | 1971-02-15 | 1995-12-14 | Petroleum | On road diesel | On road diesel | Emergency power generator | Steel | Steel |  | Painted or None | Steel |  | 1901-01-01 | [12 empty] | Annual line testing | Annual line testing |  | UST Currently In Use: 0; UST Temp Close: 0; AST Currently In Use: 1; AST Temp Closed: 0 | 0 | 0 | 1 | 14462-101-012186 | BELLSOUTH TELECOMM. DBA AT&T ALA.
28784 | Permanently Closed | 1990-11-14 | 1962-01-01 | 1990-11-14 | Petroleum | On road diesel | On road diesel | Emergency power generator | Steel | Steel |  | Painted or None | Other, CORROSION |  | 1901-01-01 | [15 empty] | UST Currently In Use: 0; UST Temp Close: 0; AST Currently In Use: 0; AST Temp Closed: 0 | 0 | 0 | 3 | 14462-101-012187 | BELLSOUTH TELECOMM. DBA AT&T ALA.
28785 | Permanently Closed | 1993-01-01 | 1962-01-01 | 1993-01-01 | Petroleum | On road diesel | On road diesel |  | Steel | Steel |  | Painted or None | Other, CORROSION |  | 1901-01-01 | [15 empty] | UST Currently In Use: 0; UST Temp Close: 0; AST Currently In Use: 0; AST Temp Closed: 0 | 0 | 0 | 1 | 14462-101-012200 | BELLSOUTH TELECOMM. DBA AT&T ALA.
28786 | Currently in Use |  | 1990-10-24 |  | Petroleum | On road diesel | On road diesel | Emergency power generator | Fiberglass reinforced plastic | Fiberglass reinforced plastic |  |  | Other, COPPER |  | 1901-01-01 |  | Catchment Basin, Single walled catchment basin | Audible high level alarm At 90% full, Automatic shutoff device At 95% full | Automatic shutoff device At 95% full |  |  | Automatic Tank Gauge | [5 empty] | Continuous alarm system | Continuous alarm system |  | UST Currently In Use: 1; UST Temp Close: 0; AST Currently In Use: 0; AST Temp Closed: 0 | 1 | 0 | 0 | 14462-101-014906 | BELLSOUTH TELECOMM. DBA AT&T ALA.
28787 | Permanently Closed | 1984-10-01 | 1981-01-01 | 1984-10-01 | Petroleum | Unleaded gasoline | Unleaded gasoline | Bulk facility | Steel | Steel |  | Painted or None | Steel |  | 1901-01-01 | [15 empty] | UST Currently In Use: 0; UST Temp Close: 0; AST Currently In Use: 0; AST Temp Closed: 0 | 0 | 0 | 2 | 14462-103-012108 | BELLSOUTH TELECOMM. DBA AT&T ALA.
28788 | Permanently Closed | 1993-10-22 | 1984-10-01 | 1993-10-22 | Petroleum | Unleaded gasoline | Unleaded gasoline | Bulk facility | Steel | Steel |  | Painted or None | Steel |  | 1901-01-01 |  |  | Audible high level alarm At 90% full | Audible high level alarm At 90% full |  |  | Automatic Tank Gauge | [8 empty] | UST Currently In Use: 0; UST Temp Close: 0; AST Currently In Use: 0; AST Temp Closed: 0 | 0 | 0 | 2 | 14462-103-012108 | BELLSOUTH TELECOMM. DBA AT&T ALA.
28789 | Permanently Closed | 1995-10-30 | 1972-01-01 | 1997-10-30 | Petroleum | On road diesel | On road diesel | Emergency power generator | Steel | Steel |  | Painted or None | Steel |  | 1901-01-01 | [15 empty] | UST Currently In Use: 1; UST Temp Close: 0; AST Currently In Use: 0; AST Temp Closed: 0 | 1 | 0 | 1 | 14462-103-012109 | BELLSOUTH TELECOMM. DBA AT&T ALA.
28790 | Permanently Closed | 1997-07-22 | 1976-03-01 | 1997-07-22 | Petroleum | On road diesel | On road diesel | Emergency power generator | Steel | Steel |  | Painted or None | Steel |  | 1901-01-01 | [15 empty] | UST Currently In Use: 1; UST Temp Close: 0; AST Currently In Use: 0; AST Temp Closed: 0 | 1 | 0 | 2 | 14462-103-012148 | BELLSOUTH TELECOMM. DBA AT&T ALA.
28791 | Permanently Closed | 1988-08-15 | 1965-11-01 | 1988-08-15 | Petroleum | Unleaded gasoline | Unleaded gasoline | Emergency power generator | Steel | Steel |  | Painted or None |  |  | 1901-01-01 | [15 empty] | UST Currently In Use: 0; UST Temp Close: 0; AST Currently In Use: 1; AST Temp Closed: 0 | 0 | 0 | 2 | 14462-103-012149 | BELLSOUTH TELECOMM. DBA AT&T ALA.
28792 | Permanently Closed | 1998-05-13 | 1988-08-15 | 1998-05-13 | Petroleum | Unleaded gasoline | Unleaded gasoline | Emergency power generator | Fiberglass reinforced plastic | Fiberglass reinforced plastic |  |  | Other, COPPER |  | 1901-01-01 | Other, PVC | Catchment Basin, Single walled catchment basin | Audible high level alarm At 90% full | Audible high level alarm At 90% full |  |  | Automatic Tank Gauge | [8 empty] | UST Currently In Use: 0; UST Temp Close: 0; AST Currently In Use: 1; AST Temp Closed: 0 | 0 | 0 | 2 | 14462-103-012149 | BELLSOUTH TELECOMM. DBA AT&T ALA.
28793 | Permanently Closed | 1997-10-23 | 1984-04-16 23:00 | 1997-10-23 | Petroleum | Unleaded gasoline | Unleaded gasoline | Emergency power generator | Steel | Steel |  | Painted or None | Other, COPPER |  | 1901-01-01 | Other, PVC | [14 empty] | UST Currently In Use: 0; UST Temp Close: 0; AST Currently In Use: 1; AST Temp Closed: 0 | 0 | 0 | 1 | 14462-105-012162 | BELLSOUTH TELECOMM. DBA AT&T ALA.
28794 | Permanently Closed | 1994-07-08 | 1988-09-09 | 1994-07-08 | Petroleum | Unleaded gasoline | Unleaded gasoline | Emergency power generator | Fiberglass coated steel, Fiberglass reinforced plastic | Fiberglass reinforced plastic |  |  | Other, COPPER |  | 1901-01-01 | Other, PVC | Catchment Basin, Single walled catchment basin | Audible high level alarm At 90% full | Audible high level alarm At 90% full |  |  | Automatic Tank Gauge | [8 empty] | UST Currently In Use: 0; UST Temp Close: 0; AST Currently In Use: 1; AST Temp Closed: 0 | 0 | 0 | 1 | 14462-105-014671 | BELLSOUTH TELECOMM. DBA AT&T ALA.
28796 | Permanently Closed | 1994-10-05 | 1983-08-18 | 1994-10-05 | Petroleum | Unleaded gasoline | Unleaded gasoline | Emergency power generator | Steel | Steel |  | Painted or None | Other, COPPER |  | 1901-01-01 | Other, PVC | Catchment Basin, Single walled catchment basin | [13 empty] | UST Currently In Use: 0; UST Temp Close: 0; AST Currently In Use: 1; AST Temp Closed: 0 | 0 | 0 | 2 | 14462-113-012146 | BELLSOUTH TELECOMM. DBA AT&T ALA.
28797 | Permanently Closed | 1998-02-04 | 1982-12-01 | 1998-02-04 | Petroleum | On road diesel | On road diesel | Emergency power generator | Steel | Steel |  | Painted or None | Other, COPPER |  | 1901-01-01 | Other, PVC | [14 empty] | UST Currently In Use: 0; UST Temp Close: 0; AST Currently In Use: 0; AST Temp Closed: 0 | 0 | 0 | 1 | 14462-113-012147 | BELLSOUTH TELECOMM. DBA AT&T ALA.
28798 | Permanently Closed | 1993-05-11 | 1989-03-29 | 1993-05-11 | Petroleum | Unleaded gasoline | Unleaded gasoline | Bulk facility | Fiberglass coated steel, Fiberglass reinforced plastic | Fiberglass reinforced plastic |  |  | Other, COPPER |  | 1901-01-01 | Other, FRP | Catchment Basin, Single walled catchment basin | Audible high level alarm At 90% full | Audible high level alarm At 90% full |  |  | Automatic Tank Gauge | [5 empty] | Annual line testing | Annual line testing |  | UST Currently In Use: 0; UST Temp Close: 0; AST Currently In Use: 0; AST Temp Closed: 0 | 0 | 0 | 2 | 14462-113-012193 | BELLSOUTH TELECOMM. DBA AT&T ALA.
28799 | Permanently Closed | 1994-10-06 | 1988-06-01 | 1994-10-06 | Petroleum | Unleaded gasoline | Unleaded gasoline | Emergency power generator | Fiberglass coated steel, Fiberglass reinforced plastic | Fiberglass reinforced plastic |  |  | Other, COPPER |  | 1901-01-01 | Other, PVC | Catchment Basin, Single walled catchment basin | Audible high level alarm At 90% full | Audible high level alarm At 90% full |  |  | Automatic Tank Gauge | [8 empty] | UST Currently In Use: 0; UST Temp Close: 0; AST Currently In Use: 1; AST Temp Closed: 0 | 0 | 0 | 2 | 14462-113-012194 | BELLSOUTH TELECOMM. DBA AT&T ALA.
28800 | Permanently Closed | 1997-11-18 | 1985-09-06 | 1997-11-18 | Petroleum | Unleaded gasoline | Unleaded gasoline | Emergency power generator | Fiberglass coated steel, Fiberglass reinforced plastic | Fiberglass reinforced plastic |  |  | Other, COPPER |  | 1901-01-01 | Other, PVC |  | Audible high level alarm At 90% full | Audible high level alarm At 90% full | [11 empty] | UST Currently In Use: 0; UST Temp Close: 0; AST Currently In Use: 0; AST Temp Closed: 0 | 0 | 0 | 1 | 14462-115-012115 | BELLSOUTH TELECOMM. DBA AT&T ALA.
28801 | Permanently Closed | 1996-09-01 | 1977-08-04 | 1996-09-01 | Petroleum | On road diesel | On road diesel | Emergency power generator | Steel | Steel |  | Painted or None | Steel |  | 1901-01-01 | [15 empty] | UST Currently In Use: 0; UST Temp Close: 0; AST Currently In Use: 1; AST Temp Closed: 0 | 0 | 0 | 1 | 14462-115-012167 | BELLSOUTH TELECOMM. DBA AT&T ALA.
28802 | Permanently Closed | 1997-12-02 | 1983-09-10 | 1997-12-02 | Petroleum | On road diesel | On road diesel | Emergency power generator | Steel | Steel |  | Painted or None | Other, COPPER |  | 1901-01-01 | Other, PVC | [14 empty] | UST Currently In Use: 0; UST Temp Close: 0; AST Currently In Use: 0; AST Temp Closed: 0 | 0 | 0 | 1 | 14462-115-012195 | BELLSOUTH TELECOMM. DBA AT&T ALA.
28803 | Permanently Closed | 1997-11-27 | 1985-09-06 | 1997-11-27 | Petroleum | Unleaded gasoline | Unleaded gasoline | Emergency power generator | Fiberglass coated steel, Fiberglass reinforced plastic | Fiberglass reinforced plastic |  |  | Other, COPPER |  | 1901-01-01 | Other, PVC | Catchment Basin, Single walled catchment basin | Audible high level alarm At 90% full | Audible high level alarm At 90% full | [11 empty] | UST Currently In Use: 0; UST Temp Close: 0; AST Currently In Use: 0; AST Temp Closed: 0 | 0 | 0 | 1 | 14462-115-012207 | BELLSOUTH TELECOMM. DBA AT&T ALA.
28804 | Permanently Closed | 1994-01-26 | 1984-11-15 | 1994-01-26 | Petroleum | Unleaded gasoline | Unleaded gasoline | Bulk facility | Fiberglass coated steel, Fiberglass reinforced plastic | Fiberglass reinforced plastic |  |  | Steel |  | 1901-01-01 | Other, FIB GLASS | Catchment Basin, Single walled catchment basin | Audible high level alarm At 90% full | Audible high level alarm At 90% full |  |  | Automatic Tank Gauge | [8 empty] | UST Currently In Use: 0; UST Temp Close: 0; AST Currently In Use: 0; AST Temp Closed: 0 | 0 | 0 | 1 | 14462-117-012033 | BELLSOUTH TELECOMM. DBA AT&T ALA.
28805 | Permanently Closed | 1986-04-14 23:00 | 1972-06-27 | 1986-04-14 23:00 | Petroleum | On road diesel | On road diesel | Emergency power generator | Steel | Steel |  | Painted or None | Steel |  | 1901-01-01 | [15 empty] | UST Currently In Use: 0; UST Temp Close: 0; AST Currently In Use: 1; AST Temp Closed: 0 | 0 | 0 | 2 | 14462-117-012034 | BELLSOUTH TELECOMM. DBA AT&T ALA.
28806 | Permanently Closed | 1987-11-04 | 1973-01-01 | 1987-11-04 | Petroleum | On road diesel | On road diesel | Emergency power generator | Steel | Steel |  | Painted or None | Steel |  | 1901-01-01 | [15 empty] | UST Currently In Use: 0; UST Temp Close: 0; AST Currently In Use: 1; AST Temp Closed: 0 | 0 | 0 | 2 | 14462-117-012089 | BELLSOUTH TELECOMM. DBA AT&T ALA.
28807 | Permanently Closed | 1997-02-10 | 1987-11-04 | 1997-02-11 | Petroleum | On road diesel | On road diesel | Emergency power generator | Fiberglass coated steel, Fiberglass reinforced plastic | Fiberglass reinforced plastic |  |  | Steel |  | 1901-01-01 |  | Catchment Basin, Single walled catchment basin | Audible high level alarm At 90% full | Audible high level alarm At 90% full | [11 empty] | UST Currently In Use: 0; UST Temp Close: 0; AST Currently In Use: 1; AST Temp Closed: 0 | 0 | 0 | 2 | 14462-117-012089 | BELLSOUTH TELECOMM. DBA AT&T ALA.
28808 | Permanently Closed | 1994-04-29 | 1972-09-17 | 1994-04-29 | Petroleum | Unleaded gasoline | Unleaded gasoline | Emergency power generator | Steel | Steel |  | Painted or None | Other, COPPER |  | 1901-01-01 | Other, PVC | Catchment Basin, Single walled catchment basin | Audible high level alarm At 90% full | Audible high level alarm At 90% full |  |  | Automatic Tank Gauge | [8 empty] | UST Currently In Use: 0; UST Temp Close: 0; AST Currently In Use: 1; AST Temp Closed: 0 | 0 | 0 | 1 | 14462-117-012092 | BELLSOUTH TELECOMM. DBA AT&T ALA.
28809 | Permanently Closed | 1988-04-10 | 1974-12-07 | 1988-04-10 | Petroleum | Unleaded gasoline | Unleaded gasoline | Emergency power generator | Steel | Steel |  | Painted or None | Steel |  | 1901-01-01 | [15 empty] | UST Currently In Use: 0; UST Temp Close: 0; AST Currently In Use: 1; AST Temp Closed: 0 | 0 | 0 | 2 | 14462-117-012094 | BELLSOUTH TELECOMM. DBA AT&T ALA.
28810 | Permanently Closed | 1994-04-27 | 1988-04-10 | 1994-04-27 | Petroleum | Unleaded gasoline | Unleaded gasoline | Emergency power generator | Fiberglass coated steel, Fiberglass reinforced plastic | Fiberglass reinforced plastic |  |  | Other, COPPER |  | 1901-01-01 | Other, PVC | Catchment Basin, Single walled catchment basin | Audible high level alarm At 90% full | Audible high level alarm At 90% full | [11 empty] | UST Currently In Use: 0; UST Temp Close: 0; AST Currently In Use: 1; AST Temp Closed: 0 | 0 | 0 | 2 | 14462-117-012094 | BELLSOUTH TELECOMM. DBA AT&T ALA.
28811 | Permanently Closed | 1988-10-01 | 1984-08-24 | 1988-10-01 | Petroleum | Unleaded gasoline | Unleaded gasoline | Emergency power generator | Steel | Steel |  | Painted or None | Other, COPPER |  | 1901-01-01 | None | [14 empty] | UST Currently In Use: 0; UST Temp Close: 0; AST Currently In Use: 1; AST Temp Closed: 0 | 0 | 0 | 3 | 14462-117-012223 | BELLSOUTH TELECOMM. DBA AT&T ALA.
28812 | Permanently Closed | 1984-08-01 | 1977-09-02 | 1984-08-01 | Petroleum | Other, UNKNOWN | Other | Emergency power generator | Steel | Steel |  | Painted or None | Other, COPPER |  | 1901-01-01 | None | [14 empty] | UST Currently In Use: 0; UST Temp Close: 0; AST Currently In Use: 1; AST Temp Closed: 0 | 0 | 0 | 3 | 14462-117-012223 | BELLSOUTH TELECOMM. DBA AT&T ALA.
28813 | Permanently Closed | 1988-12-19 | 1973-01-01 | 1988-12-19 | Petroleum | Unleaded gasoline | Unleaded gasoline | Emergency power generator | Steel | Steel |  | Painted or None | Other, COPPER |  | 1901-01-01 | [15 empty] | UST Currently In Use: 0; UST Temp Close: 0; AST Currently In Use: 1; AST Temp Closed: 0 | 0 | 0 | 2 | 14462-119-012160 | BELLSOUTH TELECOMM. DBA AT&T ALA.
28814 | Permanently Closed | 1994-06-21 | 1988-12-19 | 1994-06-21 | Petroleum | Unleaded gasoline | Unleaded gasoline | Emergency power generator | Fiberglass coated steel, Fiberglass reinforced plastic | Fiberglass reinforced plastic |  |  | Other, COPPER |  | 1901-01-01 | Other, PVC | Catchment Basin, Single walled catchment basin | Audible high level alarm At 90% full | Audible high level alarm At 90% full |  |  | Automatic Tank Gauge | [8 empty] | UST Currently In Use: 0; UST Temp Close: 0; AST Currently In Use: 1; AST Temp Closed: 0 | 0 | 0 | 2 | 14462-119-012160 | BELLSOUTH TELECOMM. DBA AT&T ALA.
28815 | Permanently Closed | 1994-06-20 | 1986-03-10 | 1994-06-20 | Petroleum | Unleaded gasoline | Unleaded gasoline | Emergency power generator | Fiberglass coated steel, Fiberglass reinforced plastic | Fiberglass reinforced plastic |  |  | Other, COPPER |  | 1901-01-01 | Other, PVC | Catchment Basin, Single walled catchment basin |  |  |  |  | Automatic Tank Gauge | [8 empty] | UST Currently In Use: 0; UST Temp Close: 0; AST Currently In Use: 1; AST Temp Closed: 0 | 0 | 0 | 2 | 14462-119-012226 | BELLSOUTH TELECOMM. DBA AT&T ALA.
28816 | Permanently Closed | 1987-07-12 | 1971-02-01 | 1987-07-12 | Petroleum | Unleaded gasoline | Unleaded gasoline | Emergency power generator | Steel | Steel |  | Painted or None | Other, COPPER |  | 1901-01-01 | [15 empty] | UST Currently In Use: 0; UST Temp Close: 0; AST Currently In Use: 1; AST Temp Closed: 0 | 0 | 0 | 2 | 14462-121-012091 | BELLSOUTH TELECOMM. DBA AT&T ALA.
28817 | Permanently Closed | 1994-04-21 | 1987-07-12 | 1994-04-21 | Petroleum | Unleaded gasoline | Unleaded gasoline | Emergency power generator | Steel | Steel |  | Painted or None | Other, COPPER |  | 1901-01-01 | Other, PVC | Catchment Basin, Single walled catchment basin | [13 empty] | UST Currently In Use: 0; UST Temp Close: 0; AST Currently In Use: 1; AST Temp Closed: 0 | 0 | 0 | 2 | 14462-121-012091 | BELLSOUTH TELECOMM. DBA AT&T ALA.
28818 | Permanently Closed | 1982-09-09 | 1979-01-01 | 1982-09-09 | Petroleum | Unleaded gasoline | Unleaded gasoline |  | Steel | Steel |  | Painted or None | Other, COPPER |  | 1901-01-01 | [15 empty] | UST Currently In Use: 0; UST Temp Close: 0; AST Currently In Use: 1; AST Temp Closed: 0 | 0 | 0 | 2 | 14462-121-012166 | BELLSOUTH TELECOMM. DBA AT&T ALA.
28819 | Permanently Closed | 1997-07-01 | 1970-10-10 | 1997-07-01 | Petroleum | On road diesel | On road diesel | Emergency power generator | Steel | Steel |  | Painted or None | Steel |  | 1901-01-01 |  |  | Audible high level alarm At 90% full | Audible high level alarm At 90% full | [11 empty] | UST Currently In Use: 0; UST Temp Close: 0; AST Currently In Use: 1; AST Temp Closed: 0 | 0 | 0 | 1 | 14462-121-012210 | BELLSOUTH TELECOMM. DBA AT&T ALA.
28820 | Permanently Closed | 1987-08-15 | 1968-01-01 | 1987-08-15 | Petroleum | Unleaded gasoline | Unleaded gasoline | Emergency power generator | Steel | Steel |  | Painted or None | Other, COPPER |  | 1901-01-01 | [15 empty] | UST Currently In Use: 0; UST Temp Close: 0; AST Currently In Use: 1; AST Temp Closed: 0 | 0 | 0 | 2 | 14462-121-012211 | BELLSOUTH TELECOMM. DBA AT&T ALA.
28821 | Permanently Closed | 1994-04-22 | 1987-08-15 | 1994-04-22 | Petroleum | Unleaded gasoline | Unleaded gasoline | Emergency power generator | Fiberglass coated steel, Fiberglass reinforced plastic | Fiberglass reinforced plastic |  |  | Other, COPPER |  | 1901-01-01 | Other, PVC | Catchment Basin, Single walled catchment basin | Audible high level alarm At 90% full | Audible high level alarm At 90% full | [11 empty] | UST Currently In Use: 0; UST Temp Close: 0; AST Currently In Use: 1; AST Temp Closed: 0 | 0 | 0 | 2 | 14462-121-012211 | BELLSOUTH TELECOMM. DBA AT&T ALA.
28822 | Permanently Closed | 1989-11-13 | 1951-04-01 | 1989-11-13 | Petroleum | On road diesel | On road diesel | Emergency power generator | Steel | Steel |  | Painted or None | Steel |  | 1901-01-01 | [15 empty] | UST Currently In Use: 1; UST Temp Close: 0; AST Currently In Use: 0; AST Temp Closed: 0 | 1 | 0 | 2 | 14462-121-013333 | BELLSOUTH TELECOMM. DBA AT&T ALA.
28823 | Permanently Closed | 1997-07-01 | 1987-11-13 | 1997-09-01 | Petroleum | On road diesel | On road diesel | Emergency power generator | Fiberglass coated steel, Fiberglass reinforced plastic | Fiberglass reinforced plastic |  |  | Other, COPPER |  | 1901-01-01 |  | Catchment Basin, Single walled catchment basin | Audible high level alarm At 90% full | Audible high level alarm At 90% full | [11 empty] | UST Currently In Use: 1; UST Temp Close: 0; AST Currently In Use: 0; AST Temp Closed: 0 | 1 | 0 | 2 | 14462-121-013333 | BELLSOUTH TELECOMM. DBA AT&T ALA.
28824 | Permanently Closed | 1986-03-03 | 1971-03-17 | 1986-03-03 | Petroleum | Unleaded gasoline | Unleaded gasoline | Emergency power generator | Steel | Steel |  | Painted or None | Other, COPPER |  | 1901-01-01 | [15 empty] | UST Currently In Use: 0; UST Temp Close: 0; AST Currently In Use: 1; AST Temp Closed: 0 | 0 | 0 | 2 | 14462-123-012110 | BELLSOUTH TELECOMM. DBA AT&T ALA.
28825 | Permanently Closed | 1994-11-28 | 1986-03-03 | 1994-11-28 | Petroleum | Unleaded gasoline | Unleaded gasoline | Emergency power generator | Fiberglass coated steel, Fiberglass reinforced plastic | Fiberglass reinforced plastic |  |  | Other, COPPER |  | 1901-01-01 | Other, PVC | Catchment Basin, Single walled catchment basin | Audible high level alarm At 90% full | Audible high level alarm At 90% full |  |  | Automatic Tank Gauge | [8 empty] | UST Currently In Use: 0; UST Temp Close: 0; AST Currently In Use: 1; AST Temp Closed: 0 | 0 | 0 | 2 | 14462-123-012110 | BELLSOUTH TELECOMM. DBA AT&T ALA.
28826 | Permanently Closed | 1997-08-05 | 1987-05-08 | 1997-08-05 | Petroleum | On road diesel | On road diesel | Emergency power generator | Fiberglass coated steel, Fiberglass reinforced plastic | Fiberglass reinforced plastic |  |  | Other, COPPER |  | 1901-01-01 | Other, PVC | Catchment Basin, Single walled catchment basin | Audible high level alarm At 90% full | Audible high level alarm At 90% full | [8 empty] | Annual line testing | Annual line testing |  | UST Currently In Use: 0; UST Temp Close: 0; AST Currently In Use: 1; AST Temp Closed: 0 | 0 | 0 | 2 | 14462-123-013330 | BELLSOUTH TELECOMM. DBA AT&T ALA.
28827 | Permanently Closed | 1991-12-23 | 1976-01-02 | 1991-12-23 | Petroleum | Unleaded gasoline | Unleaded gasoline | Bulk facility | Steel | Steel |  | Painted or None |  |  | 1901-01-01 |  | Catchment Basin, Single walled catchment basin | Audible high level alarm At 90% full | Audible high level alarm At 90% full | [11 empty] | UST Currently In Use: 0; UST Temp Close: 0; AST Currently In Use: 0; AST Temp Closed: 0 | 0 | 0 | 2 | 14462-125-012216 | BELLSOUTH TELECOMM. DBA AT&T ALA.
28828 | Permanently Closed | 1995-12-12 | 1979-01-31 | 1995-12-12 | Petroleum | On road diesel | On road diesel | Emergency power generator | Steel | Steel |  | Painted or None | Steel |  | 1901-01-01 | [15 empty] | UST Currently In Use: 0; UST Temp Close: 0; AST Currently In Use: 1; AST Temp Closed: 0 | 0 | 0 | 1 | 14462-125-012217 | BELLSOUTH TELECOMM. DBA AT&T ALA.
28829 | Permanently Closed | 1995-11-14 | 1971-12-16 | 1995-11-14 | Petroleum | On road diesel | On road diesel | Emergency Power Generator | Steel | Steel |  |  | Steel |  | 1901-01-01 | [12 empty] | Annual line testing | Annual line testing |  | UST Currently In Use: 1; UST Temp Close: 0; AST Currently In Use: 0; AST Temp Closed: 0 | 1 | 0 | 2 | 14462-125-012218 | BELLSOUTH TELECOMM. DBA AT&T ALA.
28830 | Permanently Closed | 1995-11-14 | 1967-09-15 | 1995-11-14 | Petroleum | On road diesel | On road diesel | Emergency Power Generator | Steel | Steel |  |  | Steel |  | 1901-01-01 | [12 empty] | Annual line testing | Annual line testing |  | UST Currently In Use: 1; UST Temp Close: 0; AST Currently In Use: 0; AST Temp Closed: 0 | 1 | 0 | 2 | 14462-125-012218 | BELLSOUTH TELECOMM. DBA AT&T ALA.
28831 | Permanently Closed | 1995-02-23 | 1972-11-26 | 1995-02-23 | Petroleum | On road diesel | On road diesel | Emergency power generator | Steel | Steel |  |  | Steel |  | 1901-01-01 |  | Catchment Basin, Single walled catchment basin | [13 empty] | UST Currently In Use: 0; UST Temp Close: 0; AST Currently In Use: 1; AST Temp Closed: 0 | 0 | 0 | 1 | 14462-125-012219 | BELLSOUTH TELECOMM. DBA AT&T ALA.
28832 | Permanently Closed | 1994-11-09 | 1983-09-25 | 1994-11-09 | Petroleum | Unleaded gasoline | Unleaded gasoline | Emergency power generator | Steel | Steel |  | Painted or None | Other, COPPER |  | 1901-01-01 | [15 empty] | UST Currently In Use: 0; UST Temp Close: 0; AST Currently In Use: 1; AST Temp Closed: 0 | 0 | 0 | 2 | 14462-127-012100 | BELLSOUTH TELECOMM. DBA AT&T ALA.
28833 | Permanently Closed | 1987-09-01 | 1972-07-24 |  | Petroleum | Unleaded gasoline | Unleaded gasoline | Emergency power generator | Steel | Steel |  | Painted or None | Other, COPPER |  | 1901-01-01 | [15 empty] | UST Currently In Use: 0; UST Temp Close: 0; AST Currently In Use: 1; AST Temp Closed: 0 | 0 | 0 | 2 | 14462-127-012100 | BELLSOUTH TELECOMM. DBA AT&T ALA.
28834 | Permanently Closed | 2011-01-01 | 1977-01-01 | 1993-09-30 | Petroleum | Unleaded gasoline | Unleaded gasoline | Emergency Power Generator, Industrial | Steel | Steel |  | Painted or None | Other, COPPER |  | 1901-01-01 | [15 empty] | UST Currently In Use: 0; UST Temp Close: 0; AST Currently In Use: 0; AST Temp Closed: 0 | 0 | 0 | 1 | 14462-127-012101 | BELLSOUTH TELECOMM. DBA AT&T ALA.
28835 | Permanently Closed | 1994-11-07 | 1986-02-01 | 1994-11-07 | Petroleum | Unleaded gasoline | Unleaded gasoline | Emergency Power Generator, Industrial | Fiberglass coated steel, Fiberglass reinforced plastic | Fiberglass reinforced plastic |  |  | Other, COPPER |  | 1901-01-01 | Other, PVC | Catchment Basin, Single walled catchment basin | Audible high level alarm At 90% full | Audible high level alarm At 90% full | [11 empty] | UST Currently In Use: 0; UST Temp Close: 0; AST Currently In Use: 1; AST Temp Closed: 0 | 0 | 0 | 1 | 14462-127-012102 | BELLSOUTH TELECOMM. DBA AT&T ALA.
28836 | Permanently Closed | 1986-12-04 | 1972-06-01 | 1986-12-04 | Petroleum | Unleaded gasoline | Unleaded gasoline | Emergency power generator | Steel | Steel |  | Painted or None | Other, COPPER |  | 1901-01-01 | [15 empty] | UST Currently In Use: 0; UST Temp Close: 0; AST Currently In Use: 1; AST Temp Closed: 0 | 0 | 0 | 2 | 14462-127-012114 | BELLSOUTH TELECOMM. DBA AT&T ALA.
28837 | Permanently Closed | 1994-05-17 | 1986-12-05 | 1994-05-17 | Petroleum | On road diesel | On road diesel | Emergency power generator | Fiberglass coated steel, Fiberglass reinforced plastic | Fiberglass reinforced plastic |  |  | Other, COPPER |  | 1901-01-01 | Other, PVC | Catchment Basin, Single walled catchment basin | Audible high level alarm At 90% full | Audible high level alarm At 90% full | [11 empty] | UST Currently In Use: 0; UST Temp Close: 0; AST Currently In Use: 1; AST Temp Closed: 0 | 0 | 0 | 2 | 14462-127-012114 | BELLSOUTH TELECOMM. DBA AT&T ALA.
28838 | Permanently Closed | 1996-07-01 | 1972-02-09 | 1996-04-11 | Petroleum | On road diesel | On road diesel | Emergency power generator | Steel | Steel |  | Painted or None | Steel |  | 1901-01-01 | [12 empty] | Annual line testing | Annual line testing |  | UST Currently In Use: 1; UST Temp Close: 0; AST Currently In Use: 0; AST Temp Closed: 0 | 1 | 0 | 2 | 14462-127-012153 | BELLSOUTH TELECOMM. DBA AT&T ALA.
28839 | Permanently Closed | 1994-11-23 | 1983-06-01 | 1994-11-23 | Petroleum | Unleaded gasoline | Unleaded gasoline | Emergency power generator | Steel | Steel |  | Painted or None | Other, COPPER |  | 1901-01-01 | [15 empty] | UST Currently In Use: 0; UST Temp Close: 0; AST Currently In Use: 1; AST Temp Closed: 0 | 0 | 0 | 1 | 14462-127-012197 | BELLSOUTH TELECOMM. DBA AT&T ALA.
28840 | Permanently Closed | 1988-10-01 | 1964-01-01 | 1988-10-01 | Petroleum | On road diesel | On road diesel | Emergency power generator | Steel | Steel |  | Painted or None | Other, COPPER |  | 1901-01-01 | [15 empty] | UST Currently In Use: 0; UST Temp Close: 0; AST Currently In Use: 2; AST Temp Closed: 0 | 0 | 0 | 2 | 14462-129-012163 | BELLSOUTH TELECOMM. DBA AT&T ALA.
28841 | Permanently Closed | 1994-07-11 | 1988-10-01 | 1994-07-11 | Petroleum | Unleaded gasoline | Unleaded gasoline | Emergency power generator | Fiberglass coated steel, Fiberglass reinforced plastic | Fiberglass reinforced plastic |  |  | Other, COPPER |  | 1901-01-01 | Other, PVC | Catchment Basin, Single walled catchment basin | Audible high level alarm At 90% full | Audible high level alarm At 90% full |  |  | Automatic Tank Gauge | [8 empty] | UST Currently In Use: 0; UST Temp Close: 0; AST Currently In Use: 2; AST Temp Closed: 0 | 0 | 0 | 2 | 14462-129-012163 | BELLSOUTH TELECOMM. DBA AT&T ALA.
28842 | Permanently Closed | 1997-06-11 | 1983-09-01 | 1997-06-11 | Petroleum | On road diesel | On road diesel | Emergency power generator | Steel | Steel |  | Painted or None | Other, COPPER |  | 1901-01-01 | Other, PVC | Catchment Basin, Single walled catchment basin | [13 empty] | UST Currently In Use: 0; UST Temp Close: 0; AST Currently In Use: 0; AST Temp Closed: 0 | 0 | 0 | 1 | 14462-129-012164 | BELLSOUTH TELECOMM. DBA AT&T ALA.
28843 | Permanently Closed | 1997-09-03 | 1983-06-10 | 1997-09-03 | Petroleum | On road diesel | On road diesel | Emergency power generator | Steel | Steel |  | Painted or None | Other, COPPER |  | 1901-01-01 | Other, PVC | [14 empty] | UST Currently In Use: 0; UST Temp Close: 0; AST Currently In Use: 0; AST Temp Closed: 0 | 0 | 0 | 1 | 14462-131-012098 | BELLSOUTH TELECOMM. DBA AT&T ALA.
28844 | Currently in Use |  | 1991-01-01 |  | Petroleum | On road diesel | On road diesel | Emergency Power Generator, Industrial, State/Federal Government | Double Wall, Fiberglass reinforced plastic | Fiberglass reinforced plastic |  |  | Double Wall, Fiberglass reinforced plastic |  | 1901-01-01 |  | Catchment Basin, Single walled catchment basin | Automatic shutoff device At 95% full | Automatic shutoff device At 95% full | Interstitial Monitoring within Secondary Containment | SENSOR TO ATG | Continuous Automatic Tank Gauge |  | Containment Sump, EXEMPT | Containment Sump | [5 empty] | UST Currently In Use: 1; UST Temp Close: 0; AST Currently In Use: 0; AST Temp Closed: 0 | 1 | 0 | 0 | 16273-073-010037 | UAB DEPT. HEALTH & SAFETY
28845 | Permanently Closed | 1993-12-21 | 1975-01-01 | 1993-12-21 | Petroleum | Unleaded gasoline | Unleaded gasoline |  | Steel | Steel |  | Painted or None | Steel |  | 1901-01-01 | [12 empty] | Annual line testing | Annual line testing |  | UST Currently In Use: 0; UST Temp Close: 0; AST Currently In Use: 0; AST Temp Closed: 0 | 0 | 0 | 1 | 14465-039-004111 | SOUTHEAST ALABAMA GAS DISTRICT
28846 | Permanently Closed | 1998-04-25 | 1977-01-01 | 1998-05-21 | Petroleum | Unleaded gasoline | Unleaded gasoline | Retail | Steel | Steel |  | Painted or None | Steel |  | 1901-01-01 | [12 empty] | Annual line testing | Annual line testing |  | UST Currently In Use: 0; UST Temp Close: 0; AST Currently In Use: 0; AST Temp Closed: 0 | 0 | 0 | 1 | 14465-069-004110 | SOUTHEAST ALABAMA GAS DISTRICT
28847 | Permanently Closed | 2003-06-06 | 1976-01-01 | 2003-04-23 | Petroleum | On road diesel | On road diesel |  | Fiberglass reinforced plastic | Fiberglass reinforced plastic |  |  |  |  | 1901-01-01 | [15 empty] | UST Currently In Use: 3; UST Temp Close: 0; AST Currently In Use: 0; AST Temp Closed: 0 | 3 | 0 | 5 | 14466-069-000710 | SOUTHEAST HEALTH
28848 | Permanently Closed | 2003-06-06 | 1976-01-01 | 2003-04-23 | Petroleum | On road diesel | On road diesel |  | Fiberglass reinforced plastic | Fiberglass reinforced plastic |  |  |  |  | 1901-01-01 | [15 empty] | UST Currently In Use: 3; UST Temp Close: 0; AST Currently In Use: 0; AST Temp Closed: 0 | 3 | 0 | 5 | 14466-069-000710 | SOUTHEAST HEALTH
28849 | Permanently Closed | 1984-01-01 | 1964-01-01 |  | Petroleum | Unleaded gasoline | Unleaded gasoline |  | Steel | Steel |  | Painted or None |  |  | 1901-01-01 | [15 empty] | UST Currently In Use: 3; UST Temp Close: 0; AST Currently In Use: 0; AST Temp Closed: 0 | 3 | 0 | 5 | 14466-069-000710 | SOUTHEAST HEALTH
28850 | Permanently Closed | 1993-05-19 | 1963-01-01 | 1993-05-19 | Petroleum | Unleaded gasoline | Unleaded gasoline |  | Steel | Steel |  | Painted or None | Steel |  | 1901-01-01 | [15 empty] | UST Currently In Use: 3; UST Temp Close: 0; AST Currently In Use: 0; AST Temp Closed: 0 | 3 | 0 | 5 | 14466-069-000710 | SOUTHEAST HEALTH
28851 | Permanently Closed | 1994-01-01 | 1978-01-01 | 1994-01-01 | Petroleum | On road diesel | On road diesel |  | Steel | Steel |  | Painted or None | Steel |  | 1901-01-01 | [15 empty] | UST Currently In Use: 3; UST Temp Close: 0; AST Currently In Use: 0; AST Temp Closed: 0 | 3 | 0 | 5 | 14466-069-000710 | SOUTHEAST HEALTH
28852 | Permanently Closed | 1996-01-01 | 1978-01-01 | 1997-03-12 | Petroleum | Unleaded gasoline | Unleaded gasoline | Retail | Steel | Steel |  | Painted or None | Steel |  | 1901-01-01 | [15 empty] | UST Currently In Use: 0; UST Temp Close: 0; AST Currently In Use: 0; AST Temp Closed: 0 | 0 | 0 | 1 | 14467-125-004656 | SOUTHEAST FABRICATORS INC
28853 | Permanently Closed | 1973-06-01 | 1901-01-01 |  | Petroleum | Unleaded gasoline | Unleaded gasoline |  | Steel | Steel |  |  |  |  | 1901-01-01 | [15 empty] | UST Currently In Use: 0; UST Temp Close: 0; AST Currently In Use: 0; AST Temp Closed: 0 | 0 | 0 | 1 | 14468-101-009406 | SOUTHEASTERN CAR TRUCK RENTALS INC
28854 | Currently in Use |  | 1987-04-06 |  | Petroleum | Unleaded gasoline | Unleaded gasoline | Industrial | Steel | Steel | Coated & cathodic protection (sti-P3) |  | Fiberglass reinforced plastic |  |  | Other, FLXS ISOLA | Catchment Basin, Single walled catchment basin | Automatic shutoff device At 95% full | Automatic shutoff device At 95% full |  |  | Automatic Tank Gauge |  | Automatic flow restrictor (MLLD), Containment Sump | Containment Sump |  |  | Annual line testing | Annual line testing |  | UST Currently In Use: 1; UST Temp Close: 0; AST Currently In Use: 0; AST Temp Closed: 0 | 1 | 0 | 1 | 14469-101-009407 | SOUTHEASTERN CAR TRUCK RENTALS INC
28855 | Permanently Closed | 1987-04-01 | 1978-01-01 | 1990-09-01 | Petroleum | Unleaded gasoline | Unleaded gasoline |  | Steel | Steel |  | Painted or None | Steel |  | 1901-01-01 | [15 empty] | UST Currently In Use: 1; UST Temp Close: 0; AST Currently In Use: 0; AST Temp Closed: 0 | 1 | 0 | 1 | 14469-101-009407 | SOUTHEASTERN CAR TRUCK RENTALS INC
28856 | Currently in Use |  | 1983-01-01 |  | Petroleum | Premium gasoline | Premium gasoline |  | Single Wall, Steel | Steel | Field installed cathodic protection |  | Single Wall, Steel |  |  | Field installed cathodic protection | Catchment Basin, Single walled catchment basin | Automatic shutoff device At 95% full | Automatic shutoff device At 95% full |  |  | Continuous Automatic Tank Gauge |  | Automatic flow restrictor (MLLD) | Automatic flow restrictor (MLLD) |  |  | Annual line testing | Annual line testing |  | UST Currently In Use: 4; UST Temp Close: 1; AST Currently In Use: 0; AST Temp Closed: 0 | 4 | 1 | 0 | 24950-015-006833 | MOUNTAIN EXPRESS OIL CO. S.E.
28857 | Currently in Use |  | 1983-01-01 |  | Petroleum | Unleaded gasoline | Unleaded gasoline |  | Single Wall, Steel | Steel | Field installed cathodic protection |  | Single Wall, Steel |  |  | Field installed cathodic protection | Catchment Basin, Single walled catchment basin | Automatic shutoff device At 95% full | Automatic shutoff device At 95% full |  |  | Continuous Automatic Tank Gauge |  | Automatic flow restrictor (MLLD) | Automatic flow restrictor (MLLD) |  |  | Annual line testing | Annual line testing |  | UST Currently In Use: 4; UST Temp Close: 1; AST Currently In Use: 0; AST Temp Closed: 0 | 4 | 1 | 0 | 24950-015-006833 | MOUNTAIN EXPRESS OIL CO. S.E.
28858 | Temporary Closed | 2018-05-22 | 1983-01-01 |  | Petroleum | Mid-grade gasoline | Mid-grade gasoline |  | Single Wall, Steel | Steel | Field installed cathodic protection |  | Single Wall, Steel |  |  | Field installed cathodic protection | Catchment Basin, Single walled catchment basin | Automatic shutoff device At 95% full | Automatic shutoff device At 95% full |  |  | Continuous Automatic Tank Gauge |  | Automatic flow restrictor (MLLD) | Automatic flow restrictor (MLLD) |  |  | Annual line testing | Annual line testing |  | UST Currently In Use: 4; UST Temp Close: 1; AST Currently In Use: 0; AST Temp Closed: 0 | 4 | 1 | 0 | 24950-015-006833 | MOUNTAIN EXPRESS OIL CO. S.E.
28859 | Currently in Use |  | 1983-01-01 |  | Petroleum | On road diesel | On road diesel |  | Single Wall, Steel | Steel | Field installed cathodic protection |  | Single Wall, Steel |  |  | Field installed cathodic protection | Catchment Basin, Single walled catchment basin | Automatic shutoff device At 95% full | Automatic shutoff device At 95% full |  |  | Continuous Automatic Tank Gauge |  | Automatic flow restrictor (MLLD) | Automatic flow restrictor (MLLD) |  |  | Annual line testing | Annual line testing |  | UST Currently In Use: 4; UST Temp Close: 1; AST Currently In Use: 0; AST Temp Closed: 0 | 4 | 1 | 0 | 24950-015-006833 | MOUNTAIN EXPRESS OIL CO. S.E.
28860 | Currently in Use |  | 1983-01-01 |  | Petroleum | On road diesel | On road diesel |  | Single Wall, Steel | Steel | Field installed cathodic protection |  | Single Wall, Steel |  |  | Field installed cathodic protection | Catchment Basin, Single walled catchment basin | Automatic shutoff device At 95% full | Automatic shutoff device At 95% full |  |  | Continuous Automatic Tank Gauge | [8 empty] | UST Currently In Use: 4; UST Temp Close: 1; AST Currently In Use: 0; AST Temp Closed: 0 | 4 | 1 | 0 | 24950-015-006833 | MOUNTAIN EXPRESS OIL CO. S.E.
28861 | Permanently Closed | 1998-12-22 | 1973-01-01 | 2000-02-17 | Petroleum | Unleaded gasoline | Unleaded gasoline |  | Steel | Steel |  | Painted or None | Steel |  | 1901-01-01 | [12 empty] | Annual line testing | Annual line testing |  | UST Currently In Use: 0; UST Temp Close: 0; AST Currently In Use: 0; AST Temp Closed: 0 | 0 | 0 | 3 | 14473-015-007951 | SOUTHEASTERN ENERGY CORPORATION
28862 | Permanently Closed | 1998-12-22 | 1973-01-01 | 2000-02-17 | Petroleum | Unleaded gasoline | Unleaded gasoline |  | Steel | Steel |  | Painted or None | Steel |  | 1901-01-01 | [12 empty] | Annual line testing | Annual line testing |  | UST Currently In Use: 0; UST Temp Close: 0; AST Currently In Use: 0; AST Temp Closed: 0 | 0 | 0 | 3 | 14473-015-007951 | SOUTHEASTERN ENERGY CORPORATION
28863 | Permanently Closed | 1998-12-22 | 1973-01-01 | 2000-02-17 | Petroleum | On road diesel | On road diesel |  | Steel | Steel |  | Painted or None | Steel |  | 1901-01-01 | [12 empty] | Annual line testing | Annual line testing |  | UST Currently In Use: 0; UST Temp Close: 0; AST Currently In Use: 0; AST Temp Closed: 0 | 0 | 0 | 3 | 14473-015-007951 | SOUTHEASTERN ENERGY CORPORATION
28864 | Currently in Use |  | 1980-01-01 |  | Petroleum | Unleaded gasoline | Unleaded gasoline | Retail | Steel | Steel | Field installed cathodic protection |  | Double Wall, Fiberglass reinforced plastic |  |  |  | Catchment Basin, Single walled catchment basin | Automatic shutoff device At 95% full | Automatic shutoff device At 95% full |  |  | Continuous Automatic Tank Gauge |  | Automatic flow restrictor (MLLD), Containment Sump | Containment Sump | Interstitial Monitoring within Secondary Containment |  |  |  |  | UST Currently In Use: 2; UST Temp Close: 0; AST Currently In Use: 0; AST Temp Closed: 0 | 2 | 0 | 0 | 24950-017-007943 | MOUNTAIN EXPRESS OIL CO. S.E.
28866 | Currently in Use |  | 1980-01-01 |  | Petroleum | Premium gasoline | Premium gasoline | Retail | Steel | Steel | Field installed cathodic protection |  | Fiberglass reinforced plastic |  |  |  | Catchment Basin, Single walled catchment basin | Automatic shutoff device At 95% full | Automatic shutoff device At 95% full |  |  | Continuous Automatic Tank Gauge |  | Automatic flow restrictor (MLLD), Containment Sump | Containment Sump | Interstitial Monitoring within Secondary Containment |  |  |  |  | UST Currently In Use: 2; UST Temp Close: 0; AST Currently In Use: 0; AST Temp Closed: 0 | 2 | 0 | 0 | 24950-017-007943 | MOUNTAIN EXPRESS OIL CO. S.E.
28867 | Currently in Use |  | 1973-01-01 |  | Petroleum | Unleaded gasoline | Unleaded gasoline | Retail | Steel | Steel | Field installed cathodic protection |  | Steel |  |  | Field installed cathodic protection | Catchment Basin, Single walled catchment basin | Automatic shutoff device At 95% full | Automatic shutoff device At 95% full |  |  | Automatic Tank Gauge |  | Automatic flow restrictor (MLLD) | Automatic flow restrictor (MLLD) |  |  | Annual line testing | Annual line testing |  | UST Currently In Use: 3; UST Temp Close: 0; AST Currently In Use: 0; AST Temp Closed: 0 | 3 | 0 | 0 | 24950-017-013864 | MOUNTAIN EXPRESS OIL CO. S.E.
28868 | Currently in Use |  | 1973-01-01 |  | Petroleum | Unleaded gasoline | Unleaded gasoline | Retail | Steel | Steel | Field installed cathodic protection |  | Steel |  |  | Field installed cathodic protection | Catchment Basin, Single walled catchment basin | Automatic shutoff device At 95% full | Automatic shutoff device At 95% full |  |  | Automatic Tank Gauge |  | Automatic flow restrictor (MLLD) | Automatic flow restrictor (MLLD) |  |  | Annual line testing | Annual line testing |  | UST Currently In Use: 3; UST Temp Close: 0; AST Currently In Use: 0; AST Temp Closed: 0 | 3 | 0 | 0 | 24950-017-013864 | MOUNTAIN EXPRESS OIL CO. S.E.
28869 | Currently in Use |  | 1973-01-01 |  | Petroleum | Premium gasoline | Premium gasoline | Retail | Steel | Steel | Field installed cathodic protection |  | Steel |  |  | Field installed cathodic protection | Catchment Basin, Single walled catchment basin | Automatic shutoff device At 95% full | Automatic shutoff device At 95% full |  |  | Automatic Tank Gauge |  | Automatic flow restrictor (MLLD) | Automatic flow restrictor (MLLD) |  |  | Annual line testing | Annual line testing |  | UST Currently In Use: 3; UST Temp Close: 0; AST Currently In Use: 0; AST Temp Closed: 0 | 3 | 0 | 0 | 24950-017-013864 | MOUNTAIN EXPRESS OIL CO. S.E.
28870 | Cannot Locate or abandoned | 1988-01-01 | 1972-01-01 |  | Petroleum | Unleaded gasoline | Unleaded gasoline |  | Steel | Steel |  | Painted or None | Steel |  | 1901-01-01 | [15 empty] | UST Currently In Use: 0; UST Temp Close: 0; AST Currently In Use: 0; AST Temp Closed: 0 | 0 | 0 | 0 | 14473-037-007949 | SOUTHEASTERN ENERGY CORPORATION
28871 | Cannot Locate or abandoned | 1988-01-01 | 1972-01-01 |  | Petroleum | Unleaded gasoline | Unleaded gasoline |  | Steel | Steel |  | Painted or None | Steel |  | 1901-01-01 | [15 empty] | UST Currently In Use: 0; UST Temp Close: 0; AST Currently In Use: 0; AST Temp Closed: 0 | 0 | 0 | 0 | 14473-037-007949 | SOUTHEASTERN ENERGY CORPORATION
28872 | Cannot Locate or abandoned | 1988-01-01 | 1972-01-01 |  | Petroleum | Unleaded gasoline | Unleaded gasoline |  | Steel | Steel |  | Painted or None | Steel |  | 1901-01-01 | [15 empty] | UST Currently In Use: 0; UST Temp Close: 0; AST Currently In Use: 0; AST Temp Closed: 0 | 0 | 0 | 0 | 14473-037-007949 | SOUTHEASTERN ENERGY CORPORATION
28873 | Cannot Locate or abandoned | 1988-01-01 | 1972-01-01 |  | Petroleum | On road diesel | On road diesel |  | Steel | Steel |  | Painted or None | Steel |  | 1901-01-01 | [15 empty] | UST Currently In Use: 0; UST Temp Close: 0; AST Currently In Use: 0; AST Temp Closed: 0 | 0 | 0 | 0 | 14473-037-007949 | SOUTHEASTERN ENERGY CORPORATION
28874 | Currently in Use |  | 1981-01-01 |  | Petroleum | Unleaded gasoline | Unleaded gasoline | Retail | Steel | Steel | Field installed cathodic protection |  | Steel |  |  | Field installed cathodic protection | Catchment Basin, Single walled catchment basin | Automatic shutoff device At 95% full | Automatic shutoff device At 95% full |  |  | Continuous Automatic Tank Gauge |  | Automatic flow restrictor (MLLD) | Automatic flow restrictor (MLLD) |  |  | Annual line testing | Annual line testing |  | UST Currently In Use: 4; UST Temp Close: 1; AST Currently In Use: 0; AST Temp Closed: 0 | 4 | 1 | 0 | 23866-051-004222 | PJANI LLC
28875 | Temporary Closed | 2018-03-20 | 1974-01-01 |  | Petroleum | Premium gasoline | Premium gasoline | Retail | Steel | Steel | Field installed cathodic protection |  | Steel |  |  | Field installed cathodic protection | Catchment Basin, Single walled catchment basin | Automatic shutoff device At 95% full | Automatic shutoff device At 95% full |  |  | Continuous Automatic Tank Gauge |  | Automatic flow restrictor (MLLD) | Automatic flow restrictor (MLLD) |  |  | Annual line testing | Annual line testing |  | UST Currently In Use: 4; UST Temp Close: 1; AST Currently In Use: 0; AST Temp Closed: 0 | 4 | 1 | 0 | 23866-051-004222 | PJANI LLC
28877 | Currently in Use |  | 1974-01-01 |  | Petroleum | On road diesel | On road diesel | Retail | Steel | Steel | Field installed cathodic protection |  | Steel |  |  | Field installed cathodic protection | Catchment Basin, Single walled catchment basin | Automatic shutoff device At 95% full | Automatic shutoff device At 95% full |  |  | Continuous Automatic Tank Gauge |  | Automatic flow restrictor (MLLD) | Automatic flow restrictor (MLLD) |  |  | Annual line testing | Annual line testing |  | UST Currently In Use: 4; UST Temp Close: 1; AST Currently In Use: 0; AST Temp Closed: 0 | 4 | 1 | 0 | 23866-051-004222 | PJANI LLC
28878 | Currently in Use |  | 1974-01-01 |  | Petroleum | Kerosene | Kerosene | Retail | Steel | Steel | Field installed cathodic protection |  | Steel |  |  | Field installed cathodic protection | Catchment Basin, Single walled catchment basin | Automatic shutoff device At 95% full | Automatic shutoff device At 95% full |  |  | Continuous Automatic Tank Gauge | [8 empty] | UST Currently In Use: 4; UST Temp Close: 1; AST Currently In Use: 0; AST Temp Closed: 0 | 4 | 1 | 0 | 23866-051-004222 | PJANI LLC
28879 | Currently in Use |  | 1981-01-01 |  | Petroleum | On road diesel | On road diesel | Retail | Steel | Steel | Field installed cathodic protection |  | Steel |  |  | Field installed cathodic protection | Catchment Basin, Single walled catchment basin | Automatic shutoff device At 95% full | Automatic shutoff device At 95% full |  |  | Continuous Automatic Tank Gauge |  | Automatic flow restrictor (MLLD) | Automatic flow restrictor (MLLD) |  |  | Annual line testing | Annual line testing |  | UST Currently In Use: 4; UST Temp Close: 1; AST Currently In Use: 0; AST Temp Closed: 0 | 4 | 1 | 0 | 23866-051-004222 | PJANI LLC
28880 | Currently in Use |  | 1980-01-01 |  | Petroleum | Unleaded gasoline | Unleaded gasoline | Retail | Steel | Steel | Field installed cathodic protection, Interior lined (not allowed as a standalone method of corrosion protection) |  | Steel |  |  | Field installed cathodic protection | Catchment Basin, Single walled catchment basin | Automatic shutoff device At 95% full | Automatic shutoff device At 95% full |  |  | Automatic Tank Gauge |  | Automatic flow restrictor (MLLD) | Automatic flow restrictor (MLLD) |  |  | Annual line testing | Annual line testing |  | UST Currently In Use: 4; UST Temp Close: 0; AST Currently In Use: 0; AST Temp Closed: 0 | 4 | 0 | 0 | 22619-051-006831 | NARENDRA PATEL
28881 | Currently in Use |  | 1980-01-01 |  | Petroleum | Unleaded gasoline | Unleaded gasoline | Retail | Steel | Steel | Field installed cathodic protection, Interior lined (not allowed as a standalone method of corrosion protection) |  | Steel |  |  | Field installed cathodic protection | Catchment Basin, Single walled catchment basin | Automatic shutoff device At 95% full | Automatic shutoff device At 95% full |  |  | Automatic Tank Gauge |  | Automatic flow restrictor (MLLD) | Automatic flow restrictor (MLLD) |  |  | Annual line testing | Annual line testing |  | UST Currently In Use: 4; UST Temp Close: 0; AST Currently In Use: 0; AST Temp Closed: 0 | 4 | 0 | 0 | 22619-051-006831 | NARENDRA PATEL
28882 | Currently in Use |  | 1980-01-01 |  | Petroleum | Premium gasoline | Premium gasoline | Retail | Steel | Steel | Field installed cathodic protection, Interior lined (not allowed as a standalone method of corrosion protection) |  | Steel |  |  | Field installed cathodic protection | Catchment Basin, Single walled catchment basin | Automatic shutoff device At 95% full | Automatic shutoff device At 95% full |  |  | Automatic Tank Gauge |  | Automatic flow restrictor (MLLD) | Automatic flow restrictor (MLLD) |  |  | Annual line testing | Annual line testing |  | UST Currently In Use: 4; UST Temp Close: 0; AST Currently In Use: 0; AST Temp Closed: 0 | 4 | 0 | 0 | 22619-051-006831 | NARENDRA PATEL
28883 | Currently in Use |  | 1980-01-01 |  | Petroleum | On road diesel | On road diesel | Retail | Steel | Steel | Field installed cathodic protection, Interior lined (not allowed as a standalone method of corrosion protection) |  | Steel |  |  | Field installed cathodic protection | Catchment Basin, Single walled catchment basin | Automatic shutoff device At 95% full | Automatic shutoff device At 95% full |  |  | Automatic Tank Gauge | [8 empty] | UST Currently In Use: 4; UST Temp Close: 0; AST Currently In Use: 0; AST Temp Closed: 0 | 4 | 0 | 0 | 22619-051-006831 | NARENDRA PATEL
28884 |  | 1998-01-01 | 1974-01-01 |  | Petroleum | Unleaded gasoline | Unleaded gasoline | Retail | Steel | Steel |  | Painted or None | Steel |  | 1901-01-01 | [12 empty] | Annual line testing | Annual line testing |  | UST Currently In Use: 0; UST Temp Close: 0; AST Currently In Use: 0; AST Temp Closed: 0 | 0 | 0 | 0 | 14473-055-007970 | SOUTHEASTERN ENERGY CORPORATION
28885 |  | 1998-01-01 | 1974-01-01 |  | Petroleum | Unleaded gasoline | Unleaded gasoline | Retail | Steel | Steel |  | Painted or None | Steel |  | 1901-01-01 | [12 empty] | Annual line testing | Annual line testing |  | UST Currently In Use: 0; UST Temp Close: 0; AST Currently In Use: 0; AST Temp Closed: 0 | 0 | 0 | 0 | 14473-055-007970 | SOUTHEASTERN ENERGY CORPORATION
28886 |  | 1998-01-01 | 1974-01-01 |  | Petroleum | On road diesel | On road diesel | Retail | Steel | Steel |  | Painted or None | Steel |  | 1901-01-01 | [12 empty] | Annual line testing | Annual line testing |  | UST Currently In Use: 0; UST Temp Close: 0; AST Currently In Use: 0; AST Temp Closed: 0 | 0 | 0 | 0 | 14473-055-007970 | SOUTHEASTERN ENERGY CORPORATION
28887 | Temporary Closed | 1999-01-01 | 1975-01-01 |  | Petroleum | Unleaded gasoline | Unleaded gasoline | Retail | Steel | Steel |  | Painted or None | Steel |  | 1901-01-01 | [8 empty] | Automatic flow restrictor (MLLD) | Automatic flow restrictor (MLLD) |  |  | Annual line testing | Annual line testing |  | UST Currently In Use: 0; UST Temp Close: 5; AST Currently In Use: 0; AST Temp Closed: 0 | 0 | 5 | 0 | 20282-073-000214 | JAMES GARNER
28888 | Temporary Closed | 1999-01-01 | 1975-01-01 |  | Petroleum | Unleaded gasoline | Unleaded gasoline | Retail | Steel | Steel |  | Painted or None | Steel |  | 1901-01-01 | [8 empty] | Automatic flow restrictor (MLLD) | Automatic flow restrictor (MLLD) |  |  | Annual line testing | Annual line testing |  | UST Currently In Use: 0; UST Temp Close: 5; AST Currently In Use: 0; AST Temp Closed: 0 | 0 | 5 | 0 | 20282-073-000214 | JAMES GARNER
28889 | Temporary Closed | 1999-01-01 | 1975-01-01 |  | Petroleum | Unleaded gasoline | Unleaded gasoline |  | Steel | Steel |  | Painted or None | Steel |  | 1901-01-01 | [8 empty] | Automatic flow restrictor (MLLD) | Automatic flow restrictor (MLLD) |  |  | Annual line testing | Annual line testing |  | UST Currently In Use: 0; UST Temp Close: 5; AST Currently In Use: 0; AST Temp Closed: 0 | 0 | 5 | 0 | 20282-073-000214 | JAMES GARNER
28890 | Temporary Closed | 1999-01-01 | 1975-01-01 |  | Petroleum | On road diesel | On road diesel |  | Steel | Steel |  | Painted or None | Steel |  | 1901-01-01 | [8 empty] | Automatic flow restrictor (MLLD) | Automatic flow restrictor (MLLD) |  |  | Annual line testing | Annual line testing |  | UST Currently In Use: 0; UST Temp Close: 5; AST Currently In Use: 0; AST Temp Closed: 0 | 0 | 5 | 0 | 20282-073-000214 | JAMES GARNER
28891 | Temporary Closed | 1999-01-01 | 1975-01-01 |  | Petroleum | On road diesel | On road diesel |  | Steel | Steel |  | Painted or None | Steel |  | 1901-01-01 | [8 empty] | Automatic flow restrictor (MLLD) | Automatic flow restrictor (MLLD) |  |  | Annual line testing | Annual line testing |  | UST Currently In Use: 0; UST Temp Close: 5; AST Currently In Use: 0; AST Temp Closed: 0 | 0 | 5 | 0 | 20282-073-000214 | JAMES GARNER
28892 | Permanently Closed | 2009-02-01 | 1980-01-01 | 2012-09-12 | Petroleum | Unleaded gasoline | Unleaded gasoline | Retail | Single Wall, Steel | Steel | Field installed cathodic protection |  | Single Wall, Steel |  |  | Field installed cathodic protection | Catchment Basin, Single walled catchment basin | Automatic shutoff device At 95% full | Automatic shutoff device At 95% full |  |  | Automatic Tank Gauge | [5 empty] | Annual line testing | Annual line testing |  | UST Currently In Use: 0; UST Temp Close: 0; AST Currently In Use: 0; AST Temp Closed: 0 | 0 | 0 | 3 | 14473-009-006832 | SOUTHEASTERN ENERGY CORPORATION
28893 | Permanently Closed | 2009-02-01 | 1980-01-01 | 2012-09-12 | Petroleum | Premium gasoline | Premium gasoline | Retail | Single Wall, Steel | Steel | Field installed cathodic protection |  | Single Wall, Steel |  |  | Field installed cathodic protection | Catchment Basin, Single walled catchment basin | Automatic shutoff device At 95% full | Automatic shutoff device At 95% full |  |  | Automatic Tank Gauge | [5 empty] | Annual line testing | Annual line testing |  | UST Currently In Use: 0; UST Temp Close: 0; AST Currently In Use: 0; AST Temp Closed: 0 | 0 | 0 | 3 | 14473-009-006832 | SOUTHEASTERN ENERGY CORPORATION
28894 | Permanently Closed | 2009-02-01 | 1980-01-01 | 2012-09-12 | Petroleum | On road diesel | On road diesel | Retail | Single Wall, Steel | Steel | Field installed cathodic protection |  | Single Wall, Steel |  |  | Field installed cathodic protection | Catchment Basin, Single walled catchment basin | Automatic shutoff device At 95% full | Automatic shutoff device At 95% full |  |  | Automatic Tank Gauge | [5 empty] | Annual line testing | Annual line testing |  | UST Currently In Use: 0; UST Temp Close: 0; AST Currently In Use: 0; AST Temp Closed: 0 | 0 | 0 | 3 | 14473-009-006832 | SOUTHEASTERN ENERGY CORPORATION
28895 | Permanently Closed | 1996-06-30 | 1974-01-01 | 1996-07-02 | Petroleum | Unleaded gasoline | Unleaded gasoline |  | Steel | Steel |  | Painted or None | Steel |  | 1901-01-01 | [6 empty] | Statistical Inventory Reconciliation (SIR) | [8 empty] | UST Currently In Use: 0; UST Temp Close: 0; AST Currently In Use: 0; AST Temp Closed: 0 | 0 | 0 | 3 | 20512-073-007953 | BLACK CREEK PROPERTIES LLC
28896 | Permanently Closed | 1996-06-30 | 1974-01-01 | 1996-07-02 | Petroleum | Unleaded gasoline | Unleaded gasoline |  | Steel | Steel |  | Painted or None | Steel |  | 1901-01-01 | [6 empty] | Statistical Inventory Reconciliation (SIR) | [8 empty] | UST Currently In Use: 0; UST Temp Close: 0; AST Currently In Use: 0; AST Temp Closed: 0 | 0 | 0 | 3 | 20512-073-007953 | BLACK CREEK PROPERTIES LLC
28897 | Permanently Closed | 1996-06-30 | 1974-01-01 | 1996-07-02 | Petroleum | Unleaded gasoline | Unleaded gasoline |  | Steel | Steel |  | Painted or None | Steel |  | 1901-01-01 | [6 empty] | Statistical Inventory Reconciliation (SIR) | [8 empty] | UST Currently In Use: 0; UST Temp Close: 0; AST Currently In Use: 0; AST Temp Closed: 0 | 0 | 0 | 3 | 20512-073-007953 | BLACK CREEK PROPERTIES LLC
28898 | Permanently Closed | 1990-03-04 | 1973-01-01 | 1990-03-05 | Petroleum | Unleaded gasoline | Unleaded gasoline |  | Steel | Steel |  | Painted or None | Steel |  | 1901-01-01 | [15 empty] | UST Currently In Use: 0; UST Temp Close: 0; AST Currently In Use: 0; AST Temp Closed: 0 | 0 | 0 | 2 | 14473-073-007957 | SOUTHEASTERN ENERGY CORPORATION
28899 | Permanently Closed | 1990-03-04 | 1973-01-01 | 1990-03-05 | Petroleum | Unleaded gasoline | Unleaded gasoline |  | Steel | Steel |  | Painted or None | Steel |  | 1901-01-01 | [15 empty] | UST Currently In Use: 0; UST Temp Close: 0; AST Currently In Use: 0; AST Temp Closed: 0 | 0 | 0 | 2 | 14473-073-007957 | SOUTHEASTERN ENERGY CORPORATION
28900 | Permanently Closed | 1994-07-11 | 1975-01-01 | 1994-07-11 | Petroleum | Unleaded gasoline | Unleaded gasoline |  | Steel | Steel |  | Painted or None | Steel |  | 1901-01-01 | [12 empty] | Annual line testing | Annual line testing |  | UST Currently In Use: 3; UST Temp Close: 0; AST Currently In Use: 0; AST Temp Closed: 0 | 3 | 0 | 2 | 24950-073-007971 | MOUNTAIN EXPRESS OIL CO. S.E.
28901 | Permanently Closed | 1994-07-11 | 1975-01-01 | 1994-07-11 | Petroleum | Unleaded gasoline | Unleaded gasoline |  | Steel | Steel |  | Painted or None | Steel |  | 1901-01-01 | [12 empty] | Annual line testing | Annual line testing |  | UST Currently In Use: 3; UST Temp Close: 0; AST Currently In Use: 0; AST Temp Closed: 0 | 3 | 0 | 2 | 24950-073-007971 | MOUNTAIN EXPRESS OIL CO. S.E.
28902 | Permanently Closed | 2001-04-10 | 1974-01-01 | 2001-04-10 | Petroleum | Mid-grade gasoline | Mid-grade gasoline | Retail | Steel | Steel | Field installed cathodic protection |  | Steel |  | 1901-01-01 | Field installed cathodic protection | Catchment Basin, Single walled catchment basin | Automatic shutoff device At 95% full | Automatic shutoff device At 95% full |  |  | Continuous Automatic Tank Gauge | [5 empty] | Annual line testing | Annual line testing |  | UST Currently In Use: 3; UST Temp Close: 0; AST Currently In Use: 0; AST Temp Closed: 0 | 3 | 0 | 3 | 24950-081-007942 | MOUNTAIN EXPRESS OIL CO. S.E.
28903 | Permanently Closed | 2001-04-10 | 1974-01-01 | 2001-04-10 | Petroleum | Premium gasoline | Premium gasoline | Retail | Steel | Steel | Field installed cathodic protection |  | Steel |  | 1901-01-01 | Field installed cathodic protection | Catchment Basin, Single walled catchment basin | Automatic shutoff device At 95% full | Automatic shutoff device At 95% full |  |  | Continuous Automatic Tank Gauge | [5 empty] | Annual line testing | Annual line testing |  | UST Currently In Use: 3; UST Temp Close: 0; AST Currently In Use: 0; AST Temp Closed: 0 | 3 | 0 | 3 | 24950-081-007942 | MOUNTAIN EXPRESS OIL CO. S.E.
28904 | Permanently Closed | 1901-01-01 | 1969-01-01 | 1987-07-01 | Petroleum | Unleaded gasoline | Unleaded gasoline |  | Steel | Steel |  |  | Steel |  | 1901-01-01 | [15 empty] | UST Currently In Use: 0; UST Temp Close: 0; AST Currently In Use: 0; AST Temp Closed: 0 | 0 | 0 | 3 | 14473-085-006834 | SOUTHEASTERN ENERGY CORPORATION
28905 | Permanently Closed | 1901-01-01 | 1969-01-01 | 1987-07-01 | Petroleum | Unleaded gasoline | Unleaded gasoline |  | Steel | Steel |  |  | Steel |  | 1901-01-01 | [15 empty] | UST Currently In Use: 0; UST Temp Close: 0; AST Currently In Use: 0; AST Temp Closed: 0 | 0 | 0 | 3 | 14473-085-006834 | SOUTHEASTERN ENERGY CORPORATION
28906 | Permanently Closed | 1901-01-01 | 1969-01-01 | 1987-07-01 | Petroleum | Unleaded gasoline | Unleaded gasoline |  | Steel | Steel |  |  | Steel |  | 1901-01-01 | [15 empty] | UST Currently In Use: 0; UST Temp Close: 0; AST Currently In Use: 0; AST Temp Closed: 0 | 0 | 0 | 3 | 14473-085-006834 | SOUTHEASTERN ENERGY CORPORATION
28907 | Permanently Closed | 2012-01-01 | 1972-01-01 | 2013-02-12 | Petroleum | Unleaded gasoline | Unleaded gasoline | Retail | Steel | Steel | Field installed cathodic protection |  | Steel |  |  | Field installed cathodic protection | Catchment Basin, Single walled catchment basin | Automatic shutoff device At 95% full | Automatic shutoff device At 95% full | [8 empty] | Annual line testing | Annual line testing |  | UST Currently In Use: 0; UST Temp Close: 0; AST Currently In Use: 0; AST Temp Closed: 0 | 0 | 0 | 2 | 14473-087-007961 | SOUTHEASTERN ENERGY CORPORATION
28908 | Permanently Closed | 2012-01-01 | 1972-01-01 | 2013-02-12 | Petroleum | Premium gasoline | Premium gasoline | Retail | Steel | Steel | Field installed cathodic protection |  | Steel |  |  | Field installed cathodic protection | Catchment Basin, Single walled catchment basin | Automatic shutoff device At 95% full | Automatic shutoff device At 95% full | [8 empty] | Annual line testing | Annual line testing |  | UST Currently In Use: 0; UST Temp Close: 0; AST Currently In Use: 0; AST Temp Closed: 0 | 0 | 0 | 2 | 14473-087-007961 | SOUTHEASTERN ENERGY CORPORATION
28909 | Temporary Closed | 2005-07-06 | 1965-01-01 |  | Petroleum | Unleaded gasoline | Unleaded gasoline | Retail | Single Wall, Steel | Steel | Field installed cathodic protection |  | Single Wall, Steel |  |  | Field installed cathodic protection | Catchment Basin, Single walled catchment basin | Automatic shutoff device At 95% full | Automatic shutoff device At 95% full |  |  | Automatic Tank Gauge | [8 empty] | UST Currently In Use: 0; UST Temp Close: 3; AST Currently In Use: 0; AST Temp Closed: 0 | 0 | 3 | 0 | 22505-089-007947 | HUGH HARBISON/ JIM DUNCAN
28910 | Temporary Closed | 2005-07-06 | 1965-01-01 |  | Petroleum | Mid-grade gasoline | Mid-grade gasoline | Retail | Single Wall, Steel | Steel | Field installed cathodic protection |  | Single Wall, Steel |  |  | Field installed cathodic protection | Catchment Basin, Single walled catchment basin | Automatic shutoff device At 95% full | Automatic shutoff device At 95% full |  |  | Automatic Tank Gauge | [8 empty] | UST Currently In Use: 0; UST Temp Close: 3; AST Currently In Use: 0; AST Temp Closed: 0 | 0 | 3 | 0 | 22505-089-007947 | HUGH HARBISON/ JIM DUNCAN
28911 | Temporary Closed | 2005-07-06 | 1968-01-01 |  | Petroleum | Premium gasoline | Premium gasoline | Retail | Single Wall, Steel | Steel | Field installed cathodic protection |  | Single Wall, Steel |  |  | Field installed cathodic protection | Catchment Basin, Single walled catchment basin | Automatic shutoff device At 95% full | Automatic shutoff device At 95% full |  |  | Automatic Tank Gauge | [8 empty] | UST Currently In Use: 0; UST Temp Close: 3; AST Currently In Use: 0; AST Temp Closed: 0 | 0 | 3 | 0 | 22505-089-007947 | HUGH HARBISON/ JIM DUNCAN
28912 | Permanently Closed | 1998-12-22 | 1971-01-01 | 1999-07-15 | Petroleum | Unleaded gasoline | Unleaded gasoline |  | Steel | Steel |  | Painted or None | Steel |  | 1901-01-01 |  | Catchment Basin, Single walled catchment basin | [10 empty] | Annual line testing | Annual line testing |  | UST Currently In Use: 0; UST Temp Close: 0; AST Currently In Use: 0; AST Temp Closed: 0 | 0 | 0 | 3 | 14473-101-004223 | SOUTHEASTERN ENERGY CORPORATION
28913 | Permanently Closed | 1998-12-22 | 1971-01-01 | 1999-07-15 | Petroleum | Unleaded gasoline | Unleaded gasoline |  | Steel | Steel |  | Painted or None | Steel |  | 1901-01-01 |  | Catchment Basin, Single walled catchment basin | [10 empty] | Annual line testing | Annual line testing |  | UST Currently In Use: 0; UST Temp Close: 0; AST Currently In Use: 0; AST Temp Closed: 0 | 0 | 0 | 3 | 14473-101-004223 | SOUTHEASTERN ENERGY CORPORATION
28914 | Permanently Closed | 1998-12-22 | 1971-01-01 | 1999-07-15 | Petroleum | Unleaded gasoline | Unleaded gasoline |  | Steel | Steel |  | Painted or None | Steel |  | 1901-01-01 |  | Catchment Basin, Single walled catchment basin | [10 empty] | Annual line testing | Annual line testing |  | UST Currently In Use: 0; UST Temp Close: 0; AST Currently In Use: 0; AST Temp Closed: 0 | 0 | 0 | 3 | 14473-101-004223 | SOUTHEASTERN ENERGY CORPORATION
28915 | Currently in Use |  | 1975-01-01 |  | Petroleum | Unleaded gasoline | Unleaded gasoline |  | Steel | Steel | Field installed cathodic protection |  | Fiberglass reinforced plastic |  |  |  | Catchment Basin, Single walled catchment basin | Automatic shutoff device At 95% full | Automatic shutoff device At 95% full |  |  | Automatic Tank Gauge |  | Automatic flow restrictor (MLLD) | Automatic flow restrictor (MLLD) |  |  | Annual line testing | Annual line testing |  | UST Currently In Use: 2; UST Temp Close: 0; AST Currently In Use: 0; AST Temp Closed: 0 | 2 | 0 | 0 | 25955-101-004224 | BISMILLAH OF ALABAMA LLC
28916 | Currently in Use |  | 1975-01-01 |  | Petroleum | Premium gasoline | Premium gasoline |  | Steel | Steel | Field installed cathodic protection |  | Fiberglass reinforced plastic |  |  |  | Catchment Basin, Single walled catchment basin | Automatic shutoff device At 95% full | Automatic shutoff device At 95% full |  |  | Automatic Tank Gauge |  | Automatic flow restrictor (MLLD) | Automatic flow restrictor (MLLD) |  |  | Annual line testing | Annual line testing |  | UST Currently In Use: 2; UST Temp Close: 0; AST Currently In Use: 0; AST Temp Closed: 0 | 2 | 0 | 0 | 25955-101-004224 | BISMILLAH OF ALABAMA LLC
28917 | Permanently Closed | 2008-01-18 | 1969-01-01 | 2014-06-02 | Petroleum | Unleaded gasoline | Unleaded gasoline | Retail | Steel | Steel | Field installed cathodic protection |  | Steel |  |  | Field installed cathodic protection | Catchment Basin, Single walled catchment basin | Automatic shutoff device At 95% full | Automatic shutoff device At 95% full |  |  | Automatic Tank Gauge | [5 empty] | Annual line testing | Annual line testing |  | UST Currently In Use: 0; UST Temp Close: 0; AST Currently In Use: 0; AST Temp Closed: 0 | 0 | 0 | 3 | 14473-101-004225 | SOUTHEASTERN ENERGY CORPORATION
28918 | Permanently Closed | 2008-01-18 | 1969-01-01 | 2014-06-02 | Petroleum | Unleaded gasoline | Unleaded gasoline | Retail | Steel | Steel | Field installed cathodic protection |  | Steel |  |  | Field installed cathodic protection | Catchment Basin, Single walled catchment basin | Automatic shutoff device At 95% full | Automatic shutoff device At 95% full |  |  | Automatic Tank Gauge | [5 empty] | Annual line testing | Annual line testing |  | UST Currently In Use: 0; UST Temp Close: 0; AST Currently In Use: 0; AST Temp Closed: 0 | 0 | 0 | 3 | 14473-101-004225 | SOUTHEASTERN ENERGY CORPORATION
28919 | Permanently Closed | 2008-01-18 | 1969-01-01 | 2014-06-02 | Petroleum | Unleaded gasoline | Unleaded gasoline | Retail | Steel | Steel | Field installed cathodic protection |  | Steel |  |  | Field installed cathodic protection | Catchment Basin, Single walled catchment basin | Automatic shutoff device At 95% full | Automatic shutoff device At 95% full |  |  | Automatic Tank Gauge | [5 empty] | Annual line testing | Annual line testing |  | UST Currently In Use: 0; UST Temp Close: 0; AST Currently In Use: 0; AST Temp Closed: 0 | 0 | 0 | 3 | 14473-101-004225 | SOUTHEASTERN ENERGY CORPORATION
28920 | Currently in Use |  | 1983-01-01 |  | Hazardous Substance |  |  | Bulk facility | Steel | Steel | Coated & cathodic protection (sti-P3) |  | Other, ISOLATED |  |  | Other, ABOVEGROUN | Catchment Basin, Single walled catchment basin | Audible high level alarm At 90% full, Flow Rest 90% Full | Flow Rest 90% Full |  |  | Automatic Tank Gauge |  | Containment Sump, Sump sensor relayed to automatically shut off submersible pump | Sump sensor relayed to automatically shut off submersible pump | Interstitial Monitoring within Secondary Containment | SENSOR TO ATG | Continuous alarm system | Continuous alarm system |  | UST Currently In Use: 8; UST Temp Close: 0; AST Currently In Use: 0; AST Temp Closed: 0 | 8 | 0 | 0 | 24950-101-004226 | MOUNTAIN EXPRESS OIL CO. S.E.
28922 | Currently in Use |  | 1983-01-01 |  | Petroleum | Kerosene | Kerosene | Bulk facility | Steel | Steel | Coated & cathodic protection (sti-P3) |  | Other, ISOLATED |  |  | Other, ABOVEGROUN | Catchment Basin, Single walled catchment basin | Audible high level alarm At 90% full, Flow Rest 90% Full | Flow Rest 90% Full |  |  | Automatic Tank Gauge |  | Containment Sump, Sump sensor relayed to automatically shut off submersible pump | Sump sensor relayed to automatically shut off submersible pump | Interstitial Monitoring within Secondary Containment | SENSOR TO ATG | Continuous alarm system | Continuous alarm system |  | UST Currently In Use: 8; UST Temp Close: 0; AST Currently In Use: 0; AST Temp Closed: 0 | 8 | 0 | 0 | 24950-101-004226 | MOUNTAIN EXPRESS OIL CO. S.E.
28923 | Currently in Use |  | 1983-01-01 |  | Petroleum | Other, SLOP | Other | Bulk facility | Steel | Steel | Coated & cathodic protection (sti-P3) |  | Other, ISOLATED |  |  | Other, ABOVEGROUN | Catchment Basin, Single walled catchment basin | Flow Rest 90% Full | Flow Rest 90% Full |  |  | Automatic Tank Gauge |  | Containment Sump, Sump sensor relayed to automatically shut off submersible pump | Sump sensor relayed to automatically shut off submersible pump | Interstitial Monitoring within Secondary Containment | SENSOR TO ATG | Continuous alarm system | Continuous alarm system |  | UST Currently In Use: 8; UST Temp Close: 0; AST Currently In Use: 0; AST Temp Closed: 0 | 8 | 0 | 0 | 24950-101-004226 | MOUNTAIN EXPRESS OIL CO. S.E.
28924 | Permanently Closed | 1901-01-01 | 1964-01-01 | 1988-09-29 | Petroleum | Unleaded gasoline | Unleaded gasoline |  | Steel | Steel |  |  | Steel |  | 1901-01-01 | [12 empty] | Annual line testing | Annual line testing |  | UST Currently In Use: 3; UST Temp Close: 0; AST Currently In Use: 0; AST Temp Closed: 0 | 3 | 0 | 4 | 23245-101-006835 | KRISH-R INC
28925 | Permanently Closed | 1901-01-01 | 1964-01-01 | 1988-09-29 | Petroleum | Unleaded gasoline | Unleaded gasoline |  | Steel | Steel |  |  | Steel |  | 1901-01-01 | [12 empty] | Annual line testing | Annual line testing |  | UST Currently In Use: 3; UST Temp Close: 0; AST Currently In Use: 0; AST Temp Closed: 0 | 3 | 0 | 4 | 23245-101-006835 | KRISH-R INC
28926 | Permanently Closed | 1901-01-01 | 1964-01-01 | 1988-09-29 | Petroleum | Unleaded gasoline | Unleaded gasoline |  | Steel | Steel |  |  | Steel |  | 1901-01-01 | [12 empty] | Annual line testing | Annual line testing |  | UST Currently In Use: 3; UST Temp Close: 0; AST Currently In Use: 0; AST Temp Closed: 0 | 3 | 0 | 4 | 23245-101-006835 | KRISH-R INC
28927 | Permanently Closed | 1901-01-01 | 1964-01-01 | 1988-09-29 | Petroleum | Unleaded gasoline | Unleaded gasoline |  | Steel | Steel |  |  | Steel |  | 1901-01-01 | [12 empty] | Annual line testing | Annual line testing |  | UST Currently In Use: 3; UST Temp Close: 0; AST Currently In Use: 0; AST Temp Closed: 0 | 3 | 0 | 4 | 23245-101-006835 | KRISH-R INC
28928 | Currently in Use |  | 1988-01-01 |  | Petroleum | Unleaded gasoline | Unleaded gasoline | Retail | Steel | Steel | Coated & cathodic protection (sti-P3) |  | Flexible, TOTAL CONT |  |  |  | Catchment Basin, Single walled catchment basin | Flow Rest 90% Full | Flow Rest 90% Full |  |  | Automatic Tank Gauge |  | Automatic flow restrictor (MLLD), Containment Sump | Containment Sump | Interstitial Monitoring within Secondary Containment |  | Continuous alarm system | Continuous alarm system |  | UST Currently In Use: 3; UST Temp Close: 0; AST Currently In Use: 0; AST Temp Closed: 0 | 3 | 0 | 4 | 23245-101-006835 | KRISH-R INC
28930 | Currently in Use |  | 1964-01-01 |  | Petroleum | Unleaded gasoline | Unleaded gasoline | Retail | Steel | Steel | Field installed cathodic protection |  | Steel |  |  | Field installed cathodic protection | Catchment Basin, Single walled catchment basin | Automatic shutoff device At 95% full | Automatic shutoff device At 95% full |  |  | Automatic Tank Gauge | [8 empty] | UST Currently In Use: 1; UST Temp Close: 2; AST Currently In Use: 0; AST Temp Closed: 0 | 1 | 2 | 0 | 22494-101-006836 | SANJAY PATEL
28931 | Temporary Closed | 2004-07-30 | 1964-01-01 |  | Petroleum | Unleaded gasoline | Unleaded gasoline | Retail | Steel | Steel | Field installed cathodic protection |  | Steel |  |  | Field installed cathodic protection | Catchment Basin, Single walled catchment basin | Automatic shutoff device At 95% full | Automatic shutoff device At 95% full |  |  | Automatic Tank Gauge | [8 empty] | UST Currently In Use: 1; UST Temp Close: 2; AST Currently In Use: 0; AST Temp Closed: 0 | 1 | 2 | 0 | 22494-101-006836 | SANJAY PATEL
28932 | Temporary Closed | 2008-01-01 | 1964-01-01 |  | Petroleum | Unleaded gasoline | Unleaded gasoline | Retail | Steel | Steel | Field installed cathodic protection |  | Steel |  |  | Field installed cathodic protection | Catchment Basin, Single walled catchment basin | Automatic shutoff device At 95% full | Automatic shutoff device At 95% full |  |  | Automatic Tank Gauge | [8 empty] | UST Currently In Use: 1; UST Temp Close: 2; AST Currently In Use: 0; AST Temp Closed: 0 | 1 | 2 | 0 | 22494-101-006836 | SANJAY PATEL
28933 | Currently in Use |  | 1958-01-01 |  | Petroleum | Unleaded gasoline | Unleaded gasoline |  | Steel | Steel | Field installed cathodic protection |  | Double Wall, Flexible |  | 2016-09-01 |  | Catchment Basin, Single walled catchment basin | Automatic shutoff device At 95% full | Automatic shutoff device At 95% full |  |  | Automatic Tank Gauge |  | Automatic flow restrictor (MLLD) | Automatic flow restrictor (MLLD) | Interstitial Monitoring within Secondary Containment |  | Annual line testing, Continuous alarm system | Continuous alarm system |  | UST Currently In Use: 4; UST Temp Close: 1; AST Currently In Use: 0; AST Temp Closed: 0 | 4 | 1 | 0 | 24950-101-006837 | MOUNTAIN EXPRESS OIL CO. S.E.
28934 | Currently in Use |  | 1958-01-01 |  | Petroleum | Mid-grade gasoline | Mid-grade gasoline | Retail | Steel | Steel | Field installed cathodic protection |  | Double Wall, Flexible |  | 2017-06-01 |  | Catchment Basin, Single walled catchment basin | Automatic shutoff device At 95% full | Automatic shutoff device At 95% full |  |  | Automatic Tank Gauge |  | Automatic flow restrictor (MLLD) | Automatic flow restrictor (MLLD) | Interstitial Monitoring within Secondary Containment |  | Annual line testing, Continuous alarm system | Continuous alarm system |  | UST Currently In Use: 4; UST Temp Close: 1; AST Currently In Use: 0; AST Temp Closed: 0 | 4 | 1 | 0 | 24950-101-006837 | MOUNTAIN EXPRESS OIL CO. S.E.
28935 | Currently in Use |  | 1958-01-01 |  | Petroleum | Premium gasoline | Premium gasoline |  | Steel | Steel | Field installed cathodic protection | [5 empty] | Catchment Basin, Single walled catchment basin | Automatic shutoff device At 95% full | Automatic shutoff device At 95% full |  |  | Automatic Tank Gauge |  | Automatic flow restrictor (MLLD) | Automatic flow restrictor (MLLD) |  |  | Annual line testing, Continuous alarm system | Continuous alarm system |  | UST Currently In Use: 4; UST Temp Close: 1; AST Currently In Use: 0; AST Temp Closed: 0 | 4 | 1 | 0 | 24950-101-006837 | MOUNTAIN EXPRESS OIL CO. S.E.
28936 | Currently in Use |  | 1958-01-01 |  | Petroleum | On road diesel | On road diesel |  | Steel | Steel | Field installed cathodic protection |  | Fiberglass reinforced plastic |  |  |  | Catchment Basin, Single walled catchment basin | Automatic shutoff device At 95% full | Automatic shutoff device At 95% full |  |  | Automatic Tank Gauge | [8 empty] | UST Currently In Use: 4; UST Temp Close: 1; AST Currently In Use: 0; AST Temp Closed: 0 | 4 | 1 | 0 | 24950-101-006837 | MOUNTAIN EXPRESS OIL CO. S.E.
28937 | Permanently Closed | 1991-12-12 | 1973-01-01 | 1991-12-12 | Petroleum | Unleaded gasoline | Unleaded gasoline |  | Steel | Steel |  |  |  |  | 1901-01-01 | [15 empty] | UST Currently In Use: 0; UST Temp Close: 0; AST Currently In Use: 0; AST Temp Closed: 0 | 0 | 0 | 3 | 14473-101-013867 | SOUTHEASTERN ENERGY CORPORATION
28938 | Permanently Closed | 1991-12-12 | 1973-01-01 | 1991-12-12 | Petroleum | Unleaded gasoline | Unleaded gasoline |  | Steel | Steel |  |  |  |  | 1901-01-01 | [15 empty] | UST Currently In Use: 0; UST Temp Close: 0; AST Currently In Use: 0; AST Temp Closed: 0 | 0 | 0 | 3 | 14473-101-013867 | SOUTHEASTERN ENERGY CORPORATION
28939 | Permanently Closed | 1991-12-12 | 1973-01-01 | 1991-12-12 | Petroleum | Unleaded gasoline | Unleaded gasoline |  | Steel | Steel |  |  |  |  | 1901-01-01 | [15 empty] | UST Currently In Use: 0; UST Temp Close: 0; AST Currently In Use: 0; AST Temp Closed: 0 | 0 | 0 | 3 | 14473-101-013867 | SOUTHEASTERN ENERGY CORPORATION
28940 | Currently in Use |  | 1986-01-01 |  | Petroleum | Unleaded gasoline | Unleaded gasoline | Retail | Single Wall, Steel | Steel | Field installed cathodic protection |  | Steel |  |  | Field installed cathodic protection | Catchment Basin, Single walled catchment basin | Automatic shutoff device At 95% full | Automatic shutoff device At 95% full |  |  | Continuous Automatic Tank Gauge |  | Automatic flow restrictor (MLLD) | Automatic flow restrictor (MLLD) |  |  | Annual line testing | Annual line testing |  | UST Currently In Use: 2; UST Temp Close: 0; AST Currently In Use: 0; AST Temp Closed: 0 | 2 | 0 | 0 | 24950-115-004227 | MOUNTAIN EXPRESS OIL CO. S.E.
28941 | Currently in Use |  | 1986-01-01 |  | Petroleum | Premium gasoline | Premium gasoline | Retail | Single Wall, Steel | Steel | Coated & cathodic protection (sti-P3), Field installed cathodic protection |  | Steel |  |  | Field installed cathodic protection | Catchment Basin, Single walled catchment basin | Automatic shutoff device At 95% full | Automatic shutoff device At 95% full |  |  | Continuous Automatic Tank Gauge |  | Automatic flow restrictor (MLLD) | Automatic flow restrictor (MLLD) |  |  | Annual line testing | Annual line testing |  | UST Currently In Use: 2; UST Temp Close: 0; AST Currently In Use: 0; AST Temp Closed: 0 | 2 | 0 | 0 | 24950-115-004227 | MOUNTAIN EXPRESS OIL CO. S.E.
28942 | Permanently Closed | 2005-09-30 | 1977-01-01 | 2005-12-28 | Petroleum | Unleaded gasoline | Unleaded gasoline | Retail | Steel | Steel | Field installed cathodic protection |  | Steel |  | 1901-01-01 | Field installed cathodic protection | Catchment Basin, Single walled catchment basin | Automatic shutoff device At 95% full | Automatic shutoff device At 95% full |  |  | Continuous Automatic Tank Gauge | [5 empty] | Annual line testing | Annual line testing |  | UST Currently In Use: 0; UST Temp Close: 0; AST Currently In Use: 0; AST Temp Closed: 0 | 0 | 0 | 3 | 22352-117-007948 | CROW MILLS, LLC
28943 | Permanently Closed | 2005-09-30 | 1977-01-01 | 2005-12-28 | Petroleum | Mid-grade gasoline | Mid-grade gasoline | Retail | Steel | Steel | Field installed cathodic protection |  | Steel |  | 1901-01-01 | Field installed cathodic protection | Catchment Basin, Single walled catchment basin | Automatic shutoff device At 95% full | Automatic shutoff device At 95% full |  |  | Continuous Automatic Tank Gauge | [5 empty] | Annual line testing | Annual line testing |  | UST Currently In Use: 0; UST Temp Close: 0; AST Currently In Use: 0; AST Temp Closed: 0 | 0 | 0 | 3 | 22352-117-007948 | CROW MILLS, LLC
28944 | Permanently Closed | 2005-09-30 | 1977-01-01 | 2005-12-28 | Petroleum | Premium gasoline | Premium gasoline | Retail | Steel | Steel | Field installed cathodic protection |  | Steel |  | 1901-01-01 | Field installed cathodic protection | Catchment Basin, Single walled catchment basin | Automatic shutoff device At 95% full | Automatic shutoff device At 95% full |  |  | Continuous Automatic Tank Gauge | [5 empty] | Annual line testing | Annual line testing |  | UST Currently In Use: 0; UST Temp Close: 0; AST Currently In Use: 0; AST Temp Closed: 0 | 0 | 0 | 3 | 22352-117-007948 | CROW MILLS, LLC
28945 | Temporary Closed | 2012-05-01 | 1985-01-01 |  | Petroleum | Unleaded gasoline | Unleaded gasoline | Retail | Steel | Steel | Field installed cathodic protection |  | Fiberglass reinforced plastic |  | 2007-10-26 |  | Catchment Basin, Single walled catchment basin | Flow Rest 90% Full | Flow Rest 90% Full |  |  | Statistical Inventory Reconciliation (SIR) | [8 empty] | UST Currently In Use: 0; UST Temp Close: 3; AST Currently In Use: 0; AST Temp Closed: 0 | 0 | 3 | 0 | 20660-117-007966 | DEBBIE GRAHAM
28946 | Temporary Closed | 2012-05-01 | 1985-01-01 |  | Petroleum | Mid-grade gasoline | Mid-grade gasoline | Retail | Steel | Steel | Field installed cathodic protection |  | Fiberglass reinforced plastic |  | 2007-10-26 |  | Catchment Basin, Single walled catchment basin | Flow Rest 90% Full | Flow Rest 90% Full |  |  | Statistical Inventory Reconciliation (SIR) | [8 empty] | UST Currently In Use: 0; UST Temp Close: 3; AST Currently In Use: 0; AST Temp Closed: 0 | 0 | 3 | 0 | 20660-117-007966 | DEBBIE GRAHAM
28947 | Temporary Closed | 2012-05-01 | 1985-01-01 |  | Petroleum | Premium gasoline | Premium gasoline | Retail | Steel | Steel | Field installed cathodic protection |  | Fiberglass reinforced plastic |  | 2007-10-26 |  | Catchment Basin, Single walled catchment basin | Flow Rest 90% Full | Flow Rest 90% Full |  |  | Statistical Inventory Reconciliation (SIR) | [8 empty] | UST Currently In Use: 0; UST Temp Close: 3; AST Currently In Use: 0; AST Temp Closed: 0 | 0 | 3 | 0 | 20660-117-007966 | DEBBIE GRAHAM
28948 | Permanently Closed | 2000-10-12 | 1971-01-01 | 2000-10-12 | Petroleum | Unleaded gasoline | Unleaded gasoline |  | Steel | Steel | Field installed cathodic protection |  | Steel |  | 1901-01-01 | Field installed cathodic protection | Catchment Basin, Single walled catchment basin | Automatic shutoff device At 95% full | Automatic shutoff device At 95% full |  |  | Automatic Tank Gauge | [8 empty] | UST Currently In Use: 3; UST Temp Close: 0; AST Currently In Use: 0; AST Temp Closed: 0 | 3 | 0 | 4 | 24950-121-007940 | MOUNTAIN EXPRESS OIL CO. S.E.
28949 | Permanently Closed | 2000-10-12 | 1971-01-01 | 2000-10-12 | Petroleum | Unleaded gasoline | Unleaded gasoline |  | Steel | Steel | Field installed cathodic protection |  | Steel |  | 1901-01-01 | Field installed cathodic protection | Catchment Basin, Single walled catchment basin | Automatic shutoff device At 95% full | Automatic shutoff device At 95% full |  |  | Automatic Tank Gauge | [8 empty] | UST Currently In Use: 3; UST Temp Close: 0; AST Currently In Use: 0; AST Temp Closed: 0 | 3 | 0 | 4 | 24950-121-007940 | MOUNTAIN EXPRESS OIL CO. S.E.
28950 | Permanently Closed | 2000-10-12 | 1971-01-01 | 2000-10-12 | Petroleum | Unleaded gasoline | Unleaded gasoline |  | Steel | Steel | Field installed cathodic protection |  | Steel |  | 1901-01-01 | Field installed cathodic protection | Catchment Basin, Single walled catchment basin | Automatic shutoff device At 95% full | Automatic shutoff device At 95% full |  |  | Automatic Tank Gauge | [8 empty] | UST Currently In Use: 3; UST Temp Close: 0; AST Currently In Use: 0; AST Temp Closed: 0 | 3 | 0 | 4 | 24950-121-007940 | MOUNTAIN EXPRESS OIL CO. S.E.
28951 | Permanently Closed | 2000-10-12 | 1971-01-01 | 2000-10-12 | Petroleum | On road diesel | On road diesel |  | Steel | Steel | Field installed cathodic protection |  | Steel |  | 1901-01-01 | Field installed cathodic protection | Catchment Basin, Single walled catchment basin | Automatic shutoff device At 95% full | Automatic shutoff device At 95% full |  |  | Automatic Tank Gauge | [8 empty] | UST Currently In Use: 3; UST Temp Close: 0; AST Currently In Use: 0; AST Temp Closed: 0 | 3 | 0 | 4 | 24950-121-007940 | MOUNTAIN EXPRESS OIL CO. S.E.
28952 | Currently in Use |  | 1977-01-01 |  | Petroleum | Unleaded gasoline | Unleaded gasoline | Retail | Steel | Steel | Field installed cathodic protection |  | Double Wall, Fiberglass reinforced plastic |  |  |  | Catchment Basin, Single walled catchment basin | Flow Rest 90% Full | Flow Rest 90% Full |  |  | Continuous Automatic Tank Gauge |  | Automatic flow restrictor (MLLD), Containment Sump | Containment Sump |  |  | Annual line testing | Annual line testing |  | UST Currently In Use: 4; UST Temp Close: 0; AST Currently In Use: 0; AST Temp Closed: 0 | 4 | 0 | 0 | 23734-121-007941 | WILMA B RITCHEY FAMILY TRUST
28953 | Currently in Use |  | 1977-01-01 |  | Petroleum | Mid-grade gasoline | Mid-grade gasoline | Retail | Steel | Steel | Field installed cathodic protection |  | Double Wall, Fiberglass reinforced plastic |  |  |  | Catchment Basin, Single walled catchment basin | Flow Rest 90% Full | Flow Rest 90% Full |  |  | Continuous Automatic Tank Gauge |  | Automatic flow restrictor (MLLD), Containment Sump | Containment Sump |  |  | Annual line testing | Annual line testing |  | UST Currently In Use: 4; UST Temp Close: 0; AST Currently In Use: 0; AST Temp Closed: 0 | 4 | 0 | 0 | 23734-121-007941 | WILMA B RITCHEY FAMILY TRUST
28954 | Currently in Use |  | 1977-01-01 |  | Petroleum | Premium gasoline | Premium gasoline | Retail | Steel | Steel | Field installed cathodic protection |  | Double Wall, Fiberglass reinforced plastic |  |  |  | Catchment Basin, Single walled catchment basin | Flow Rest 90% Full | Flow Rest 90% Full |  |  | Continuous Automatic Tank Gauge |  | Automatic flow restrictor (MLLD), Containment Sump | Containment Sump |  |  | Annual line testing | Annual line testing |  | UST Currently In Use: 4; UST Temp Close: 0; AST Currently In Use: 0; AST Temp Closed: 0 | 4 | 0 | 0 | 23734-121-007941 | WILMA B RITCHEY FAMILY TRUST
28955 | Currently in Use |  | 1977-01-01 |  | Petroleum | On road diesel | On road diesel | Retail | Steel | Steel | Field installed cathodic protection |  | Fiberglass reinforced plastic |  |  |  | Catchment Basin, Single walled catchment basin | Flow Rest 90% Full | Flow Rest 90% Full |  |  | Continuous Automatic Tank Gauge | [8 empty] | UST Currently In Use: 4; UST Temp Close: 0; AST Currently In Use: 0; AST Temp Closed: 0 | 4 | 0 | 0 | 23734-121-007941 | WILMA B RITCHEY FAMILY TRUST
28956 | Currently in Use |  | 1967-01-01 |  | Petroleum | Unleaded gasoline | Unleaded gasoline | Retail | Steel | Steel | Field installed cathodic protection |  | Steel |  |  | Field installed cathodic protection | Catchment Basin, Single walled catchment basin | Automatic shutoff device At 95% full | Automatic shutoff device At 95% full |  |  | Continuous Automatic Tank Gauge | [8 empty] | UST Currently In Use: 1; UST Temp Close: 2; AST Currently In Use: 0; AST Temp Closed: 0 | 1 | 2 | 0 | 25548-121-007944 | AMIN DEWANI
28957 | Temporary Closed | 2009-08-01 | 1967-01-01 |  | Petroleum | Mid-grade gasoline | Mid-grade gasoline | Retail | Steel | Steel | Field installed cathodic protection |  | Steel |  |  | Field installed cathodic protection | Catchment Basin, Single walled catchment basin | Automatic shutoff device At 95% full | Automatic shutoff device At 95% full |  |  | Continuous Automatic Tank Gauge | [8 empty] | UST Currently In Use: 1; UST Temp Close: 2; AST Currently In Use: 0; AST Temp Closed: 0 | 1 | 2 | 0 | 25548-121-007944 | AMIN DEWANI
28958 | Temporary Closed | 1988-01-01 | 1967-01-01 |  | Petroleum | On road diesel | On road diesel | Retail | Steel | Steel | Field installed cathodic protection |  | Steel |  |  | Field installed cathodic protection | Catchment Basin, Single walled catchment basin | [13 empty] | UST Currently In Use: 1; UST Temp Close: 2; AST Currently In Use: 0; AST Temp Closed: 0 | 1 | 2 | 0 | 25548-121-007944 | AMIN DEWANI
28959 | Currently in Use |  | 1979-01-01 |  | Petroleum | Unleaded gasoline | Unleaded gasoline | Retail | Single Wall, Steel | Steel | Field installed cathodic protection |  | Single Wall, Steel |  |  | Field installed cathodic protection | Catchment Basin, Single walled catchment basin | Automatic shutoff device At 95% full | Automatic shutoff device At 95% full |  |  | Continuous Automatic Tank Gauge | [8 empty] | UST Currently In Use: 3; UST Temp Close: 0; AST Currently In Use: 0; AST Temp Closed: 0 | 3 | 0 | 0 | 24950-121-007945 | MOUNTAIN EXPRESS OIL CO. S.E.
28960 | Currently in Use |  | 1979-01-01 |  | Petroleum | Premium gasoline | Premium gasoline | Retail | Single Wall, Steel, 3K/3K | Steel | Field installed cathodic protection |  | Single Wall, Steel |  |  | Field installed cathodic protection | Catchment Basin, Single walled catchment basin | Automatic shutoff device At 95% full | Automatic shutoff device At 95% full |  |  | Continuous Automatic Tank Gauge | [8 empty] | UST Currently In Use: 3; UST Temp Close: 0; AST Currently In Use: 0; AST Temp Closed: 0 | 3 | 0 | 0 | 24950-121-007945 | MOUNTAIN EXPRESS OIL CO. S.E.
28961 | Currently in Use |  | 1979-01-01 |  | Petroleum | Mid-grade gasoline | Mid-grade gasoline | Retail | Single Wall, Steel | Steel | Field installed cathodic protection |  | Single Wall, Steel |  |  | Field installed cathodic protection | Catchment Basin, Single walled catchment basin | Automatic shutoff device At 95% full | Automatic shutoff device At 95% full |  |  | Continuous Automatic Tank Gauge | [8 empty] | UST Currently In Use: 3; UST Temp Close: 0; AST Currently In Use: 0; AST Temp Closed: 0 | 3 | 0 | 0 | 24950-121-007945 | MOUNTAIN EXPRESS OIL CO. S.E.
28962 | Permanently Closed | 1993-03-01 | 1901-01-01 | 1993-12-15 | Petroleum | Unleaded gasoline | Unleaded gasoline |  | Steel | Steel |  |  |  |  | 1901-01-01 | [15 empty] | UST Currently In Use: 0; UST Temp Close: 0; AST Currently In Use: 0; AST Temp Closed: 0 | 0 | 0 | 3 | 14473-121-013865 | SOUTHEASTERN ENERGY CORPORATION
28963 | Permanently Closed | 1993-03-01 | 1901-01-01 | 1993-12-15 | Petroleum | Unleaded gasoline | Unleaded gasoline |  | Steel | Steel |  |  |  |  | 1901-01-01 | [15 empty] | UST Currently In Use: 0; UST Temp Close: 0; AST Currently In Use: 0; AST Temp Closed: 0 | 0 | 0 | 3 | 14473-121-013865 | SOUTHEASTERN ENERGY CORPORATION
28964 | Permanently Closed | 1993-03-01 | 1901-01-01 | 1993-12-15 | Petroleum | On road diesel | On road diesel |  | Steel | Steel |  |  |  |  | 1901-01-01 | [15 empty] | UST Currently In Use: 0; UST Temp Close: 0; AST Currently In Use: 0; AST Temp Closed: 0 | 0 | 0 | 3 | 14473-121-013865 | SOUTHEASTERN ENERGY CORPORATION
28965 | Permanently Closed | 2005-08-01 | 1978-01-01 | 2006-08-14 | Petroleum | Unleaded gasoline | Unleaded gasoline | Retail | Steel | Steel | Field installed cathodic protection |  | Steel |  | 1901-01-01 | Field installed cathodic protection | Catchment Basin, Single walled catchment basin | Automatic shutoff device At 95% full | Automatic shutoff device At 95% full |  |  | Automatic Tank Gauge | [5 empty] | Annual line testing | Annual line testing |  | UST Currently In Use: 0; UST Temp Close: 0; AST Currently In Use: 0; AST Temp Closed: 0 | 0 | 0 | 3 | 14473-125-007969 | SOUTHEASTERN ENERGY CORPORATION
28966 | Permanently Closed | 2005-08-01 | 1978-01-01 | 2006-08-14 | Petroleum | Mid-grade gasoline | Mid-grade gasoline | Retail | Steel | Steel | Field installed cathodic protection |  | Steel |  | 1901-01-01 | Field installed cathodic protection | Catchment Basin, Single walled catchment basin | Automatic shutoff device At 95% full | Automatic shutoff device At 95% full |  |  | Automatic Tank Gauge | [5 empty] | Annual line testing | Annual line testing |  | UST Currently In Use: 0; UST Temp Close: 0; AST Currently In Use: 0; AST Temp Closed: 0 | 0 | 0 | 3 | 14473-125-007969 | SOUTHEASTERN ENERGY CORPORATION
28967 | Permanently Closed | 2005-08-01 | 1978-01-01 | 2006-08-14 | Petroleum | Premium gasoline | Premium gasoline | Retail | Steel | Steel | Field installed cathodic protection |  | Steel |  | 1901-01-01 | Field installed cathodic protection | Catchment Basin, Single walled catchment basin | Automatic shutoff device At 95% full | Automatic shutoff device At 95% full |  |  | Automatic Tank Gauge | [5 empty] | Annual line testing | Annual line testing |  | UST Currently In Use: 0; UST Temp Close: 0; AST Currently In Use: 0; AST Temp Closed: 0 | 0 | 0 | 3 | 14473-125-007969 | SOUTHEASTERN ENERGY CORPORATION
28969 | Currently in Use |  | 1972-01-01 |  | Petroleum | Unleaded gasoline | Unleaded gasoline | Retail | Single Wall, Steel | Steel | Field installed cathodic protection |  | Fiberglass reinforced plastic, Single Wall |  |  |  | Catchment Basin, Single walled catchment basin | Automatic shutoff device At 95% full | Automatic shutoff device At 95% full |  |  | Continuous Automatic Tank Gauge | Direct Bury submersible pump | Automatic flow restrictor (MLLD) | Automatic flow restrictor (MLLD) |  |  | Annual line testing | Annual line testing |  | UST Currently In Use: 3; UST Temp Close: 0; AST Currently In Use: 0; AST Temp Closed: 0 | 3 | 0 | 0 | 24950-127-013868 | MOUNTAIN EXPRESS OIL CO. S.E.
28971 | Currently in Use |  | 1972-01-01 |  | Petroleum | Premium gasoline | Premium gasoline | Retail | Single Wall, Steel | Steel | Field installed cathodic protection |  | Fiberglass reinforced plastic, Single Wall |  |  |  | Catchment Basin, Single walled catchment basin | Flow Rest 90% Full | Flow Rest 90% Full |  |  | Continuous Automatic Tank Gauge |  | Automatic flow restrictor (MLLD) | Automatic flow restrictor (MLLD) |  |  | Annual line testing | Annual line testing |  | UST Currently In Use: 3; UST Temp Close: 0; AST Currently In Use: 0; AST Temp Closed: 0 | 3 | 0 | 0 | 24950-127-013868 | MOUNTAIN EXPRESS OIL CO. S.E.
28972 | Currently in Use |  | 1972-01-01 |  | Petroleum | On road diesel | On road diesel | Retail | Single Wall, Steel | Steel | Field installed cathodic protection |  | Fiberglass reinforced plastic, Single Wall |  |  |  | Catchment Basin, Single walled catchment basin | Flow Rest 90% Full | Flow Rest 90% Full |  |  | Continuous Automatic Tank Gauge |  | Automatic flow restrictor (MLLD) | Automatic flow restrictor (MLLD) |  |  | Annual line testing | Annual line testing |  | UST Currently In Use: 3; UST Temp Close: 0; AST Currently In Use: 0; AST Temp Closed: 0 | 3 | 0 | 0 | 24950-127-013868 | MOUNTAIN EXPRESS OIL CO. S.E.
28973 | Permanently Closed | 1992-07-14 | 1977-01-01 | 1992-07-14 | Petroleum | On road diesel | On road diesel |  | Steel | Steel |  |  |  |  | 1901-01-01 | [15 empty] | UST Currently In Use: 0; UST Temp Close: 0; AST Currently In Use: 0; AST Temp Closed: 0 | 0 | 0 | 2 | 14474-101-010047 | SOUTHEASTERN FOOD DISTRIBUTORS INC
28974 | Permanently Closed | 1992-07-14 | 1977-01-01 | 1992-07-14 | Petroleum | Unleaded gasoline | Unleaded gasoline |  | Steel | Steel |  |  |  |  | 1901-01-01 | [15 empty] | UST Currently In Use: 0; UST Temp Close: 0; AST Currently In Use: 0; AST Temp Closed: 0 | 0 | 0 | 2 | 14474-101-010047 | SOUTHEASTERN FOOD DISTRIBUTORS INC
28975 | Permanently Closed | 1993-01-01 | 1978-01-01 | 1998-04-08 | Petroleum | Unleaded gasoline | Unleaded gasoline |  | Steel | Steel |  | Painted or None | Steel |  | 1901-01-01 | [15 empty] | UST Currently In Use: 0; UST Temp Close: 0; AST Currently In Use: 0; AST Temp Closed: 0 | 0 | 0 | 1 | 14475-073-003120 | SOUTHEASTERN JACK SO INC
28976 | Permanently Closed | 1995-04-14 | 1977-01-01 | 1995-04-14 | Petroleum | Unleaded gasoline | Unleaded gasoline |  | Steel | Steel |  | Painted or None | Steel |  | 1901-01-01 | [15 empty] | UST Currently In Use: 0; UST Temp Close: 0; AST Currently In Use: 0; AST Temp Closed: 0 | 0 | 0 | 1 | 14476-073-007298 | SOUTHEASTERN MEATS INC
28977 | Permanently Closed | 1997-02-01 | 1982-01-01 | 1997-03-12 | Petroleum | Unleaded gasoline | Unleaded gasoline | Retail | Steel | Steel |  |  | Steel |  | 1901-01-01 | [6 empty] | Statistical Inventory Reconciliation (SIR) | [5 empty] | Statistical inventory reconciliation (SIR) | Statistical inventory reconciliation (SIR) |  | UST Currently In Use: 0; UST Temp Close: 0; AST Currently In Use: 0; AST Temp Closed: 0 | 0 | 0 | 1 | 14477-069-001140 | SOUTHEASTERN OIL CO INC
28978 | Currently in Use |  | 1978-04-13 23:00 |  | Petroleum | Unleaded gasoline | Unleaded gasoline | Retail | Steel | Steel | Field installed cathodic protection |  | Fiberglass reinforced plastic |  | 1901-01-01 |  | Catchment Basin, Single walled catchment basin | Automatic shutoff device At 95% full | Automatic shutoff device At 95% full |  |  | Continuous Automatic Tank Gauge |  | Automatic flow restrictor (MLLD) | Automatic flow restrictor (MLLD) | Interstitial Monitoring within Secondary Containment |  | Annual line testing, Continuous alarm system | Continuous alarm system |  | UST Currently In Use: 3; UST Temp Close: 0; AST Currently In Use: 0; AST Temp Closed: 0 | 3 | 0 | 0 | 14477-069-001141 | SOUTHEASTERN OIL CO INC
28979 | Currently in Use |  | 1978-04-13 23:00 |  | Petroleum | Premium gasoline | Premium gasoline | Retail | Steel | Steel | Field installed cathodic protection |  | Fiberglass reinforced plastic |  | 1901-01-01 |  | Catchment Basin, Single walled catchment basin | Automatic shutoff device At 95% full | Automatic shutoff device At 95% full |  |  | Continuous Automatic Tank Gauge |  | Automatic flow restrictor (MLLD) | Automatic flow restrictor (MLLD) | Interstitial Monitoring within Secondary Containment |  | Annual line testing, Continuous alarm system | Continuous alarm system |  | UST Currently In Use: 3; UST Temp Close: 0; AST Currently In Use: 0; AST Temp Closed: 0 | 3 | 0 | 0 | 14477-069-001141 | SOUTHEASTERN OIL CO INC
28980 | Currently in Use |  | 1978-04-13 23:00 |  | Petroleum | On road diesel | On road diesel | Retail | Steel | Steel | Field installed cathodic protection |  | Fiberglass reinforced plastic |  | 1901-01-01 |  | Catchment Basin, Single walled catchment basin | Automatic shutoff device At 95% full | Automatic shutoff device At 95% full |  |  | Continuous Automatic Tank Gauge |  | Automatic flow restrictor (MLLD) | Automatic flow restrictor (MLLD) |  |  | Annual line testing, Continuous alarm system | Continuous alarm system |  | UST Currently In Use: 3; UST Temp Close: 0; AST Currently In Use: 0; AST Temp Closed: 0 | 3 | 0 | 0 | 14477-069-001141 | SOUTHEASTERN OIL CO INC
28981 | Currently in Use |  | 1975-01-01 |  | Petroleum | Unleaded gasoline | Unleaded gasoline | Retail | Steel | Steel | Field installed cathodic protection |  | Fiberglass reinforced plastic, Single Wall |  |  |  | Catchment Basin, Single walled catchment basin | Automatic shutoff device At 95% full | Automatic shutoff device At 95% full |  |  | Continuous Automatic Tank Gauge |  | Automatic flow restrictor (MLLD) | Automatic flow restrictor (MLLD) |  |  | Annual line testing | Annual line testing |  | UST Currently In Use: 3; UST Temp Close: 1; AST Currently In Use: 0; AST Temp Closed: 0 | 3 | 1 | 0 | 14477-069-001142 | SOUTHEASTERN OIL CO INC
28982 | Currently in Use |  | 1975-01-01 |  | Petroleum | Unleaded gasoline | Unleaded gasoline | Retail | Steel | Steel | Field installed cathodic protection |  | Fiberglass reinforced plastic, Single Wall |  |  |  | Catchment Basin, Single walled catchment basin | Automatic shutoff device At 95% full | Automatic shutoff device At 95% full |  |  | Continuous Automatic Tank Gauge |  | Automatic flow restrictor (MLLD) | Automatic flow restrictor (MLLD) |  |  | Annual line testing | Annual line testing |  | UST Currently In Use: 3; UST Temp Close: 1; AST Currently In Use: 0; AST Temp Closed: 0 | 3 | 1 | 0 | 14477-069-001142 | SOUTHEASTERN OIL CO INC
28983 | Currently in Use |  | 1975-01-01 |  | Petroleum | On road diesel | On road diesel | Retail | Steel | Steel | Field installed cathodic protection |  | Fiberglass reinforced plastic, Single Wall |  |  |  | Catchment Basin, Single walled catchment basin | Automatic shutoff device At 95% full | Automatic shutoff device At 95% full |  |  | Continuous Automatic Tank Gauge |  | Automatic flow restrictor (MLLD) | Automatic flow restrictor (MLLD) |  |  | Annual line testing | Annual line testing |  | UST Currently In Use: 3; UST Temp Close: 1; AST Currently In Use: 0; AST Temp Closed: 0 | 3 | 1 | 0 | 14477-069-001142 | SOUTHEASTERN OIL CO INC
28984 | Currently in Use |  | 1974-01-01 |  | Petroleum | Unleaded gasoline | Unleaded gasoline |  | Steel | Steel | Field installed cathodic protection |  | Fiberglass reinforced plastic |  |  |  | Catchment Basin, Single walled catchment basin |  |  |  |  | Automatic Tank Gauge |  | Automatic flow restrictor (MLLD) | Automatic flow restrictor (MLLD) |  |  | Annual line testing | Annual line testing |  | UST Currently In Use: 2; UST Temp Close: 2; AST Currently In Use: 1; AST Temp Closed: 0 | 2 | 2 | 1 | 14477-069-001143 | SOUTHEASTERN OIL CO INC
28985 | Currently in Use |  | 1974-01-01 |  | Petroleum | Unleaded gasoline | Unleaded gasoline |  | Steel | Steel | Field installed cathodic protection |  | Fiberglass reinforced plastic |  |  |  | Catchment Basin, Single walled catchment basin |  |  |  |  | Automatic Tank Gauge |  | Automatic flow restrictor (MLLD) | Automatic flow restrictor (MLLD) |  |  | Annual line testing | Annual line testing |  | UST Currently In Use: 2; UST Temp Close: 2; AST Currently In Use: 1; AST Temp Closed: 0 | 2 | 2 | 1 | 14477-069-001143 | SOUTHEASTERN OIL CO INC
28986 | Temporary Closed | 2025-09-16 | 1974-01-01 |  | Petroleum | Unleaded gasoline | Unleaded gasoline |  | Steel | Steel | Field installed cathodic protection |  | Fiberglass reinforced plastic |  |  |  | Catchment Basin, Single walled catchment basin |  |  |  |  | Automatic Tank Gauge |  | Automatic flow restrictor (MLLD) | Automatic flow restrictor (MLLD) |  |  | Annual line testing | Annual line testing |  | UST Currently In Use: 2; UST Temp Close: 2; AST Currently In Use: 1; AST Temp Closed: 0 | 2 | 2 | 1 | 14477-069-001143 | SOUTHEASTERN OIL CO INC
28987 | Temporary Closed | 2012-01-01 | 1974-01-01 |  | Petroleum | On road diesel | On road diesel |  | Steel | Steel | Coated & cathodic protection (sti-P3), Field installed cathodic protection |  | Fiberglass reinforced plastic |  |  |  | Catchment Basin, Single walled catchment basin | [6 empty] | Automatic flow restrictor (MLLD) | Automatic flow restrictor (MLLD) |  |  | Annual line testing | Annual line testing |  | UST Currently In Use: 2; UST Temp Close: 2; AST Currently In Use: 1; AST Temp Closed: 0 | 2 | 2 | 1 | 14477-069-001143 | SOUTHEASTERN OIL CO INC
28988 | Permanently Closed | 2015-08-14 | 1974-01-01 | 2015-08-14 | Petroleum | Used oil | Used oil |  | Steel | Steel | Field installed cathodic protection |  | Other, NONE |  |  |  | Other, EXEMPT | Other, EXEMPT | Other |  |  | Statistical Inventory Reconciliation (SIR) | [8 empty] | UST Currently In Use: 2; UST Temp Close: 2; AST Currently In Use: 1; AST Temp Closed: 0 | 2 | 2 | 1 | 14477-069-001143 | SOUTHEASTERN OIL CO INC