28989 | Permanently Closed | 2001-03-30 | 1976-01-01 | 2001-09-20 | Petroleum | Unleaded gasoline | Unleaded gasoline | Retail | Steel | Steel | Field installed cathodic protection |  | Steel |  | 1901-01-01 | Field installed cathodic protection | Catchment Basin, Single walled catchment basin | Automatic shutoff device At 95% full | Automatic shutoff device At 95% full |  |  | Statistical Inventory Reconciliation (SIR) | [5 empty] | Statistical inventory reconciliation (SIR) | Statistical inventory reconciliation (SIR) |  | UST Currently In Use: 0; UST Temp Close: 0; AST Currently In Use: 0; AST Temp Closed: 0 | 0 | 0 | 3 | 14477-069-001144 | SOUTHEASTERN OIL CO INC
28990 | Permanently Closed | 2001-03-30 | 1976-01-01 | 2001-09-20 | Petroleum | Unleaded gasoline | Unleaded gasoline | Retail | Steel | Steel | Field installed cathodic protection |  | Steel |  | 1901-01-01 | Field installed cathodic protection | Catchment Basin, Single walled catchment basin | Automatic shutoff device At 95% full | Automatic shutoff device At 95% full |  |  | Statistical Inventory Reconciliation (SIR) | [5 empty] | Statistical inventory reconciliation (SIR) | Statistical inventory reconciliation (SIR) |  | UST Currently In Use: 0; UST Temp Close: 0; AST Currently In Use: 0; AST Temp Closed: 0 | 0 | 0 | 3 | 14477-069-001144 | SOUTHEASTERN OIL CO INC
28991 | Permanently Closed | 2001-03-30 | 1976-01-01 | 2001-09-20 | Petroleum | Unleaded gasoline | Unleaded gasoline | Retail | Steel | Steel | Field installed cathodic protection |  | Steel |  | 1901-01-01 | Field installed cathodic protection | Catchment Basin, Single walled catchment basin | Automatic shutoff device At 95% full | Automatic shutoff device At 95% full |  |  | Statistical Inventory Reconciliation (SIR) | [5 empty] | Statistical inventory reconciliation (SIR) | Statistical inventory reconciliation (SIR) |  | UST Currently In Use: 0; UST Temp Close: 0; AST Currently In Use: 0; AST Temp Closed: 0 | 0 | 0 | 3 | 14477-069-001144 | SOUTHEASTERN OIL CO INC
28992 | Cannot Locate or abandoned | 2000-11-21 | 1984-03-06 |  | Petroleum | Unleaded gasoline | Unleaded gasoline | Retail | Steel | Steel |  | Painted or None | Steel |  | 1901-01-01 | [6 empty] | Statistical Inventory Reconciliation (SIR) | [8 empty] | UST Currently In Use: 0; UST Temp Close: 0; AST Currently In Use: 0; AST Temp Closed: 0 | 0 | 0 | 0 | 20028-069-001146 | PATRICIA A LYNN
28993 | Cannot Locate or abandoned | 2000-11-21 | 1961-04-02 |  | Petroleum | Unleaded gasoline | Unleaded gasoline | Retail | Steel | Steel |  | Painted or None | Steel |  | 1901-01-01 | [6 empty] | Statistical Inventory Reconciliation (SIR) | [8 empty] | UST Currently In Use: 0; UST Temp Close: 0; AST Currently In Use: 0; AST Temp Closed: 0 | 0 | 0 | 0 | 20028-069-001146 | PATRICIA A LYNN
28994 | Temporary Closed | 2006-01-01 | 1970-01-01 |  | Petroleum | Unleaded gasoline | Unleaded gasoline | Retail | Steel | Steel | Field installed cathodic protection |  | Steel |  |  | Field installed cathodic protection | Catchment Basin, Single walled catchment basin | Automatic shutoff device At 95% full | Automatic shutoff device At 95% full |  |  | Automatic Tank Gauge |  | Automatic flow restrictor (MLLD) | Automatic flow restrictor (MLLD) | [5 empty] | UST Currently In Use: 0; UST Temp Close: 3; AST Currently In Use: 0; AST Temp Closed: 0 | 0 | 3 | 0 | 20930-069-001147 | PATRICK ANDERSON
28995 | Temporary Closed | 2006-01-01 | 1970-01-01 |  | Petroleum | Unleaded gasoline | Unleaded gasoline | Retail | Steel | Steel | Field installed cathodic protection |  | Steel |  |  | Field installed cathodic protection | Catchment Basin, Single walled catchment basin | Automatic shutoff device At 95% full | Automatic shutoff device At 95% full |  |  | Automatic Tank Gauge |  | Automatic flow restrictor (MLLD) | Automatic flow restrictor (MLLD) | [5 empty] | UST Currently In Use: 0; UST Temp Close: 3; AST Currently In Use: 0; AST Temp Closed: 0 | 0 | 3 | 0 | 20930-069-001147 | PATRICK ANDERSON
28996 | Temporary Closed | 2006-01-01 | 1970-01-01 |  | Petroleum | Unleaded gasoline | Unleaded gasoline | Retail | Steel | Steel | Field installed cathodic protection |  | Steel |  |  | Field installed cathodic protection | Catchment Basin, Single walled catchment basin | Automatic shutoff device At 95% full | Automatic shutoff device At 95% full |  |  | Automatic Tank Gauge |  | Automatic flow restrictor (MLLD) | Automatic flow restrictor (MLLD) | [5 empty] | UST Currently In Use: 0; UST Temp Close: 3; AST Currently In Use: 0; AST Temp Closed: 0 | 0 | 3 | 0 | 20930-069-001147 | PATRICK ANDERSON
28997 | Permanently Closed | 1901-01-01 | 1974-01-01 | 1988-11-04 | Petroleum | On road diesel | On road diesel |  | Steel | Steel |  |  | Steel |  | 1901-01-01 | [15 empty] | UST Currently In Use: 0; UST Temp Close: 0; AST Currently In Use: 0; AST Temp Closed: 0 | 0 | 0 | 1 | 14478-069-000959 | SOUTHEASTERN OIL CO INC
28998 | Permanently Closed | 1992-01-01 | 1968-01-01 | 1992-01-01 | Petroleum | Unleaded gasoline | Unleaded gasoline |  | Steel | Steel |  | Painted or None | Steel |  | 1901-01-01 | [15 empty] | UST Currently In Use: 0; UST Temp Close: 0; AST Currently In Use: 0; AST Temp Closed: 0 | 0 | 0 | 1 | 14479-101-008379 | SOUTHEASTERN ROOFING CO INC
28999 | Permanently Closed | 1991-07-30 | 1962-01-01 | 1991-07-30 | Petroleum | Unleaded gasoline | Unleaded gasoline |  | Steel | Steel |  | Painted or None | Steel |  | 1901-01-01 | [15 empty] | UST Currently In Use: 0; UST Temp Close: 0; AST Currently In Use: 2; AST Temp Closed: 0 | 0 | 0 | 1 | 14480-121-003569 | SOUTHERN ALLOY CORP
29000 | Permanently Closed | 1997-03-01 | 1963-01-01 | 1998-11-19 | Petroleum | Unleaded gasoline | Unleaded gasoline |  | Steel | Steel |  |  | Steel |  | 1901-01-01 | [6 empty] | Statistical Inventory Reconciliation (SIR) | [8 empty] | UST Currently In Use: 0; UST Temp Close: 0; AST Currently In Use: 0; AST Temp Closed: 0 | 0 | 0 | 3 | 14481-033-009783 | SOUTHERN AUTOMOTIVE
29001 | Permanently Closed | 1997-03-01 | 1963-01-01 | 1998-11-19 | Petroleum | On road diesel | On road diesel |  | Steel | Steel |  |  | Steel |  | 1901-01-01 | [15 empty] | UST Currently In Use: 0; UST Temp Close: 0; AST Currently In Use: 0; AST Temp Closed: 0 | 0 | 0 | 3 | 14481-033-009783 | SOUTHERN AUTOMOTIVE
29002 | Permanently Closed | 1997-03-01 | 1963-01-01 | 1998-11-19 | Petroleum | Unleaded gasoline | Unleaded gasoline |  | Steel | Steel |  |  | Steel |  | 1901-01-01 | [15 empty] | UST Currently In Use: 0; UST Temp Close: 0; AST Currently In Use: 0; AST Temp Closed: 0 | 0 | 0 | 3 | 14481-033-009783 | SOUTHERN AUTOMOTIVE
29003 | Permanently Closed | 1994-12-15 | 1979-01-01 | 1995-02-08 | Petroleum | Unleaded gasoline | Unleaded gasoline | Bulk facility | Steel | Steel |  |  |  |  | 1901-01-01 | [15 empty] | UST Currently In Use: 0; UST Temp Close: 0; AST Currently In Use: 0; AST Temp Closed: 0 | 0 | 0 | 3 | 14482-073-002714 | SOUTHERN CO SERVICES
29004 | Permanently Closed | 1994-08-28 | 1972-03-01 | 1997-01-13 | Petroleum | On road diesel | On road diesel | Bulk facility, Emergency Power Generator | Steel | Steel |  | Painted or None | Steel |  | 1901-01-01 |  | Catchment Basin, Single walled catchment basin |  |  |  |  | Automatic Tank Gauge | [8 empty] | UST Currently In Use: 0; UST Temp Close: 0; AST Currently In Use: 0; AST Temp Closed: 0 | 0 | 0 | 3 | 14482-073-002714 | SOUTHERN CO SERVICES
29005 | Permanently Closed | 1901-01-01 | 1963-01-01 | 1994-05-18 | Petroleum | Unleaded gasoline | Unleaded gasoline |  | Steel | Steel |  | Painted or None | Steel |  | 1901-01-01 | [15 empty] | UST Currently In Use: 0; UST Temp Close: 0; AST Currently In Use: 0; AST Temp Closed: 0 | 0 | 0 | 1 | 14483-025-010334 | HOBSON STATE TECHNICAL COLLEGE
29006 | Permanently Closed | 1901-01-01 | 1979-01-01 | 1988-12-21 | Petroleum | Unleaded gasoline | Unleaded gasoline |  | Steel | Steel |  | Painted or None | Steel |  | 1901-01-01 | [15 empty] | UST Currently In Use: 0; UST Temp Close: 0; AST Currently In Use: 0; AST Temp Closed: 0 | 0 | 0 | 2 | 14484-003-004372 | SOUTHERN ENERGY CO
29007 | Permanently Closed | 1901-01-01 | 1979-01-01 | 1988-12-21 | Petroleum | Unleaded gasoline | Unleaded gasoline |  | Steel | Steel |  | Painted or None | Steel |  | 1901-01-01 | [15 empty] | UST Currently In Use: 0; UST Temp Close: 0; AST Currently In Use: 0; AST Temp Closed: 0 | 0 | 0 | 2 | 14484-003-004372 | SOUTHERN ENERGY CO
29008 | Permanently Closed | 1973-05-01 | 1954-01-01 |  | Petroleum | Other, X | Other |  | Steel | Steel |  |  |  |  | 1901-01-01 | [15 empty] | UST Currently In Use: 0; UST Temp Close: 0; AST Currently In Use: 0; AST Temp Closed: 0 | 0 | 0 | 4 | 14487-097-002048 | SOUTHERN GLASS CO
29009 | Permanently Closed | 1973-05-01 | 1954-01-01 |  | Petroleum | Other, X | Other |  | Steel | Steel |  |  |  |  | 1901-01-01 | [15 empty] | UST Currently In Use: 0; UST Temp Close: 0; AST Currently In Use: 0; AST Temp Closed: 0 | 0 | 0 | 4 | 14487-097-002048 | SOUTHERN GLASS CO
29010 | Permanently Closed | 1973-05-01 | 1954-01-01 |  | Petroleum | Other, X | Other |  | Steel | Steel |  |  |  |  | 1901-01-01 | [15 empty] | UST Currently In Use: 0; UST Temp Close: 0; AST Currently In Use: 0; AST Temp Closed: 0 | 0 | 0 | 4 | 14487-097-002048 | SOUTHERN GLASS CO
29011 | Permanently Closed | 1973-05-01 | 1954-01-01 |  | Petroleum | Other, X | Other |  | Steel | Steel |  |  |  |  | 1901-01-01 | [15 empty] | UST Currently In Use: 0; UST Temp Close: 0; AST Currently In Use: 0; AST Temp Closed: 0 | 0 | 0 | 4 | 14487-097-002048 | SOUTHERN GLASS CO
29012 | Permanently Closed | 1993-08-01 | 1973-01-01 | 1993-08-01 | Petroleum | Unleaded gasoline | Unleaded gasoline |  | Steel | Steel |  | Painted or None | Steel |  | 1901-01-01 | [15 empty] | UST Currently In Use: 0; UST Temp Close: 0; AST Currently In Use: 0; AST Temp Closed: 0 | 0 | 0 | 1 | 14488-097-005623 | SOUTHERN HARDWARE & SUPPLY
29013 | Permanently Closed | 2004-04-23 | 1977-01-01 | 2004-04-23 | Petroleum | On road diesel | On road diesel | Bulk facility | Steel | Steel | Field installed cathodic protection |  | Steel |  | 1901-01-01 | Field installed cathodic protection | Catchment Basin, Single walled catchment basin | Automatic shutoff device At 95% full | Automatic shutoff device At 95% full | [8 empty] | Annual line testing | Annual line testing |  | UST Currently In Use: 0; UST Temp Close: 0; AST Currently In Use: 0; AST Temp Closed: 0 | 0 | 0 | 1 | 14489-117-009775 | SOUTHERN HAULERS INC
29014 | Retired | 1978-01-01 | 1970-01-01 |  | Petroleum | On road diesel | On road diesel |  | Steel | Steel |  | Painted or None | Steel |  | 1901-01-01 | [15 empty] | UST Currently In Use: 0; UST Temp Close: 0; AST Currently In Use: 0; AST Temp Closed: 0 | 0 | 0 | 0 | 14490-081-001708 | SOUTHERN MANHOLE CO
29015 | Retired | 1978-01-01 | 1967-01-01 |  | Petroleum | Unleaded gasoline | Unleaded gasoline |  | Steel | Steel |  | Painted or None | Steel |  | 1901-01-01 | [15 empty] | UST Currently In Use: 0; UST Temp Close: 0; AST Currently In Use: 0; AST Temp Closed: 0 | 0 | 0 | 0 | 14490-081-001708 | SOUTHERN MANHOLE CO
29016 | Permanently Closed | 1989-10-27 | 1978-01-01 | 1989-10-27 | Petroleum | Unleaded gasoline | Unleaded gasoline |  | Steel | Steel | Coated & cathodic protection (sti-P3) |  | Steel |  | 1901-01-01 | [15 empty] | UST Currently In Use: 0; UST Temp Close: 0; AST Currently In Use: 0; AST Temp Closed: 0 | 0 | 0 | 1 | 14491-015-002539 | SOUTHERN NAT GAS/EL PASO ENERGY
29017 | Permanently Closed | 1989-10-27 | 1934-01-01 | 1989-10-27 | Petroleum | Kerosene | Kerosene |  | Steel | Steel | Coated & cathodic protection (sti-P3) |  |  |  | 1901-01-01 | Field installed cathodic protection | [14 empty] | UST Currently In Use: 0; UST Temp Close: 0; AST Currently In Use: 0; AST Temp Closed: 0 | 0 | 0 | 1 | 14491-015-002541 | SOUTHERN NAT GAS/EL PASO ENERGY
29018 | Permanently Closed | 1989-10-25 | 1949-01-01 | 1989-10-25 | Petroleum | Kerosene | Kerosene |  | Steel | Steel |  | Painted or None | Steel |  | 1901-01-01 | [15 empty] | UST Currently In Use: 0; UST Temp Close: 0; AST Currently In Use: 0; AST Temp Closed: 0 | 0 | 0 | 1 | 14491-051-002531 | SOUTHERN NAT GAS/EL PASO ENERGY
29019 | Permanently Closed | 1990-08-08 | 1981-01-01 | 1990-08-08 | Petroleum | Unleaded gasoline | Unleaded gasoline |  | Steel | Steel | Coated & cathodic protection (sti-P3) |  | Steel |  | 1901-01-01 | Field installed cathodic protection | [14 empty] | UST Currently In Use: 0; UST Temp Close: 0; AST Currently In Use: 0; AST Temp Closed: 0 | 0 | 0 | 2 | 14491-051-002537 | SOUTHERN NAT GAS/EL PASO ENERGY
29020 | Permanently Closed | 1990-08-08 | 1981-01-01 | 1990-08-08 | Petroleum | On road diesel | On road diesel |  | Steel | Steel | Coated & cathodic protection (sti-P3) |  | Steel |  | 1901-01-01 | [15 empty] | UST Currently In Use: 0; UST Temp Close: 0; AST Currently In Use: 0; AST Temp Closed: 0 | 0 | 0 | 2 | 14491-051-002537 | SOUTHERN NAT GAS/EL PASO ENERGY
29021 | Permanently Closed | 1990-02-21 | 1979-01-01 | 1990-02-21 | Petroleum | Unleaded gasoline | Unleaded gasoline |  | Steel | Steel | Coated & cathodic protection (sti-P3) |  | Steel |  | 1901-01-01 | Field installed cathodic protection | [14 empty] | UST Currently In Use: 0; UST Temp Close: 0; AST Currently In Use: 0; AST Temp Closed: 0 | 0 | 0 | 1 | 14491-055-002532 | SOUTHERN NAT GAS/EL PASO ENERGY
29022 | Permanently Closed | 1989-10-16 | 1979-01-01 | 1989-10-16 | Petroleum | Unleaded gasoline | Unleaded gasoline |  | Steel | Steel | Coated & cathodic protection (sti-P3) |  | Steel |  | 1901-01-01 | Field installed cathodic protection | [14 empty] | UST Currently In Use: 0; UST Temp Close: 0; AST Currently In Use: 0; AST Temp Closed: 0 | 0 | 0 | 2 | 14491-065-002536 | SOUTHERN NAT GAS/EL PASO ENERGY
29023 | Permanently Closed | 1989-10-16 | 1951-01-01 | 1989-10-16 | Petroleum | Kerosene | Kerosene |  | Steel | Steel |  | Painted or None | Steel |  | 1901-01-01 | [15 empty] | UST Currently In Use: 0; UST Temp Close: 0; AST Currently In Use: 0; AST Temp Closed: 0 | 0 | 0 | 2 | 14491-065-002536 | SOUTHERN NAT GAS/EL PASO ENERGY
29024 | Permanently Closed | 1989-10-31 | 1978-01-01 | 1989-10-31 | Petroleum | Unleaded gasoline | Unleaded gasoline |  | Steel | Steel | Coated & cathodic protection (sti-P3) |  | Steel |  | 1901-01-01 | Field installed cathodic protection | [14 empty] | UST Currently In Use: 0; UST Temp Close: 0; AST Currently In Use: 0; AST Temp Closed: 0 | 0 | 0 | 5 | 14491-073-002530 | SOUTHERN NAT GAS/EL PASO ENERGY
29025 | Permanently Closed | 1989-11-01 | 1954-01-01 | 1989-11-01 | Petroleum | On road diesel | On road diesel |  | Steel | Steel |  | Painted or None | Steel |  | 1901-01-01 | [15 empty] | UST Currently In Use: 0; UST Temp Close: 0; AST Currently In Use: 0; AST Temp Closed: 0 | 0 | 0 | 5 | 14491-073-002530 | SOUTHERN NAT GAS/EL PASO ENERGY
29026 | Permanently Closed | 1989-10-31 | 1974-01-01 | 1989-10-31 | Petroleum | Kerosene | Kerosene |  | Steel | Steel |  | Painted or None | Steel |  | 1901-01-01 | [15 empty] | UST Currently In Use: 0; UST Temp Close: 0; AST Currently In Use: 0; AST Temp Closed: 0 | 0 | 0 | 5 | 14491-073-002530 | SOUTHERN NAT GAS/EL PASO ENERGY
29027 | Permanently Closed | 1983-11-01 | 1939-01-01 | 1989-11-01 | Petroleum | Other, X | Other |  | Steel | Steel |  | Painted or None |  |  | 1901-01-01 | [15 empty] | UST Currently In Use: 0; UST Temp Close: 0; AST Currently In Use: 0; AST Temp Closed: 0 | 0 | 0 | 5 | 14491-073-002530 | SOUTHERN NAT GAS/EL PASO ENERGY
29028 | Permanently Closed | 1989-11-01 | 1957-01-01 | 1989-11-01 | Petroleum | On road diesel | On road diesel |  | Steel | Steel |  |  |  |  | 1901-01-01 | [15 empty] | UST Currently In Use: 0; UST Temp Close: 0; AST Currently In Use: 0; AST Temp Closed: 0 | 0 | 0 | 5 | 14491-073-002530 | SOUTHERN NAT GAS/EL PASO ENERGY
29029 | Permanently Closed | 1993-10-23 | 1975-01-01 | 1993-10-23 | Petroleum | On road diesel | On road diesel |  | Steel | Steel | Coated & cathodic protection (sti-P3) |  | Steel |  | 1901-01-01 | [15 empty] | UST Currently In Use: 0; UST Temp Close: 0; AST Currently In Use: 1; AST Temp Closed: 0 | 0 | 0 | 3 | 21382-073-002533 | REGIONS FINANCIAL C/O CARTER & ASSOC
29030 | Permanently Closed | 1993-10-23 | 1975-01-01 | 1993-10-23 | Petroleum | On road diesel | On road diesel |  | Steel | Steel | Coated & cathodic protection (sti-P3) |  | Steel |  | 1901-01-01 | [15 empty] | UST Currently In Use: 0; UST Temp Close: 0; AST Currently In Use: 1; AST Temp Closed: 0 | 0 | 0 | 3 | 21382-073-002533 | REGIONS FINANCIAL C/O CARTER & ASSOC
29031 | Permanently Closed | 1986-10-01 | 1975-01-01 |  | Petroleum | On road diesel | On road diesel |  | Steel | Steel | Coated & cathodic protection (sti-P3) |  | Steel |  | 1901-01-01 | [15 empty] | UST Currently In Use: 0; UST Temp Close: 0; AST Currently In Use: 1; AST Temp Closed: 0 | 0 | 0 | 3 | 21382-073-002533 | REGIONS FINANCIAL C/O CARTER & ASSOC
29032 | Permanently Closed | 1989-11-21 | 1981-01-01 | 1989-11-29 | Petroleum | Unleaded gasoline | Unleaded gasoline |  | Steel | Steel | Coated & cathodic protection (sti-P3) |  | Steel |  | 1901-01-01 | Field installed cathodic protection | [14 empty] | UST Currently In Use: 0; UST Temp Close: 0; AST Currently In Use: 0; AST Temp Closed: 0 | 0 | 0 | 2 | 14491-073-002538 | SOUTHERN NAT GAS/EL PASO ENERGY
29033 | Permanently Closed | 1989-11-21 | 1981-01-01 | 1989-11-21 | Petroleum | On road diesel | On road diesel |  | Steel | Steel | Coated & cathodic protection (sti-P3) |  | Steel |  | 1901-01-01 | Field installed cathodic protection | [14 empty] | UST Currently In Use: 0; UST Temp Close: 0; AST Currently In Use: 0; AST Temp Closed: 0 | 0 | 0 | 2 | 14491-073-002538 | SOUTHERN NAT GAS/EL PASO ENERGY
29034 | Temporary Closed | 2000-12-01 | 1981-05-01 |  | Petroleum | Aviation fuel (JP-4; etc.) | Aviation fuel (JP-4; etc.) | Industrial | Single Wall, Steel | Steel | Coated & cathodic protection (sti-P3), Field installed cathodic protection |  | Single Wall, Steel |  |  | Field installed cathodic protection | Other, ABOVEGROUN | Audible high level alarm At 90% full | Audible high level alarm At 90% full |  |  | Continuous Automatic Tank Gauge | [8 empty] | UST Currently In Use: 2; UST Temp Close: 1; AST Currently In Use: 0; AST Temp Closed: 0 | 2 | 1 | 0 | 21430-073-002542 | DRUMMOND CO INC
29035 | Currently in Use |  | 1981-05-01 |  | Petroleum | Aviation fuel (JP-4; etc.) | Aviation fuel (JP-4; etc.) | Industrial | Single Wall, Steel | Steel | Coated & cathodic protection (sti-P3), Field installed cathodic protection |  | Other, ABOVEGROUN |  |  |  | Other, ABOVEGROUN | Audible high level alarm At 90% full | Audible high level alarm At 90% full |  |  | Continuous Automatic Tank Gauge | [8 empty] | UST Currently In Use: 2; UST Temp Close: 1; AST Currently In Use: 0; AST Temp Closed: 0 | 2 | 1 | 0 | 21430-073-002542 | DRUMMOND CO INC
29036 | Currently in Use |  | 1981-05-01 |  | Petroleum | Aviation fuel (JP-4; etc.) | Aviation fuel (JP-4; etc.) | Industrial | Single Wall, Steel | Steel | Coated & cathodic protection (sti-P3), Field installed cathodic protection |  | Other, ABOVEGROUN |  |  |  | Other, ABOVEGROUN | Audible high level alarm At 90% full | Audible high level alarm At 90% full |  |  | Continuous Automatic Tank Gauge | [8 empty] | UST Currently In Use: 2; UST Temp Close: 1; AST Currently In Use: 0; AST Temp Closed: 0 | 2 | 1 | 0 | 21430-073-002542 | DRUMMOND CO INC
29037 | Permanently Closed | 1989-10-25 | 1978-01-01 | 1989-10-26 | Petroleum | Unleaded gasoline | Unleaded gasoline |  | Steel | Steel | Coated & cathodic protection (sti-P3) |  | Steel, BITUMASTIC |  | 1901-01-01 | Field installed cathodic protection | [14 empty] | UST Currently In Use: 0; UST Temp Close: 0; AST Currently In Use: 0; AST Temp Closed: 0 | 0 | 0 | 1 | 14491-081-002540 | SOUTHERN NAT GAS/EL PASO ENERGY
29038 | Permanently Closed | 1989-11-01 | 1947-01-01 | 1989-11-01 | Petroleum | Kerosene | Kerosene |  | Steel | Steel |  | Painted or None | Steel |  | 1901-01-01 | [15 empty] | UST Currently In Use: 0; UST Temp Close: 0; AST Currently In Use: 0; AST Temp Closed: 0 | 0 | 0 | 1 | 14491-125-002534 | SOUTHERN NAT GAS/EL PASO ENERGY
29039 | Permanently Closed | 1990-04-01 | 1979-01-01 | 1990-04-12 | Petroleum | Unleaded gasoline | Unleaded gasoline |  | Steel | Steel | Coated & cathodic protection (sti-P3) |  | Steel |  | 1901-01-01 | Field installed cathodic protection | [14 empty] | UST Currently In Use: 0; UST Temp Close: 0; AST Currently In Use: 0; AST Temp Closed: 0 | 0 | 0 | 1 | 14491-125-002535 | SOUTHERN NAT GAS/EL PASO ENERGY
29040 | Permanently Closed | 1993-01-01 | 1978-01-01 | 1994-05-03 | Petroleum | Unleaded gasoline | Unleaded gasoline |  | Steel | Steel |  | Painted or None | Steel |  | 1901-01-01 | [6 empty] | Statistical Inventory Reconciliation (SIR) | [8 empty] | UST Currently In Use: 0; UST Temp Close: 0; AST Currently In Use: 0; AST Temp Closed: 0 | 0 | 0 | 2 | 14493-063-006569 | SOUTHERN OIL COMPANY, INC.
29041 | Permanently Closed | 1993-01-01 | 1978-01-01 | 1994-05-03 | Petroleum | Unleaded gasoline | Unleaded gasoline |  | Steel | Steel |  | Painted or None | Steel |  | 1901-01-01 | [6 empty] | Statistical Inventory Reconciliation (SIR) | [8 empty] | UST Currently In Use: 0; UST Temp Close: 0; AST Currently In Use: 0; AST Temp Closed: 0 | 0 | 0 | 2 | 14493-063-006569 | SOUTHERN OIL COMPANY, INC.
29042 | Currently in Use |  | 1986-01-01 |  | Petroleum | Unleaded gasoline | Unleaded gasoline | Retail | Steel | Steel | Coated & cathodic protection (sti-P3) |  | Fiberglass reinforced plastic |  |  |  | Catchment Basin, Single walled catchment basin | Automatic shutoff device At 95% full | Automatic shutoff device At 95% full |  |  | Statistical Inventory Reconciliation (SIR) |  | Automatic flow restrictor (MLLD) | Automatic flow restrictor (MLLD) |  |  | Statistical inventory reconciliation (SIR) | Statistical inventory reconciliation (SIR) |  | UST Currently In Use: 4; UST Temp Close: 0; AST Currently In Use: 0; AST Temp Closed: 0 | 4 | 0 | 1 | 23668-063-008641 | MUSHTAQ ALI SHAMSUDDIN
29043 | Currently in Use |  | 1986-01-01 |  | Petroleum | Premium gasoline | Premium gasoline | Retail | Steel | Steel | Coated & cathodic protection (sti-P3) |  | Fiberglass reinforced plastic |  |  |  | Catchment Basin, Single walled catchment basin | Automatic shutoff device At 95% full | Automatic shutoff device At 95% full |  |  | Statistical Inventory Reconciliation (SIR) |  | Automatic flow restrictor (MLLD) | Automatic flow restrictor (MLLD) |  |  | Statistical inventory reconciliation (SIR) | Statistical inventory reconciliation (SIR) |  | UST Currently In Use: 4; UST Temp Close: 0; AST Currently In Use: 0; AST Temp Closed: 0 | 4 | 0 | 1 | 23668-063-008641 | MUSHTAQ ALI SHAMSUDDIN
29044 | Currently in Use |  | 1986-01-01 |  | Petroleum | On road diesel | On road diesel | Retail | Steel | Steel | Coated & cathodic protection (sti-P3) |  | Fiberglass reinforced plastic |  |  |  | Catchment Basin, Single walled catchment basin | Automatic shutoff device At 95% full | Automatic shutoff device At 95% full |  |  | Statistical Inventory Reconciliation (SIR) |  | Automatic flow restrictor (MLLD) | Automatic flow restrictor (MLLD) |  |  | Statistical inventory reconciliation (SIR) | Statistical inventory reconciliation (SIR) |  | UST Currently In Use: 4; UST Temp Close: 0; AST Currently In Use: 0; AST Temp Closed: 0 | 4 | 0 | 1 | 23668-063-008641 | MUSHTAQ ALI SHAMSUDDIN
29045 | Currently in Use |  | 1986-01-01 |  | Petroleum | On road diesel | On road diesel | Retail | Steel | Steel | Coated & cathodic protection (sti-P3) |  | Fiberglass reinforced plastic |  |  |  | Catchment Basin, Single walled catchment basin | Automatic shutoff device At 95% full | Automatic shutoff device At 95% full |  |  | Statistical Inventory Reconciliation (SIR) |  | Automatic flow restrictor (MLLD) | Automatic flow restrictor (MLLD) |  |  | Statistical inventory reconciliation (SIR) | Statistical inventory reconciliation (SIR) |  | UST Currently In Use: 4; UST Temp Close: 0; AST Currently In Use: 0; AST Temp Closed: 0 | 4 | 0 | 1 | 23668-063-008641 | MUSHTAQ ALI SHAMSUDDIN
29046 | Permanently Closed | 1990-05-31 | 1973-01-01 | 1990-05-31 | Petroleum | Unleaded gasoline | Unleaded gasoline |  | Steel | Steel |  | Painted or None | Steel |  | 1901-01-01 | [6 empty] | Statistical Inventory Reconciliation (SIR) | [8 empty] | UST Currently In Use: 2; UST Temp Close: 0; AST Currently In Use: 0; AST Temp Closed: 0 | 2 | 0 | 3 | 14493-063-009018 | SOUTHERN OIL COMPANY, INC.
29047 | Permanently Closed | 1990-05-31 | 1973-01-01 | 1990-05-31 | Petroleum | Unleaded gasoline | Unleaded gasoline |  | Steel | Steel |  | Painted or None | Steel |  | 1901-01-01 | [15 empty] | UST Currently In Use: 2; UST Temp Close: 0; AST Currently In Use: 0; AST Temp Closed: 0 | 2 | 0 | 3 | 14493-063-009018 | SOUTHERN OIL COMPANY, INC.
29048 | Permanently Closed | 1990-05-31 | 1973-01-01 | 1990-05-31 | Petroleum | Unleaded gasoline | Unleaded gasoline |  | Steel | Steel |  | Painted or None | Steel |  | 1901-01-01 | [15 empty] | UST Currently In Use: 2; UST Temp Close: 0; AST Currently In Use: 0; AST Temp Closed: 0 | 2 | 0 | 3 | 14493-063-009018 | SOUTHERN OIL COMPANY, INC.
29049 | Currently in Use |  | 1990-04-26 |  | Petroleum | Unleaded gasoline | Unleaded gasoline | Retail | Steel | Steel | Coated & cathodic protection (sti-P3) |  | Fiberglass reinforced plastic |  | 1901-01-01 |  | Catchment Basin, Single walled catchment basin | Automatic shutoff device At 95% full | Automatic shutoff device At 95% full |  |  | Continuous Automatic Tank Gauge |  | Automatic flow restrictor (MLLD), Containment Sump | Containment Sump |  |  | Annual line testing | Annual line testing |  | UST Currently In Use: 2; UST Temp Close: 0; AST Currently In Use: 0; AST Temp Closed: 0 | 2 | 0 | 3 | 14493-063-009018 | SOUTHERN OIL COMPANY, INC.
29050 | Currently in Use |  | 1990-04-26 |  | Petroleum | Premium gasoline | Premium gasoline | Retail | Steel | Steel | Coated & cathodic protection (sti-P3) |  | Fiberglass reinforced plastic |  | 1901-01-01 |  | Catchment Basin, Single walled catchment basin | Automatic shutoff device At 95% full | Automatic shutoff device At 95% full |  |  | Continuous Automatic Tank Gauge |  | Automatic flow restrictor (MLLD), Containment Sump | Containment Sump |  |  | Annual line testing | Annual line testing |  | UST Currently In Use: 2; UST Temp Close: 0; AST Currently In Use: 0; AST Temp Closed: 0 | 2 | 0 | 3 | 14493-063-009018 | SOUTHERN OIL COMPANY, INC.
29051 | Temporary Closed | 2004-07-27 | 1976-01-01 |  | Petroleum | Unleaded gasoline | Unleaded gasoline | Retail | Steel | Steel | Field installed cathodic protection |  | Steel |  | 1901-01-01 | Field installed cathodic protection | Catchment Basin, Single walled catchment basin | Automatic shutoff device At 95% full | Automatic shutoff device At 95% full |  |  | Statistical Inventory Reconciliation (SIR) | [5 empty] | Annual line testing | Annual line testing |  | UST Currently In Use: 0; UST Temp Close: 2; AST Currently In Use: 0; AST Temp Closed: 0 | 0 | 2 | 2 | 23090-063-009019 | WARREN BURKE, DVM
29052 | Permanently Closed | 1991-02-12 | 1975-01-01 | 1991-02-12 | Petroleum | Mid-grade gasoline | Mid-grade gasoline | Retail | Steel | Steel |  | Painted or None | Steel |  | 1901-01-01 | [12 empty] | Annual line testing | Annual line testing |  | UST Currently In Use: 0; UST Temp Close: 2; AST Currently In Use: 0; AST Temp Closed: 0 | 0 | 2 | 2 | 23090-063-009019 | WARREN BURKE, DVM
29053 | Permanently Closed | 1991-02-12 | 1975-01-01 | 1991-02-12 | Petroleum | Unleaded gasoline | Unleaded gasoline |  | Steel | Steel |  | Painted or None | Steel |  | 1901-01-01 | [15 empty] | UST Currently In Use: 0; UST Temp Close: 2; AST Currently In Use: 0; AST Temp Closed: 0 | 0 | 2 | 2 | 23090-063-009019 | WARREN BURKE, DVM
29054 | Permanently Closed | 1998-11-24 | 1980-01-01 | 1999-06-30 | Petroleum | Unleaded gasoline | Unleaded gasoline |  | Steel | Steel |  | Painted or None | Steel |  | 1901-01-01 | [6 empty] | Statistical Inventory Reconciliation (SIR) | [8 empty] | UST Currently In Use: 0; UST Temp Close: 0; AST Currently In Use: 0; AST Temp Closed: 0 | 0 | 0 | 3 | 14493-065-009015 | SOUTHERN OIL COMPANY, INC.
29055 | Permanently Closed | 1998-11-24 | 1980-01-01 | 1999-06-30 | Petroleum | Unleaded gasoline | Unleaded gasoline |  | Steel | Steel |  | Painted or None | Steel |  | 1901-01-01 | [6 empty] | Statistical Inventory Reconciliation (SIR) | [8 empty] | UST Currently In Use: 0; UST Temp Close: 0; AST Currently In Use: 0; AST Temp Closed: 0 | 0 | 0 | 3 | 14493-065-009015 | SOUTHERN OIL COMPANY, INC.
29056 | Permanently Closed | 1998-11-24 | 1980-01-01 | 1999-06-30 | Petroleum | Unleaded gasoline | Unleaded gasoline |  | Steel | Steel |  | Painted or None | Steel |  | 1901-01-01 | [6 empty] | Statistical Inventory Reconciliation (SIR) | [8 empty] | UST Currently In Use: 0; UST Temp Close: 0; AST Currently In Use: 0; AST Temp Closed: 0 | 0 | 0 | 3 | 14493-065-009015 | SOUTHERN OIL COMPANY, INC.
29059 | Permanently Closed | 1993-08-01 | 1978-01-01 | 1993-08-01 | Petroleum | Unleaded gasoline | Unleaded gasoline |  | Steel | Steel |  | Painted or None | Steel |  | 1901-01-01 | [15 empty] | UST Currently In Use: 0; UST Temp Close: 0; AST Currently In Use: 0; AST Temp Closed: 0 | 0 | 0 | 2 | 14493-091-006561 | SOUTHERN OIL COMPANY, INC.
29060 | Permanently Closed | 1993-08-01 | 1978-01-01 | 1993-08-01 | Petroleum | Unleaded gasoline | Unleaded gasoline |  | Steel | Steel |  | Painted or None | Steel |  | 1901-01-01 | [15 empty] | UST Currently In Use: 0; UST Temp Close: 0; AST Currently In Use: 0; AST Temp Closed: 0 | 0 | 0 | 2 | 14493-091-006561 | SOUTHERN OIL COMPANY, INC.
29061 | Retired | 1988-12-22 | 1976-01-01 |  | Petroleum | Unleaded gasoline | Unleaded gasoline |  | Steel | Steel |  | Painted or None | Steel |  | 1901-01-01 | [6 empty] | Statistical Inventory Reconciliation (SIR) | [8 empty] | UST Currently In Use: 0; UST Temp Close: 0; AST Currently In Use: 0; AST Temp Closed: 0 | 0 | 0 | 0 | 14493-091-009013 | SOUTHERN OIL COMPANY, INC.
29062 | Retired | 1988-12-22 | 1976-01-01 |  | Petroleum | Unleaded gasoline | Unleaded gasoline |  | Steel | Steel |  | Painted or None | Steel |  | 1901-01-01 | [6 empty] | Statistical Inventory Reconciliation (SIR) | [8 empty] | UST Currently In Use: 0; UST Temp Close: 0; AST Currently In Use: 0; AST Temp Closed: 0 | 0 | 0 | 0 | 14493-091-009013 | SOUTHERN OIL COMPANY, INC.
29063 | Permanently Closed | 1987-12-01 | 1980-01-01 | 1987-12-01 | Petroleum | Unleaded gasoline | Unleaded gasoline |  | Steel | Steel |  | Painted or None | Steel |  | 1901-01-01 | [15 empty] | UST Currently In Use: 0; UST Temp Close: 0; AST Currently In Use: 0; AST Temp Closed: 0 | 0 | 0 | 3 | 14493-091-009014 | SOUTHERN OIL COMPANY, INC.
29064 | Permanently Closed | 1987-12-01 | 1973-01-01 | 1987-12-01 | Petroleum | Unleaded gasoline | Unleaded gasoline |  | Steel | Steel |  | Painted or None | Steel |  | 1901-01-01 | [15 empty] | UST Currently In Use: 0; UST Temp Close: 0; AST Currently In Use: 0; AST Temp Closed: 0 | 0 | 0 | 3 | 14493-091-009014 | SOUTHERN OIL COMPANY, INC.
29065 | Permanently Closed | 1987-12-01 | 1973-01-01 | 1987-12-01 | Petroleum | Other, OTHER | Other |  | Steel | Steel |  | Painted or None | Steel |  | 1901-01-01 | [15 empty] | UST Currently In Use: 0; UST Temp Close: 0; AST Currently In Use: 0; AST Temp Closed: 0 | 0 | 0 | 3 | 14493-091-009014 | SOUTHERN OIL COMPANY, INC.
29066 | Permanently Closed | 1991-04-03 | 1975-01-01 | 1991-04-03 | Petroleum | Unleaded gasoline | Unleaded gasoline |  | Steel | Steel |  | Painted or None | Steel |  | 1901-01-01 | [15 empty] | UST Currently In Use: 0; UST Temp Close: 0; AST Currently In Use: 0; AST Temp Closed: 0 | 0 | 0 | 2 | 14493-097-006564 | SOUTHERN OIL COMPANY, INC.
29067 | Permanently Closed | 1991-04-03 | 1975-01-01 | 1991-04-03 | Petroleum | Unleaded gasoline | Unleaded gasoline |  | Steel | Steel |  | Painted or None | Steel |  | 1901-01-01 | [15 empty] | UST Currently In Use: 0; UST Temp Close: 0; AST Currently In Use: 0; AST Temp Closed: 0 | 0 | 0 | 2 | 14493-097-006564 | SOUTHERN OIL COMPANY, INC.
29068 | Currently in Use |  | 1976-01-01 |  | Petroleum | Unleaded gasoline | Unleaded gasoline | Retail | Steel | Steel | Field installed cathodic protection, Interior lined (not allowed as a standalone method of corrosion protection) |  | Flexible |  |  |  | Catchment Basin, Single walled catchment basin | Automatic shutoff device At 95% full | Automatic shutoff device At 95% full |  |  | Statistical Inventory Reconciliation (SIR) |  | Automatic flow restrictor (MLLD), Containment Sump | Containment Sump |  |  | Statistical inventory reconciliation (SIR) | Statistical inventory reconciliation (SIR) |  | UST Currently In Use: 3; UST Temp Close: 0; AST Currently In Use: 0; AST Temp Closed: 0 | 3 | 0 | 0 | 24788-097-009016 | RIDDHI SIDDHH VINAIYAKA LLC
29069 | Currently in Use |  | 1976-01-01 |  | Petroleum | Premium gasoline | Premium gasoline | Retail | Steel | Steel | Field installed cathodic protection, Interior lined (not allowed as a standalone method of corrosion protection) |  | Flexible |  |  |  | Catchment Basin, Single walled catchment basin | Automatic shutoff device At 95% full | Automatic shutoff device At 95% full |  |  | Statistical Inventory Reconciliation (SIR) |  | Automatic flow restrictor (MLLD), Containment Sump | Containment Sump |  |  | Statistical inventory reconciliation (SIR) | Statistical inventory reconciliation (SIR) |  | UST Currently In Use: 3; UST Temp Close: 0; AST Currently In Use: 0; AST Temp Closed: 0 | 3 | 0 | 0 | 24788-097-009016 | RIDDHI SIDDHH VINAIYAKA LLC
29070 | Currently in Use |  | 1976-01-01 |  | Petroleum | On road diesel | On road diesel | Retail | Steel | Steel | Field installed cathodic protection, Interior lined (not allowed as a standalone method of corrosion protection) |  | Flexible |  |  |  | Catchment Basin, Single walled catchment basin | Automatic shutoff device At 95% full | Automatic shutoff device At 95% full |  |  | Statistical Inventory Reconciliation (SIR) |  | Automatic flow restrictor (MLLD), Containment Sump | Containment Sump |  |  | Statistical inventory reconciliation (SIR) | Statistical inventory reconciliation (SIR) |  | UST Currently In Use: 3; UST Temp Close: 0; AST Currently In Use: 0; AST Temp Closed: 0 | 3 | 0 | 0 | 24788-097-009016 | RIDDHI SIDDHH VINAIYAKA LLC
29071 | Permanently Closed | 1994-09-01 | 1971-01-01 | 1994-10-17 | Petroleum | Unleaded gasoline | Unleaded gasoline |  | Steel | Steel |  | Painted or None | Steel |  | 1901-01-01 | [6 empty] | Statistical Inventory Reconciliation (SIR) | [8 empty] | UST Currently In Use: 0; UST Temp Close: 0; AST Currently In Use: 0; AST Temp Closed: 0 | 0 | 0 | 2 | 14493-105-006563 | SOUTHERN OIL COMPANY, INC.
29072 | Permanently Closed | 1994-09-01 | 1971-01-01 | 1994-10-17 | Petroleum | Unleaded gasoline | Unleaded gasoline |  | Steel | Steel |  | Painted or None | Steel |  | 1901-01-01 | [6 empty] | Statistical Inventory Reconciliation (SIR) | [8 empty] | UST Currently In Use: 0; UST Temp Close: 0; AST Currently In Use: 0; AST Temp Closed: 0 | 0 | 0 | 2 | 14493-105-006563 | SOUTHERN OIL COMPANY, INC.
29073 | Currently in Use |  | 1971-01-01 |  | Petroleum | Unleaded gasoline | Unleaded gasoline | Retail | Steel | Steel | Field installed cathodic protection, Interior lined (not allowed as a standalone method of corrosion protection) |  | Flexible |  |  |  | Catchment Basin, Single walled catchment basin | Automatic shutoff device At 95% full | Automatic shutoff device At 95% full |  |  | Statistical Inventory Reconciliation (SIR) |  | Automatic flow restrictor (MLLD) | Automatic flow restrictor (MLLD) |  |  | Statistical inventory reconciliation (SIR) | Statistical inventory reconciliation (SIR) |  | UST Currently In Use: 2; UST Temp Close: 0; AST Currently In Use: 0; AST Temp Closed: 0 | 2 | 0 | 0 | 14493-107-006562 | SOUTHERN OIL COMPANY, INC.
29074 | Currently in Use |  | 1971-01-01 |  | Petroleum | Premium gasoline | Premium gasoline | Retail | Steel | Steel | Field installed cathodic protection, Interior lined (not allowed as a standalone method of corrosion protection) |  | Flexible |  |  |  | Catchment Basin, Single walled catchment basin | Automatic shutoff device At 95% full | Automatic shutoff device At 95% full |  |  | Statistical Inventory Reconciliation (SIR) |  | Automatic flow restrictor (MLLD) | Automatic flow restrictor (MLLD) |  |  | Statistical inventory reconciliation (SIR) | Statistical inventory reconciliation (SIR) |  | UST Currently In Use: 2; UST Temp Close: 0; AST Currently In Use: 0; AST Temp Closed: 0 | 2 | 0 | 0 | 14493-107-006562 | SOUTHERN OIL COMPANY, INC.
29075 | Permanently Closed | 1998-11-24 | 1982-01-01 | 1999-12-06 | Petroleum | Unleaded gasoline | Unleaded gasoline |  | Fiberglass coated steel | Fiberglass coated steel | Interior lined (not allowed as a standalone method of corrosion protection) |  | Steel |  | 1901-01-01 | [6 empty] | Statistical Inventory Reconciliation (SIR) | [5 empty] | Annual line testing, Statistical inventory reconciliation (SIR) | Statistical inventory reconciliation (SIR) |  | UST Currently In Use: 0; UST Temp Close: 0; AST Currently In Use: 0; AST Temp Closed: 0 | 0 | 0 | 3 | 14493-107-011967 | SOUTHERN OIL COMPANY, INC.
29076 | Permanently Closed | 1998-11-24 | 1982-01-01 | 1999-12-06 | Petroleum | Unleaded gasoline | Unleaded gasoline |  | Fiberglass coated steel | Fiberglass coated steel | Interior lined (not allowed as a standalone method of corrosion protection) |  | Steel |  | 1901-01-01 | [6 empty] | Statistical Inventory Reconciliation (SIR) | [5 empty] | Annual line testing, Statistical inventory reconciliation (SIR) | Statistical inventory reconciliation (SIR) |  | UST Currently In Use: 0; UST Temp Close: 0; AST Currently In Use: 0; AST Temp Closed: 0 | 0 | 0 | 3 | 14493-107-011967 | SOUTHERN OIL COMPANY, INC.
29077 | Permanently Closed | 1998-11-24 | 1982-01-01 | 1999-12-06 | Petroleum | On road diesel | On road diesel |  | Fiberglass coated steel | Fiberglass coated steel | Interior lined (not allowed as a standalone method of corrosion protection) |  | Steel |  | 1901-01-01 | [6 empty] | Statistical Inventory Reconciliation (SIR) | [5 empty] | Annual line testing, Statistical inventory reconciliation (SIR) | Statistical inventory reconciliation (SIR) |  | UST Currently In Use: 0; UST Temp Close: 0; AST Currently In Use: 0; AST Temp Closed: 0 | 0 | 0 | 3 | 14493-107-011967 | SOUTHERN OIL COMPANY, INC.
29078 | Permanently Closed | 1998-11-03 | 1979-01-01 | 1999-06-28 | Petroleum | Unleaded gasoline | Unleaded gasoline | Retail | Steel | Steel |  | Painted or None | Steel |  | 1901-01-01 | [6 empty] | Statistical Inventory Reconciliation (SIR) | [8 empty] | UST Currently In Use: 0; UST Temp Close: 0; AST Currently In Use: 0; AST Temp Closed: 0 | 0 | 0 | 2 | 14493-119-006565 | SOUTHERN OIL COMPANY, INC.
29079 | Permanently Closed | 1998-11-03 | 1979-01-01 | 1999-06-28 | Petroleum | Unleaded gasoline | Unleaded gasoline |  | Steel | Steel |  | Painted or None | Steel |  | 1901-01-01 | [6 empty] | Statistical Inventory Reconciliation (SIR) | [8 empty] | UST Currently In Use: 0; UST Temp Close: 0; AST Currently In Use: 0; AST Temp Closed: 0 | 0 | 0 | 2 | 14493-119-006565 | SOUTHERN OIL COMPANY, INC.
29080 | Permanently Closed | 1901-01-01 | 1973-01-01 |  | Petroleum | Unleaded gasoline | Unleaded gasoline |  | Steel | Steel |  | Painted or None | Steel |  | 1901-01-01 | [15 empty] | UST Currently In Use: 0; UST Temp Close: 0; AST Currently In Use: 0; AST Temp Closed: 0 | 0 | 0 | 2 | 14493-119-009012 | SOUTHERN OIL COMPANY, INC.
29081 | Permanently Closed | 1901-01-01 | 1973-01-01 |  | Petroleum | Unleaded gasoline | Unleaded gasoline |  | Steel | Steel |  | Painted or None | Steel |  | 1901-01-01 | [15 empty] | UST Currently In Use: 0; UST Temp Close: 0; AST Currently In Use: 0; AST Temp Closed: 0 | 0 | 0 | 2 | 14493-119-009012 | SOUTHERN OIL COMPANY, INC.
29082 | Currently in Use |  | 1984-01-01 |  | Petroleum | Unleaded gasoline | Unleaded gasoline | Retail | Steel | Steel | Coated & cathodic protection (sti-P3), Field installed cathodic protection |  | Steel |  |  | Field installed cathodic protection | Catchment Basin, Single walled catchment basin | Flow Rest 90% Full | Flow Rest 90% Full |  |  | Statistical Inventory Reconciliation (SIR) |  | Automatic flow restrictor (MLLD) | Automatic flow restrictor (MLLD) |  |  | Statistical inventory reconciliation (SIR) | Statistical inventory reconciliation (SIR) |  | UST Currently In Use: 2; UST Temp Close: 1; AST Currently In Use: 0; AST Temp Closed: 0 | 2 | 1 | 0 | 14493-119-013015 | SOUTHERN OIL COMPANY, INC.
29083 | Temporary Closed | 2018-05-01 | 1984-01-01 |  | Petroleum | Premium gasoline | Premium gasoline | Retail | Steel | Steel | Coated & cathodic protection (sti-P3), Field installed cathodic protection |  | Steel |  |  | Field installed cathodic protection | Catchment Basin, Single walled catchment basin | Flow Rest 90% Full | Flow Rest 90% Full |  |  | Statistical Inventory Reconciliation (SIR) |  | Automatic flow restrictor (MLLD) | Automatic flow restrictor (MLLD) |  |  | Statistical inventory reconciliation (SIR) | Statistical inventory reconciliation (SIR) |  | UST Currently In Use: 2; UST Temp Close: 1; AST Currently In Use: 0; AST Temp Closed: 0 | 2 | 1 | 0 | 14493-119-013015 | SOUTHERN OIL COMPANY, INC.
29084 | Currently in Use |  | 1984-01-01 |  | Petroleum | On road diesel | On road diesel | Retail | Steel | Steel | Coated & cathodic protection (sti-P3), Field installed cathodic protection |  | Steel |  |  | Field installed cathodic protection | Catchment Basin, Single walled catchment basin | Flow Rest 90% Full | Flow Rest 90% Full |  |  | Statistical Inventory Reconciliation (SIR) |  | Automatic flow restrictor (MLLD) | Automatic flow restrictor (MLLD) |  |  | Statistical inventory reconciliation (SIR) | Statistical inventory reconciliation (SIR) |  | UST Currently In Use: 2; UST Temp Close: 1; AST Currently In Use: 0; AST Temp Closed: 0 | 2 | 1 | 0 | 14493-119-013015 | SOUTHERN OIL COMPANY, INC.
29085 | Permanently Closed | 1987-04-01 | 1977-01-01 |  | Petroleum | On road diesel | On road diesel |  | Steel | Steel |  | Painted or None | Steel |  | 1901-01-01 | [15 empty] | UST Currently In Use: 0; UST Temp Close: 0; AST Currently In Use: 0; AST Temp Closed: 0 | 0 | 0 | 1 | 14495-097-005616 | SOUTHERN PELLA DISTRIBUTORS
29087 | Permanently Closed | 1991-04-24 | 1967-01-01 | 1991-04-24 | Petroleum | Unleaded gasoline | Unleaded gasoline |  | Steel | Steel |  |  | Steel |  | 1901-01-01 | [15 empty] | UST Currently In Use: 0; UST Temp Close: 0; AST Currently In Use: 0; AST Temp Closed: 0 | 0 | 0 | 4 | 14497-053-000021 | SOUTHERN PINE ELECTRICAL CO-OP
29088 | Permanently Closed | 1991-04-24 | 1947-01-01 | 1991-04-24 | Petroleum | On road diesel | On road diesel |  | Steel | Steel |  |  | Steel |  | 1901-01-01 | [15 empty] | UST Currently In Use: 0; UST Temp Close: 0; AST Currently In Use: 0; AST Temp Closed: 0 | 0 | 0 | 4 | 14497-053-000021 | SOUTHERN PINE ELECTRICAL CO-OP
29089 | Permanently Closed | 1992-10-27 | 1981-01-01 | 1992-10-27 | Petroleum | Unleaded gasoline | Unleaded gasoline |  | Steel | Steel |  | Painted or None | Steel |  | 1901-01-01 | [15 empty] | UST Currently In Use: 0; UST Temp Close: 0; AST Currently In Use: 2; AST Temp Closed: 0 | 0 | 0 | 1 | 14498-065-012421 | SOUTHERN PRIDE CATFISH LLC
29090 | Permanently Closed | 1992-08-03 | 1981-01-01 | 1992-08-03 | Petroleum | Unleaded gasoline | Unleaded gasoline |  | Steel | Steel |  | Painted or None | Steel |  | 1901-01-01 | [15 empty] | UST Currently In Use: 0; UST Temp Close: 0; AST Currently In Use: 0; AST Temp Closed: 0 | 0 | 0 | 3 | 14501-033-011141 | SOUTHERN RAILWAY CO
29091 | Permanently Closed | 1992-08-03 | 1980-01-01 | 1992-08-03 | Petroleum | Unleaded gasoline | Unleaded gasoline |  | Steel | Steel |  | Painted or None | Steel |  | 1901-01-01 | [15 empty] | UST Currently In Use: 0; UST Temp Close: 0; AST Currently In Use: 0; AST Temp Closed: 0 | 0 | 0 | 3 | 14501-033-011141 | SOUTHERN RAILWAY CO
29092 | Permanently Closed | 1992-08-03 | 1980-01-01 | 1992-08-03 | Petroleum | Unleaded gasoline | Unleaded gasoline |  | Steel | Steel |  | Painted or None | Steel |  | 1901-01-01 | [15 empty] | UST Currently In Use: 0; UST Temp Close: 0; AST Currently In Use: 0; AST Temp Closed: 0 | 0 | 0 | 3 | 14501-033-011141 | SOUTHERN RAILWAY CO
29093 | Permanently Closed | 1992-08-03 | 1981-01-01 | 1992-08-03 | Petroleum | Unleaded gasoline | Unleaded gasoline |  | Steel | Steel |  | Painted or None | Steel |  | 1901-01-01 | [15 empty] | UST Currently In Use: 0; UST Temp Close: 0; AST Currently In Use: 0; AST Temp Closed: 0 | 0 | 0 | 1 | 14501-033-011142 | SOUTHERN RAILWAY CO
29094 | Permanently Closed | 1992-08-03 | 1970-01-01 | 1992-08-03 | Petroleum | Unleaded gasoline | Unleaded gasoline | [7 empty] | 1901-01-01 | [15 empty] | UST Currently In Use: 0; UST Temp Close: 0; AST Currently In Use: 0; AST Temp Closed: 0 | 0 | 0 | 3 | 14501-033-011144 | SOUTHERN RAILWAY CO
29095 | Permanently Closed | 1992-06-01 | 1970-01-01 | 1992-08-01 | Petroleum | On road diesel | On road diesel |  | Steel | Steel |  |  |  |  | 1901-01-01 | [15 empty] | UST Currently In Use: 0; UST Temp Close: 0; AST Currently In Use: 0; AST Temp Closed: 0 | 0 | 0 | 3 | 14501-033-011144 | SOUTHERN RAILWAY CO
29096 | Permanently Closed | 1992-08-03 | 1970-01-01 | 1992-08-03 | Petroleum | On road diesel | On road diesel |  | Steel | Steel |  |  |  |  | 1901-01-01 | [15 empty] | UST Currently In Use: 0; UST Temp Close: 0; AST Currently In Use: 0; AST Temp Closed: 0 | 0 | 0 | 3 | 14501-033-011144 | SOUTHERN RAILWAY CO
29097 | Permanently Closed | 1992-08-05 | 1969-01-01 | 1992-08-05 | Petroleum | On road diesel | On road diesel |  | Steel | Steel |  |  | Steel |  | 1901-01-01 | [15 empty] | UST Currently In Use: 0; UST Temp Close: 0; AST Currently In Use: 0; AST Temp Closed: 0 | 0 | 0 | 1 | 14501-033-011146 | SOUTHERN RAILWAY CO
29098 | Permanently Closed | 1978-06-01 | 1972-01-01 | 1987-10-19 | Petroleum | Unleaded gasoline | Unleaded gasoline |  | Steel | Steel |  |  | Steel |  | 1901-01-01 | [15 empty] | UST Currently In Use: 0; UST Temp Close: 0; AST Currently In Use: 0; AST Temp Closed: 0 | 0 | 0 | 1 | 14501-055-011139 | SOUTHERN RAILWAY CO
29099 | Permanently Closed | 1992-08-11 | 1976-01-01 | 1992-08-11 | Petroleum | Unleaded gasoline | Unleaded gasoline |  | Steel | Steel |  |  | Steel |  | 1901-01-01 | [15 empty] | UST Currently In Use: 0; UST Temp Close: 0; AST Currently In Use: 0; AST Temp Closed: 0 | 0 | 0 | 4 | 14501-073-011143 | SOUTHERN RAILWAY CO
29100 | Permanently Closed | 1992-08-11 | 1976-01-01 | 1992-08-11 | Petroleum | Unleaded gasoline | Unleaded gasoline |  | Steel | Steel |  |  | Steel |  | 1901-01-01 | [15 empty] | UST Currently In Use: 0; UST Temp Close: 0; AST Currently In Use: 0; AST Temp Closed: 0 | 0 | 0 | 4 | 14501-073-011143 | SOUTHERN RAILWAY CO
29101 | Permanently Closed | 1992-08-11 | 1949-01-01 | 1992-08-11 | Petroleum | On road diesel | On road diesel |  | Steel | Steel |  |  | Steel |  | 1901-01-01 | [15 empty] | UST Currently In Use: 0; UST Temp Close: 0; AST Currently In Use: 0; AST Temp Closed: 0 | 0 | 0 | 4 | 14501-073-011143 | SOUTHERN RAILWAY CO
29102 | Permanently Closed | 1992-08-11 | 1973-01-01 | 1992-08-11 | Petroleum | Unleaded gasoline | Unleaded gasoline |  | Steel | Steel |  |  | Steel |  | 1901-01-01 | [15 empty] | UST Currently In Use: 0; UST Temp Close: 0; AST Currently In Use: 0; AST Temp Closed: 0 | 0 | 0 | 4 | 14501-073-011143 | SOUTHERN RAILWAY CO
29103 | Retired | 1975-01-01 | 1901-01-01 |  | Petroleum | Unleaded gasoline | Unleaded gasoline | [7 empty] | 1901-01-01 | [15 empty] | UST Currently In Use: 0; UST Temp Close: 0; AST Currently In Use: 0; AST Temp Closed: 0 | 0 | 0 | 0 | 14501-073-012289 | SOUTHERN RAILWAY CO
29104 | Permanently Closed | 1901-01-01 | 1973-01-01 | 1986-05-10 | Petroleum | On road diesel | On road diesel |  | Steel | Steel |  | Painted or None | Steel |  | 1901-01-01 | [15 empty] | UST Currently In Use: 0; UST Temp Close: 0; AST Currently In Use: 0; AST Temp Closed: 0 | 0 | 0 | 1 | 14501-089-011148 | SOUTHERN RAILWAY CO
29105 | Retired | 1971-01-01 | 1901-01-01 |  | Petroleum | Unleaded gasoline | Unleaded gasoline |  | Steel | Steel |  |  | Steel |  | 1901-01-01 | [15 empty] | UST Currently In Use: 0; UST Temp Close: 0; AST Currently In Use: 0; AST Temp Closed: 0 | 0 | 0 | 0 | 14501-097-012284 | SOUTHERN RAILWAY CO
29106 | Permanently Closed | 1976-04-01 | 1952-01-01 |  | Petroleum | Unleaded gasoline | Unleaded gasoline |  | Steel | Steel |  | Painted or None | Steel |  | 1901-01-01 | [15 empty] | UST Currently In Use: 0; UST Temp Close: 0; AST Currently In Use: 0; AST Temp Closed: 0 | 0 | 0 | 1 | 14501-103-012534 | SOUTHERN RAILWAY CO
29107 | Permanently Closed | 1992-08-12 | 1968-01-01 | 1992-08-12 | Petroleum | On road diesel | On road diesel |  | Steel | Steel |  |  |  |  | 1901-01-01 | [15 empty] | UST Currently In Use: 0; UST Temp Close: 0; AST Currently In Use: 0; AST Temp Closed: 0 | 0 | 0 | 1 | 14501-117-011140 | SOUTHERN RAILWAY CO
29108 | Permanently Closed | 1992-08-20 | 1977-01-01 | 1992-08-20 | Petroleum | On road diesel | On road diesel |  | Steel | Steel |  | Painted or None | Steel |  | 1901-01-01 | [15 empty] | UST Currently In Use: 0; UST Temp Close: 0; AST Currently In Use: 0; AST Temp Closed: 0 | 0 | 0 | 2 | 14501-127-011145 | SOUTHERN RAILWAY CO
29109 | Permanently Closed | 1992-08-20 | 1977-01-01 | 1992-08-20 | Petroleum | Unleaded gasoline | Unleaded gasoline |  | Steel | Steel |  | Painted or None | Steel |  | 1901-01-01 | [15 empty] | UST Currently In Use: 0; UST Temp Close: 0; AST Currently In Use: 0; AST Temp Closed: 0 | 0 | 0 | 2 | 14501-127-011145 | SOUTHERN RAILWAY CO
29110 | Permanently Closed | 1901-01-01 | 1975-01-01 | 2011-11-11 | Petroleum | Unleaded gasoline | Unleaded gasoline |  | Steel | Steel |  | Painted or None | Steel |  | 1901-01-01 | [15 empty] | UST Currently In Use: 0; UST Temp Close: 0; AST Currently In Use: 0; AST Temp Closed: 0 | 0 | 0 | 1 | 14501-133-012287 | SOUTHERN RAILWAY CO
29111 | Permanently Closed | 1901-01-01 | 1954-01-01 | 1988-12-23 | Petroleum | Unleaded gasoline | Unleaded gasoline |  | Steel | Steel |  |  | Steel |  | 1901-01-01 | [15 empty] | UST Currently In Use: 0; UST Temp Close: 0; AST Currently In Use: 0; AST Temp Closed: 0 | 0 | 0 | 2 | 14502-033-000236 | READY MIX USA BLUE STAR DIVISION
29112 | Permanently Closed | 1976-06-01 | 1954-01-01 | 1988-12-19 | Petroleum | Other, X | Other |  | Steel | Steel |  |  | Steel |  | 1901-01-01 | [15 empty] | UST Currently In Use: 0; UST Temp Close: 0; AST Currently In Use: 0; AST Temp Closed: 0 | 0 | 0 | 2 | 14502-033-000236 | READY MIX USA BLUE STAR DIVISION
29113 | Permanently Closed | 1990-02-01 | 1952-01-01 | 1990-02-01 | Petroleum | Unleaded gasoline | Unleaded gasoline |  | Steel | Steel |  |  | Steel |  | 1901-01-01 | [15 empty] | UST Currently In Use: 0; UST Temp Close: 0; AST Currently In Use: 2; AST Temp Closed: 0 | 0 | 0 | 1 | 25238-077-000235 | OLDCASTLE APG SOUTH INC
29114 | Permanently Closed | 1990-08-15 | 1972-01-01 | 1990-08-15 | Petroleum | On road diesel | On road diesel |  | Steel | Steel |  | Painted or None |  |  | 1901-01-01 | [15 empty] | UST Currently In Use: 0; UST Temp Close: 0; AST Currently In Use: 0; AST Temp Closed: 0 | 0 | 0 | 3 | 10885-073-002556 | KIRKPATRICK CONCRETE INC
29115 | Permanently Closed | 1990-08-15 | 1972-01-01 | 1990-08-15 | Petroleum | On road diesel | On road diesel |  | Steel | Steel |  | Painted or None |  |  | 1901-01-01 | [15 empty] | UST Currently In Use: 0; UST Temp Close: 0; AST Currently In Use: 0; AST Temp Closed: 0 | 0 | 0 | 3 | 10885-073-002556 | KIRKPATRICK CONCRETE INC
29116 | Permanently Closed | 1990-08-15 | 1972-01-01 | 1990-08-15 | Petroleum | Unleaded gasoline | Unleaded gasoline |  | Steel | Steel |  | Painted or None | Other, FIBERGLASS |  | 1901-01-01 | [15 empty] | UST Currently In Use: 0; UST Temp Close: 0; AST Currently In Use: 0; AST Temp Closed: 0 | 0 | 0 | 3 | 10885-073-002556 | KIRKPATRICK CONCRETE INC
29117 | Permanently Closed | 1990-11-03 | 1974-01-01 | 1990-11-03 | Petroleum | On road diesel | On road diesel |  | Steel | Steel |  | Painted or None | Other, FIBERGLASS |  | 1901-01-01 | [15 empty] | UST Currently In Use: 0; UST Temp Close: 0; AST Currently In Use: 0; AST Temp Closed: 0 | 0 | 0 | 1 | 23134-073-002558 | READY MIX USA LLC
29118 | Permanently Closed | 1990-08-17 | 1971-01-01 | 1990-08-17 | Petroleum | On road diesel | On road diesel |  | Steel | Steel |  | Painted or None | Other, FIBERGLASS |  | 1901-01-01 | [15 empty] | UST Currently In Use: 0; UST Temp Close: 0; AST Currently In Use: 0; AST Temp Closed: 0 | 0 | 0 | 1 | 11398-073-002559 | READY MIX USA
29119 | Permanently Closed | 1990-09-27 | 1973-01-01 | 1990-09-27 | Petroleum | On road diesel | On road diesel |  | Steel | Steel |  | Painted or None | Other, FIBERGLASS |  | 1901-01-01 | [15 empty] | UST Currently In Use: 0; UST Temp Close: 0; AST Currently In Use: 1; AST Temp Closed: 0 | 0 | 0 | 4 | 23134-073-002560 | READY MIX USA LLC
29120 | Permanently Closed | 1990-09-27 | 1973-01-01 | 1990-09-27 | Petroleum | On road diesel | On road diesel |  | Steel | Steel |  | Painted or None | Other, FIBERGLASS |  | 1901-01-01 | [15 empty] | UST Currently In Use: 0; UST Temp Close: 0; AST Currently In Use: 1; AST Temp Closed: 0 | 0 | 0 | 4 | 23134-073-002560 | READY MIX USA LLC
29121 | Permanently Closed | 1990-09-27 | 1973-01-01 | 1990-09-27 | Petroleum | Used oil | Used oil |  | Steel | Steel |  | Painted or None | Other, FIBERGLASS |  | 1901-01-01 | [15 empty] | UST Currently In Use: 0; UST Temp Close: 0; AST Currently In Use: 1; AST Temp Closed: 0 | 0 | 0 | 4 | 23134-073-002560 | READY MIX USA LLC
29122 | Permanently Closed | 1982-06-01 | 1973-01-01 | 1990-09-27 | Petroleum | Other, OTHER | Other |  | Steel | Steel |  | Painted or None | Other, FIBERGLASS |  | 1901-01-01 | [15 empty] | UST Currently In Use: 0; UST Temp Close: 0; AST Currently In Use: 1; AST Temp Closed: 0 | 0 | 0 | 4 | 23134-073-002560 | READY MIX USA LLC
29123 | Permanently Closed | 1966-06-01 | 1949-01-01 | 1987-05-01 | Petroleum | On road diesel | On road diesel |  | Steel | Steel |  |  |  |  | 1901-01-01 | [15 empty] | UST Currently In Use: 0; UST Temp Close: 0; AST Currently In Use: 1; AST Temp Closed: 0 | 0 | 0 | 6 | 14504-033-011185 | SOUTHERN RECLAMATION CO
29124 | Permanently Closed | 1980-04-01 | 1946-01-01 | 1987-05-01 | Petroleum | On road diesel | On road diesel |  | Steel | Steel |  |  |  |  | 1901-01-01 | [15 empty] | UST Currently In Use: 0; UST Temp Close: 0; AST Currently In Use: 1; AST Temp Closed: 0 | 0 | 0 | 6 | 14504-033-011185 | SOUTHERN RECLAMATION CO
29125 | Permanently Closed | 1960-12-01 | 1939-01-01 | 1986-09-01 | Petroleum | On road diesel | On road diesel |  | Steel | Steel |  |  |  |  | 1901-01-01 | [15 empty] | UST Currently In Use: 0; UST Temp Close: 0; AST Currently In Use: 1; AST Temp Closed: 0 | 0 | 0 | 6 | 14504-033-011185 | SOUTHERN RECLAMATION CO
29126 | Permanently Closed | 1901-01-01 | 1957-01-01 | 1988-11-01 | Petroleum | On road diesel | On road diesel |  | Steel | Steel |  |  |  |  | 1901-01-01 | [15 empty] | UST Currently In Use: 0; UST Temp Close: 0; AST Currently In Use: 1; AST Temp Closed: 0 | 0 | 0 | 6 | 14504-033-011185 | SOUTHERN RECLAMATION CO
29127 | Permanently Closed | 1901-01-01 | 1958-01-01 | 1988-11-01 | Petroleum | Unleaded gasoline | Unleaded gasoline |  | Steel | Steel |  |  |  |  | 1901-01-01 | [15 empty] | UST Currently In Use: 0; UST Temp Close: 0; AST Currently In Use: 1; AST Temp Closed: 0 | 0 | 0 | 6 | 14504-033-011185 | SOUTHERN RECLAMATION CO
29128 | Permanently Closed | 1901-01-01 | 1944-01-01 01:00 | 1988-11-01 | Petroleum | Unleaded gasoline | Unleaded gasoline |  | Steel | Steel |  |  |  |  | 1901-01-01 | [15 empty] | UST Currently In Use: 0; UST Temp Close: 0; AST Currently In Use: 1; AST Temp Closed: 0 | 0 | 0 | 6 | 14504-033-011185 | SOUTHERN RECLAMATION CO
29129 | Permanently Closed | 1983-01-01 | 1963-01-01 | 1988-10-01 | Petroleum | Unleaded gasoline | Unleaded gasoline |  | Steel | Steel |  |  |  |  | 1901-01-01 | [15 empty] | UST Currently In Use: 0; UST Temp Close: 0; AST Currently In Use: 0; AST Temp Closed: 0 | 0 | 0 | 3 | 14505-073-007576 | SOUTHERN RESEARCH INSTITUTE
29130 | Permanently Closed | 1983-01-01 | 1968-01-01 | 1988-10-01 | Petroleum | Unleaded gasoline | Unleaded gasoline |  | Steel | Steel |  |  |  |  | 1901-01-01 | [15 empty] | UST Currently In Use: 0; UST Temp Close: 0; AST Currently In Use: 0; AST Temp Closed: 0 | 0 | 0 | 3 | 14505-073-007576 | SOUTHERN RESEARCH INSTITUTE
29131 | Permanently Closed | 1998-11-01 | 1976-01-01 | 1998-12-21 | Petroleum | On road diesel | On road diesel |  | Steel | Steel |  | Painted or None | Steel |  | 1901-01-01 | [15 empty] | UST Currently In Use: 0; UST Temp Close: 0; AST Currently In Use: 0; AST Temp Closed: 0 | 0 | 0 | 3 | 14505-073-007576 | SOUTHERN RESEARCH INSTITUTE
29132 | Permanently Closed | 1990-03-06 | 1975-01-01 | 1990-03-06 | Petroleum | Unleaded gasoline | Unleaded gasoline |  | Steel | Steel |  | Painted or None | Steel |  | 1901-01-01 | [15 empty] | UST Currently In Use: 0; UST Temp Close: 0; AST Currently In Use: 0; AST Temp Closed: 0 | 0 | 0 | 4 | 14506-031-011261 | SOUTHLAND BROILERS
29133 | Permanently Closed | 1990-03-06 | 1975-01-01 | 1990-03-06 | Petroleum | Unleaded gasoline | Unleaded gasoline |  | Steel | Steel |  | Painted or None | Steel |  | 1901-01-01 | [15 empty] | UST Currently In Use: 0; UST Temp Close: 0; AST Currently In Use: 0; AST Temp Closed: 0 | 0 | 0 | 4 | 14506-031-011261 | SOUTHLAND BROILERS
29134 | Permanently Closed | 1990-03-06 | 1968-01-01 | 1990-03-06 | Petroleum | Unleaded gasoline | Unleaded gasoline |  | Steel | Steel |  | Painted or None | Steel |  | 1901-01-01 | [15 empty] | UST Currently In Use: 0; UST Temp Close: 0; AST Currently In Use: 0; AST Temp Closed: 0 | 0 | 0 | 4 | 14506-031-011261 | SOUTHLAND BROILERS
29135 | Permanently Closed | 1990-03-06 | 1968-01-01 | 1990-03-06 | Petroleum | On road diesel | On road diesel |  | Steel | Steel |  | Painted or None | Steel |  | 1901-01-01 | [15 empty] | UST Currently In Use: 0; UST Temp Close: 0; AST Currently In Use: 0; AST Temp Closed: 0 | 0 | 0 | 4 | 14506-031-011261 | SOUTHLAND BROILERS
29136 | Permanently Closed | 1901-01-01 | 1962-01-01 | 1986-10-01 | Petroleum | Unleaded gasoline | Unleaded gasoline |  | Steel | Steel |  | Painted or None | Steel |  | 1901-01-01 | [15 empty] | UST Currently In Use: 0; UST Temp Close: 0; AST Currently In Use: 0; AST Temp Closed: 0 | 0 | 0 | 2 | 14511-097-000286 | SOUTHLAND CORPORATION (TRIPLE K)
29137 | Permanently Closed | 1901-01-01 | 1962-01-01 | 1986-10-01 | Petroleum | Unleaded gasoline | Unleaded gasoline |  | Steel | Steel |  | Painted or None | Steel |  | 1901-01-01 | [15 empty] | UST Currently In Use: 0; UST Temp Close: 0; AST Currently In Use: 0; AST Temp Closed: 0 | 0 | 0 | 2 | 14511-097-000286 | SOUTHLAND CORPORATION (TRIPLE K)
29140 | Permanently Closed | 1987-01-01 | 1962-01-01 | 1987-01-01 | Petroleum | Unleaded gasoline | Unleaded gasoline |  | Steel | Steel |  | Painted or None | Steel |  | 1901-01-01 | [15 empty] | UST Currently In Use: 0; UST Temp Close: 0; AST Currently In Use: 0; AST Temp Closed: 0 | 0 | 0 | 3 | 14515-097-000280 | 7-ELEVEN STORE
29141 | Permanently Closed | 1987-01-01 | 1962-01-01 | 1987-01-01 | Petroleum | Unleaded gasoline | Unleaded gasoline |  | Steel | Steel |  | Painted or None | Steel |  | 1901-01-01 | [15 empty] | UST Currently In Use: 0; UST Temp Close: 0; AST Currently In Use: 0; AST Temp Closed: 0 | 0 | 0 | 3 | 14515-097-000280 | 7-ELEVEN STORE
29142 | Permanently Closed | 1987-01-01 | 1962-01-01 | 1987-01-01 | Petroleum | Unleaded gasoline | Unleaded gasoline |  | Steel | Steel |  | Painted or None | Steel |  | 1901-01-01 | [15 empty] | UST Currently In Use: 0; UST Temp Close: 0; AST Currently In Use: 0; AST Temp Closed: 0 | 0 | 0 | 3 | 14515-097-000280 | 7-ELEVEN STORE
29143 | Permanently Closed | 1901-01-01 | 1971-01-01 | 1987-05-11 | Petroleum | Unleaded gasoline | Unleaded gasoline |  | Steel | Steel |  | Painted or None | Steel |  | 1901-01-01 | [15 empty] | UST Currently In Use: 0; UST Temp Close: 0; AST Currently In Use: 0; AST Temp Closed: 0 | 0 | 0 | 2 | 14517-097-000289 | SOUTHLAND CORPORATION
29144 | Permanently Closed | 1901-01-01 | 1971-01-01 | 1987-05-11 | Petroleum | Unleaded gasoline | Unleaded gasoline |  | Steel | Steel |  | Painted or None | Steel |  | 1901-01-01 | [15 empty] | UST Currently In Use: 0; UST Temp Close: 0; AST Currently In Use: 0; AST Temp Closed: 0 | 0 | 0 | 2 | 14517-097-000289 | SOUTHLAND CORPORATION
29145 | Retired | 1986-04-01 | 1964-01-01 |  | Petroleum | On road diesel | On road diesel |  | Steel | Steel |  | Painted or None | Steel |  | 1901-01-01 | [15 empty] | UST Currently In Use: 0; UST Temp Close: 0; AST Currently In Use: 0; AST Temp Closed: 0 | 0 | 0 | 0 | 14521-003-011092 | SOUTHLAND FARMS INC
29146 | Retired | 1985-08-01 | 1964-01-01 |  | Petroleum | Other, OTHER | Other |  | Steel | Steel |  | Painted or None | Steel |  | 1901-01-01 | [15 empty] | UST Currently In Use: 0; UST Temp Close: 0; AST Currently In Use: 0; AST Temp Closed: 0 | 0 | 0 | 0 | 14521-003-011092 | SOUTHLAND FARMS INC
29147 | Retired | 1983-05-01 | 1974-01-01 |  | Petroleum | Other, OTHER | Other |  | Steel | Steel |  | Painted or None | Steel |  | 1901-01-01 | [15 empty] | UST Currently In Use: 0; UST Temp Close: 0; AST Currently In Use: 0; AST Temp Closed: 0 | 0 | 0 | 0 | 14521-003-011092 | SOUTHLAND FARMS INC
29148 | Permanently Closed | 1991-06-27 | 1972-01-01 | 1991-06-27 | Petroleum | Unleaded gasoline | Unleaded gasoline |  | Steel | Steel |  | Painted or None | Steel |  | 1901-01-01 | [15 empty] | UST Currently In Use: 0; UST Temp Close: 0; AST Currently In Use: 1; AST Temp Closed: 0 | 0 | 0 | 3 | 14522-053-000974 | SOUTHLAND TELEPHONE CO
29149 | Permanently Closed | 1990-06-05 | 1971-01-01 | 1990-06-05 | Petroleum | On road diesel | On road diesel |  | Steel | Steel |  | Painted or None | Other, COPPER |  | 1901-01-01 | [15 empty] | UST Currently In Use: 0; UST Temp Close: 0; AST Currently In Use: 1; AST Temp Closed: 0 | 0 | 0 | 3 | 14522-053-000974 | SOUTHLAND TELEPHONE CO
29150 | Permanently Closed | 1983-05-01 | 1969-01-01 | 1989-01-24 | Petroleum | Unleaded gasoline | Unleaded gasoline |  | Steel | Steel |  | Painted or None | Steel |  | 1901-01-01 | [15 empty] | UST Currently In Use: 0; UST Temp Close: 0; AST Currently In Use: 1; AST Temp Closed: 0 | 0 | 0 | 3 | 14522-053-000974 | SOUTHLAND TELEPHONE CO
29151 | Permanently Closed | 1901-01-01 | 1968-01-01 | 1988-03-03 | Petroleum | Unleaded gasoline | Unleaded gasoline |  | Steel | Steel |  | Painted or None | Other, COPPER |  | 1901-01-01 | [15 empty] | UST Currently In Use: 0; UST Temp Close: 0; AST Currently In Use: 1; AST Temp Closed: 0 | 0 | 0 | 1 | 14522-131-000977 | SOUTHLAND TELEPHONE CO
29152 | Permanently Closed | 1982-06-01 | 1963-01-01 | 1989-07-27 | Petroleum | Unleaded gasoline | Unleaded gasoline | [7 empty] | 1901-01-01 | [15 empty] | UST Currently In Use: 0; UST Temp Close: 0; AST Currently In Use: 0; AST Temp Closed: 0 | 0 | 0 | 2 | 14523-125-009039 | SOUTHSIDE AUTO & HOME SUPPLY INC
29153 | Permanently Closed | 1982-06-01 | 1963-01-01 | 1989-07-27 | Petroleum | Unleaded gasoline | Unleaded gasoline | [7 empty] | 1901-01-01 | [15 empty] | UST Currently In Use: 0; UST Temp Close: 0; AST Currently In Use: 0; AST Temp Closed: 0 | 0 | 0 | 2 | 14523-125-009039 | SOUTHSIDE AUTO & HOME SUPPLY INC
29154 | Permanently Closed | 1994-01-14 | 1977-01-01 | 1994-01-14 | Petroleum | Unleaded gasoline | Unleaded gasoline | Local government | Steel | Steel |  |  | Steel |  | 1901-01-01 | [15 empty] | UST Currently In Use: 0; UST Temp Close: 1; AST Currently In Use: 0; AST Temp Closed: 0 | 0 | 1 | 3 | 24178-073-001736 | BIRMINGHAM CITY SCHOOLS
29155 | Permanently Closed | 1994-01-14 | 1977-01-01 | 1994-01-14 | Petroleum | Unleaded gasoline | Unleaded gasoline | Local government | Steel | Steel |  |  | Steel |  | 1901-01-01 | [15 empty] | UST Currently In Use: 0; UST Temp Close: 1; AST Currently In Use: 0; AST Temp Closed: 0 | 0 | 1 | 3 | 24178-073-001736 | BIRMINGHAM CITY SCHOOLS
29156 | Permanently Closed | 1998-07-20 | 1975-01-01 | 1998-07-20 | Petroleum | On road diesel | On road diesel | Local government | Steel | Steel |  |  | Other, BLACK PIPE |  | 1901-01-01 | [12 empty] | Annual line testing | Annual line testing |  | UST Currently In Use: 0; UST Temp Close: 1; AST Currently In Use: 0; AST Temp Closed: 0 | 0 | 1 | 3 | 24178-073-001736 | BIRMINGHAM CITY SCHOOLS
29157 | Permanently Closed | 1990-04-27 | 1976-01-01 | 1990-04-27 | Petroleum | Kerosene | Kerosene |  | Steel | Steel | Interior lined (not allowed as a standalone method of corrosion protection) | Painted or None | Steel |  | 1901-01-01 | [15 empty] | UST Currently In Use: 1; UST Temp Close: 0; AST Currently In Use: 0; AST Temp Closed: 0 | 1 | 0 | 2 | 22524-073-000327 | BUILDING 31, LLC
29158 | Permanently Closed | 1990-04-27 | 1976-01-01 | 1990-04-27 | Petroleum | Kerosene | Kerosene |  | Steel | Steel | Interior lined (not allowed as a standalone method of corrosion protection) | Painted or None | Steel |  | 1901-01-01 | [15 empty] | UST Currently In Use: 1; UST Temp Close: 0; AST Currently In Use: 0; AST Temp Closed: 0 | 1 | 0 | 2 | 22524-073-000327 | BUILDING 31, LLC
29159 | Currently in Use |  | 1990-06-18 |  | Petroleum | Aviation fuel (JP-4; etc.) | Aviation fuel (JP-4; etc.) | Industrial | Double Wall, Fiberglass reinforced plastic | Fiberglass reinforced plastic |  |  | Fiberglass reinforced plastic, Single Wall |  | 1901-01-01 |  | Catchment Basin, Single walled catchment basin | Audible high level alarm At 90% full | Audible high level alarm At 90% full |  |  | Continuous Automatic Tank Gauge | [8 empty] | UST Currently In Use: 1; UST Temp Close: 0; AST Currently In Use: 0; AST Temp Closed: 0 | 1 | 0 | 2 | 22524-073-000327 | BUILDING 31, LLC
29160 | Permanently Closed | 1979-09-01 | 1955-01-01 |  | Petroleum | Other, OTHER | Other | Local government | Steel | Steel |  | Painted or None | Steel |  | 1901-01-01 | [15 empty] | UST Currently In Use: 0; UST Temp Close: 0; AST Currently In Use: 0; AST Temp Closed: 0 | 0 | 0 | 2 | 14526-099-011368 | SOUTHWEST AL WATER & FIRE PROTECTION
29161 | Permanently Closed | 1979-09-01 | 1955-01-01 |  | Petroleum | Other, OTHER | Other | Local government | Steel | Steel |  | Painted or None | Steel |  | 1901-01-01 | [15 empty] | UST Currently In Use: 0; UST Temp Close: 0; AST Currently In Use: 0; AST Temp Closed: 0 | 0 | 0 | 2 | 14526-099-011368 | SOUTHWEST AL WATER & FIRE PROTECTION
29162 | Permanently Closed | 1987-05-29 | 1971-01-01 | 1987-05-29 | Petroleum | On road diesel | On road diesel |  | Steel | Steel |  |  | Steel |  | 1901-01-01 | [15 empty] | UST Currently In Use: 0; UST Temp Close: 0; AST Currently In Use: 0; AST Temp Closed: 0 | 0 | 0 | 3 | 14527-101-003369 | SOUTHWEST FOREST INC
29163 | Permanently Closed | 1987-05-29 | 1972-01-01 | 1987-05-29 | Petroleum | On road diesel | On road diesel |  | Steel | Steel |  |  | Steel |  | 1901-01-01 | [15 empty] | UST Currently In Use: 0; UST Temp Close: 0; AST Currently In Use: 0; AST Temp Closed: 0 | 0 | 0 | 3 | 14527-101-003369 | SOUTHWEST FOREST INC
29164 | Permanently Closed | 1987-05-29 | 1972-01-01 | 1987-05-29 | Petroleum | Unleaded gasoline | Unleaded gasoline |  | Steel | Steel |  |  | Steel |  | 1901-01-01 | [15 empty] | UST Currently In Use: 0; UST Temp Close: 0; AST Currently In Use: 0; AST Temp Closed: 0 | 0 | 0 | 3 | 14527-101-003369 | SOUTHWEST FOREST INC
29167 | Permanently Closed | 1990-06-05 | 1974-01-01 | 1990-06-06 | Petroleum | On road diesel | On road diesel |  | Steel | Steel |  | Painted or None | Steel |  | 1901-01-01 | [15 empty] | UST Currently In Use: 0; UST Temp Close: 0; AST Currently In Use: 0; AST Temp Closed: 0 | 0 | 0 | 2 | 14529-031-014168 | STONE CONTAINER
29168 | Permanently Closed | 1990-06-05 | 1974-01-01 | 1990-06-06 | Petroleum | Unleaded gasoline | Unleaded gasoline |  | Steel | Steel |  | Painted or None | Steel |  | 1901-01-01 | [15 empty] | UST Currently In Use: 0; UST Temp Close: 0; AST Currently In Use: 0; AST Temp Closed: 0 | 0 | 0 | 2 | 14529-031-014168 | STONE CONTAINER
29169 | Permanently Closed | 1901-01-01 | 1969-01-01 | 1990-06-06 | Petroleum | On road diesel | On road diesel |  | Steel | Steel |  | Painted or None | Steel |  | 1901-01-01 | [15 empty] | UST Currently In Use: 0; UST Temp Close: 0; AST Currently In Use: 0; AST Temp Closed: 0 | 0 | 0 | 1 | 14529-067-003343 | STONE CONTAINER
29170 | Permanently Closed | 1901-01-01 | 1954-01-01 | 1990-06-07 | Petroleum | On road diesel | On road diesel |  | Steel | Steel |  | Painted or None | Steel |  | 1901-01-01 | [15 empty] | UST Currently In Use: 0; UST Temp Close: 0; AST Currently In Use: 0; AST Temp Closed: 0 | 0 | 0 | 2 | 14529-069-003342 | STONE CONTAINER
29171 | Permanently Closed | 1901-01-01 | 1964-01-01 | 1990-06-07 | Petroleum | Unleaded gasoline | Unleaded gasoline |  | Steel | Steel |  | Painted or None | Steel |  | 1901-01-01 | [15 empty] | UST Currently In Use: 0; UST Temp Close: 0; AST Currently In Use: 0; AST Temp Closed: 0 | 0 | 0 | 2 | 14529-069-003342 | STONE CONTAINER
29172 | Permanently Closed | 1974-08-01 | 1969-01-01 | 1988-06-01 | Petroleum | Unleaded gasoline | Unleaded gasoline |  | Steel | Steel |  |  | Steel |  | 1901-01-01 | [15 empty] | UST Currently In Use: 0; UST Temp Close: 0; AST Currently In Use: 0; AST Temp Closed: 0 | 0 | 0 | 1 | 14529-109-003368 | STONE CONTAINER
29173 | Permanently Closed | 1993-08-11 | 1901-01-01 | 1993-08-11 | Petroleum | Unleaded gasoline | Unleaded gasoline | Retail | Steel | Steel |  | Painted or None | Steel |  | 1901-01-01 | [15 empty] | UST Currently In Use: 0; UST Temp Close: 0; AST Currently In Use: 0; AST Temp Closed: 0 | 0 | 0 | 5 | 14532-069-000176 | SPANISH ACRES COUNTRY STORE INC
29174 | Permanently Closed | 1993-08-11 | 1901-01-01 | 1993-08-11 | Petroleum | Unleaded gasoline | Unleaded gasoline | Retail | Steel | Steel |  | Painted or None | Steel |  | 1901-01-01 | [15 empty] | UST Currently In Use: 0; UST Temp Close: 0; AST Currently In Use: 0; AST Temp Closed: 0 | 0 | 0 | 5 | 14532-069-000176 | SPANISH ACRES COUNTRY STORE INC
29175 | Permanently Closed | 1993-08-11 | 1901-01-01 | 1993-08-11 | Petroleum | Unleaded gasoline | Unleaded gasoline | Retail | Steel | Steel |  | Painted or None | Steel |  | 1901-01-01 | [15 empty] | UST Currently In Use: 0; UST Temp Close: 0; AST Currently In Use: 0; AST Temp Closed: 0 | 0 | 0 | 5 | 14532-069-000176 | SPANISH ACRES COUNTRY STORE INC
29176 | Retired | 1988-08-08 | 1978-01-01 |  | Petroleum | Unleaded gasoline | Unleaded gasoline |  | Steel | Steel | Coated & cathodic protection (sti-P3) |  | Steel |  | 1901-01-01 | [15 empty] | UST Currently In Use: 0; UST Temp Close: 0; AST Currently In Use: 0; AST Temp Closed: 0 | 0 | 0 | 0 | 14533-003-010122 | SPANISH FORT AUTO SERVICE ED BARKS
29177 | Retired | 1988-08-08 | 1958-01-01 |  | Petroleum | Unleaded gasoline | Unleaded gasoline |  | Steel | Steel | Coated & cathodic protection (sti-P3) |  | Steel |  | 1901-01-01 | [15 empty] | UST Currently In Use: 0; UST Temp Close: 0; AST Currently In Use: 0; AST Temp Closed: 0 | 0 | 0 | 0 | 14533-003-010122 | SPANISH FORT AUTO SERVICE ED BARKS
29178 | Retired | 1988-08-08 | 1958-01-01 |  | Petroleum | Unleaded gasoline | Unleaded gasoline |  | Steel | Steel | Coated & cathodic protection (sti-P3) |  | Steel |  | 1901-01-01 | [15 empty] | UST Currently In Use: 0; UST Temp Close: 0; AST Currently In Use: 0; AST Temp Closed: 0 | 0 | 0 | 0 | 14533-003-010122 | SPANISH FORT AUTO SERVICE ED BARKS
29179 | Retired | 1988-08-08 | 1958-01-01 |  | Petroleum | Unleaded gasoline | Unleaded gasoline |  | Steel | Steel | Coated & cathodic protection (sti-P3) |  | Steel |  | 1901-01-01 | [15 empty] | UST Currently In Use: 0; UST Temp Close: 0; AST Currently In Use: 0; AST Temp Closed: 0 | 0 | 0 | 0 | 14533-003-010122 | SPANISH FORT AUTO SERVICE ED BARKS
29180 | Retired | 1988-08-08 | 1958-01-01 |  | Petroleum | Unleaded gasoline | Unleaded gasoline |  | Steel | Steel | Coated & cathodic protection (sti-P3) |  | Steel |  | 1901-01-01 | [15 empty] | UST Currently In Use: 0; UST Temp Close: 0; AST Currently In Use: 0; AST Temp Closed: 0 | 0 | 0 | 0 | 14533-003-010122 | SPANISH FORT AUTO SERVICE ED BARKS
29181 | Permanently Closed | 1901-01-01 | 1964-01-01 | 1990-12-17 | Petroleum | Unleaded gasoline | Unleaded gasoline | State/federal government | Steel | Steel |  |  |  |  | 1901-01-01 | [15 empty] | UST Currently In Use: 0; UST Temp Close: 0; AST Currently In Use: 0; AST Temp Closed: 0 | 0 | 0 | 1 | 14534-005-009693 | SPARKS STATE TECH COLLEGE
29182 | Permanently Closed | 2017-04-19 | 1984-01-01 | 2017-04-19 | Petroleum | Unleaded gasoline | Unleaded gasoline | Retail | Steel | Steel | Field installed cathodic protection |  | Flexible |  |  |  | Catchment Basin, Single walled catchment basin | Flow Rest 90% Full | Flow Rest 90% Full |  |  | Statistical Inventory Reconciliation (SIR) |  | Containment Sump | Containment Sump |  |  | Statistical inventory reconciliation (SIR) | Statistical inventory reconciliation (SIR) |  | UST Currently In Use: 3; UST Temp Close: 0; AST Currently In Use: 0; AST Temp Closed: 0 | 3 | 0 | 4 | 22198-031-007275 | STORE ASSOCIATES, LLC
29183 | Permanently Closed | 2017-04-19 | 1984-01-01 | 2017-04-19 | Petroleum | On road diesel | On road diesel | Retail | Steel | Steel | Field installed cathodic protection |  | Flexible |  |  |  | Catchment Basin, Single walled catchment basin | Flow Rest 90% Full | Flow Rest 90% Full |  |  | Statistical Inventory Reconciliation (SIR) |  | Containment Sump | Containment Sump |  |  | Statistical inventory reconciliation (SIR) | Statistical inventory reconciliation (SIR) |  | UST Currently In Use: 3; UST Temp Close: 0; AST Currently In Use: 0; AST Temp Closed: 0 | 3 | 0 | 4 | 22198-031-007275 | STORE ASSOCIATES, LLC
29184 | Permanently Closed | 2017-04-19 | 1984-01-01 | 2017-04-19 | Petroleum | Premium gasoline | Premium gasoline | Retail | Steel | Steel | Field installed cathodic protection |  | Flexible |  |  |  | Catchment Basin, Single walled catchment basin | Flow Rest 90% Full | Flow Rest 90% Full |  |  | Statistical Inventory Reconciliation (SIR) |  | Containment Sump | Containment Sump |  |  | Statistical inventory reconciliation (SIR) | Statistical inventory reconciliation (SIR) |  | UST Currently In Use: 3; UST Temp Close: 0; AST Currently In Use: 0; AST Temp Closed: 0 | 3 | 0 | 4 | 22198-031-007275 | STORE ASSOCIATES, LLC
29185 | Permanently Closed | 2017-04-19 | 1984-01-01 | 2017-04-19 | Petroleum | Mid-grade gasoline | Mid-grade gasoline | Retail | Steel | Steel | Field installed cathodic protection |  | Flexible |  |  |  | Catchment Basin, Single walled catchment basin | Flow Rest 90% Full | Flow Rest 90% Full |  |  | Statistical Inventory Reconciliation (SIR) |  | Containment Sump | Containment Sump |  |  | Statistical inventory reconciliation (SIR) | Statistical inventory reconciliation (SIR) |  | UST Currently In Use: 3; UST Temp Close: 0; AST Currently In Use: 0; AST Temp Closed: 0 | 3 | 0 | 4 | 22198-031-007275 | STORE ASSOCIATES, LLC
29186 | Temporary Closed | 2018-11-20 | 1975-01-01 |  | Petroleum | Unleaded gasoline | Unleaded gasoline | Retail | Steel | Steel | Field installed cathodic protection |  | Flexible |  |  |  | Catchment Basin, Single walled catchment basin | Flow Rest 90% Full | Flow Rest 90% Full |  |  | Automatic Tank Gauge |  | Automatic flow restrictor (MLLD), Containment Sump | Containment Sump |  |  | Annual line testing | Annual line testing |  | UST Currently In Use: 0; UST Temp Close: 4; AST Currently In Use: 0; AST Temp Closed: 0 | 0 | 4 | 2 | 24209-039-004558 | OPP DISCOUNT TOBACCO & GAS SANNY CHO
29187 | Temporary Closed | 2018-11-20 | 1975-01-01 |  | Petroleum | Unleaded gasoline | Unleaded gasoline | Retail | Steel | Steel | Field installed cathodic protection |  | Flexible |  |  |  | Catchment Basin, Single walled catchment basin | Flow Rest 90% Full | Flow Rest 90% Full |  |  | Automatic Tank Gauge |  | Automatic flow restrictor (MLLD), Containment Sump | Containment Sump |  |  | Annual line testing | Annual line testing |  | UST Currently In Use: 0; UST Temp Close: 4; AST Currently In Use: 0; AST Temp Closed: 0 | 0 | 4 | 2 | 24209-039-004558 | OPP DISCOUNT TOBACCO & GAS SANNY CHO
29188 | Permanently Closed | 1995-05-10 | 1975-01-01 | 1999-06-15 | Petroleum | Unleaded gasoline | Unleaded gasoline |  | Steel | Steel |  | Painted or None | Steel |  | 1901-01-01 | [15 empty] | UST Currently In Use: 0; UST Temp Close: 4; AST Currently In Use: 0; AST Temp Closed: 0 | 0 | 4 | 2 | 24209-039-004558 | OPP DISCOUNT TOBACCO & GAS SANNY CHO
29189 | Temporary Closed | 2018-11-20 | 1975-01-01 |  | Petroleum | On road diesel | On road diesel | Retail | Steel | Steel | Field installed cathodic protection |  | Flexible |  |  |  | Catchment Basin, Single walled catchment basin | Flow Rest 90% Full | Flow Rest 90% Full |  |  | Automatic Tank Gauge |  | Automatic flow restrictor (MLLD), Containment Sump | Containment Sump |  |  | Annual line testing | Annual line testing |  | UST Currently In Use: 0; UST Temp Close: 4; AST Currently In Use: 0; AST Temp Closed: 0 | 0 | 4 | 2 | 24209-039-004558 | OPP DISCOUNT TOBACCO & GAS SANNY CHO
29190 | Temporary Closed | 2018-11-20 | 1975-01-01 |  | Petroleum | Mid-grade gasoline | Mid-grade gasoline | Retail | Steel | Steel | Field installed cathodic protection |  | Flexible |  |  |  | Catchment Basin, Single walled catchment basin | Flow Rest 90% Full | Flow Rest 90% Full |  |  | Automatic Tank Gauge |  | Automatic flow restrictor (MLLD), Containment Sump | Containment Sump |  |  | Annual line testing | Annual line testing |  | UST Currently In Use: 0; UST Temp Close: 4; AST Currently In Use: 0; AST Temp Closed: 0 | 0 | 4 | 2 | 24209-039-004558 | OPP DISCOUNT TOBACCO & GAS SANNY CHO
29191 | Permanently Closed | 2003-07-30 | 1975-01-01 | 2003-07-30 | Petroleum | On road diesel | On road diesel | Retail | Steel | Steel | Field installed cathodic protection |  | Flexible |  | 1901-01-01 |  | Catchment Basin, Single walled catchment basin | Flow Rest 90% Full | Flow Rest 90% Full |  |  | Automatic Tank Gauge, Statistical Inventory Reconciliation (SIR) | [5 empty] | Statistical inventory reconciliation (SIR) | Statistical inventory reconciliation (SIR) |  | UST Currently In Use: 0; UST Temp Close: 4; AST Currently In Use: 0; AST Temp Closed: 0 | 0 | 4 | 2 | 24209-039-004558 | OPP DISCOUNT TOBACCO & GAS SANNY CHO
29192 | Currently in Use |  | 1983-01-01 |  | Petroleum | Unleaded gasoline | Unleaded gasoline | Retail | Steel | Steel | Coated & cathodic protection (sti-P3) |  | Double Wall, Fiberglass reinforced plastic |  | 2014-12-01 |  | Catchment Basin, Single walled catchment basin | Automatic shutoff device At 95% full | Automatic shutoff device At 95% full |  |  | Continuous Automatic Tank Gauge |  | Automatic flow restrictor (MLLD), Containment Sump | Containment Sump | Interstitial Monitoring within Secondary Containment | SENSOR TO ATG | Continuous alarm system | Continuous alarm system |  | UST Currently In Use: 4; UST Temp Close: 0; AST Currently In Use: 0; AST Temp Closed: 0 | 4 | 0 | 0 | 22198-039-007273 | STORE ASSOCIATES, LLC
29193 | Currently in Use |  | 1983-01-01 |  | Petroleum | Unleaded gasoline | Unleaded gasoline | Retail | Steel | Steel | Coated & cathodic protection (sti-P3) |  | Double Wall, Fiberglass reinforced plastic |  | 2014-12-01 |  | Catchment Basin, Single walled catchment basin | Automatic shutoff device At 95% full | Automatic shutoff device At 95% full |  |  | Continuous Automatic Tank Gauge |  | Automatic flow restrictor (MLLD), Containment Sump, MANIFOLDED | Containment Sump | Interstitial Monitoring within Secondary Containment | SENSOR TO ATG | Continuous alarm system | Continuous alarm system |  | UST Currently In Use: 4; UST Temp Close: 0; AST Currently In Use: 0; AST Temp Closed: 0 | 4 | 0 | 0 | 22198-039-007273 | STORE ASSOCIATES, LLC
29194 | Currently in Use |  | 1983-01-01 |  | Petroleum | Mid-grade gasoline | Mid-grade gasoline | Retail | Steel | Steel | Coated & cathodic protection (sti-P3) |  | Double Wall, Fiberglass reinforced plastic |  | 2014-12-01 |  | Catchment Basin, Single walled catchment basin | Automatic shutoff device At 95% full | Automatic shutoff device At 95% full |  |  | Continuous Automatic Tank Gauge |  | Automatic flow restrictor (MLLD), Containment Sump | Containment Sump | Interstitial Monitoring within Secondary Containment | SENSOR TO ATG | Continuous alarm system | Continuous alarm system |  | UST Currently In Use: 4; UST Temp Close: 0; AST Currently In Use: 0; AST Temp Closed: 0 | 4 | 0 | 0 | 22198-039-007273 | STORE ASSOCIATES, LLC
29195 | Currently in Use |  | 1983-01-01 |  | Petroleum | Premium gasoline | Premium gasoline | Retail | Steel | Steel | Coated & cathodic protection (sti-P3) |  | Double Wall, Fiberglass reinforced plastic |  | 2014-12-01 |  | Catchment Basin, Single walled catchment basin | Automatic shutoff device At 95% full | Automatic shutoff device At 95% full |  |  | Continuous Automatic Tank Gauge |  | Automatic flow restrictor (MLLD), Containment Sump | Containment Sump | Interstitial Monitoring within Secondary Containment | SENSOR TO ATG | Continuous alarm system | Continuous alarm system |  | UST Currently In Use: 4; UST Temp Close: 0; AST Currently In Use: 0; AST Temp Closed: 0 | 4 | 0 | 0 | 22198-039-007273 | STORE ASSOCIATES, LLC
29196 | Permanently Closed | 1901-01-01 | 1975-01-01 | 1988-12-10 | Petroleum | Other, OTHER | Other |  | Steel | Steel |  | Painted or None | Steel |  | 1901-01-01 | [15 empty] | UST Currently In Use: 0; UST Temp Close: 0; AST Currently In Use: 0; AST Temp Closed: 0 | 0 | 0 | 2 | 14537-039-008944 | SPEAR OIL CO
29197 | Permanently Closed | 1901-01-01 | 1975-01-01 | 1988-12-10 | Petroleum | Other, OTHER | Other |  | Steel | Steel |  | Painted or None | Steel |  | 1901-01-01 | [15 empty] | UST Currently In Use: 0; UST Temp Close: 0; AST Currently In Use: 0; AST Temp Closed: 0 | 0 | 0 | 2 | 14537-039-008944 | SPEAR OIL CO
29198 | Temporary Closed | 2006-03-16 | 1978-01-01 |  | Petroleum | Unleaded gasoline | Unleaded gasoline |  | Steel | Steel | Field installed cathodic protection |  | Other, NONE |  |  |  | Catchment Basin, Single walled catchment basin | Automatic shutoff device At 95% full | Automatic shutoff device At 95% full |  |  | Statistical Inventory Reconciliation (SIR) | [8 empty] | UST Currently In Use: 0; UST Temp Close: 2; AST Currently In Use: 0; AST Temp Closed: 0 | 0 | 2 | 0 | 20816-041-004537 | HI-PINE CORP
29199 | Temporary Closed | 2006-03-16 | 1978-01-01 |  | Petroleum | Unleaded gasoline | Unleaded gasoline |  | Steel | Steel | Field installed cathodic protection |  | Other, NONE |  |  |  | Catchment Basin, Single walled catchment basin | Automatic shutoff device At 95% full | Automatic shutoff device At 95% full |  |  | Statistical Inventory Reconciliation (SIR) | [8 empty] | UST Currently In Use: 0; UST Temp Close: 2; AST Currently In Use: 0; AST Temp Closed: 0 | 0 | 2 | 0 | 20816-041-004537 | HI-PINE CORP
29200 | Currently in Use |  | 1979-01-01 |  | Petroleum | On road diesel | On road diesel | Retail | Steel | Steel | Field installed cathodic protection |  | Steel |  |  | Field installed cathodic protection | Catchment Basin, Single walled catchment basin | Flow Rest 90% Full | Flow Rest 90% Full |  |  | Automatic Tank Gauge | [8 empty] | UST Currently In Use: 4; UST Temp Close: 0; AST Currently In Use: 0; AST Temp Closed: 0 | 4 | 0 | 3 | 12554-041-004557 | J BRYCE SMITH OIL CO INC
29201 | Permanently Closed | 1901-01-01 | 1971-01-01 | 1988-12-08 | Petroleum | Unleaded gasoline | Unleaded gasoline |  | Steel | Steel |  | Painted or None | Steel |  | 1901-01-01 | [15 empty] | UST Currently In Use: 4; UST Temp Close: 0; AST Currently In Use: 0; AST Temp Closed: 0 | 4 | 0 | 3 | 12554-041-004557 | J BRYCE SMITH OIL CO INC
29202 | Permanently Closed | 1901-01-01 | 1971-01-01 | 1988-12-08 | Petroleum | Unleaded gasoline | Unleaded gasoline |  | Steel | Steel |  | Painted or None | Steel |  | 1901-01-01 | [15 empty] | UST Currently In Use: 4; UST Temp Close: 0; AST Currently In Use: 0; AST Temp Closed: 0 | 4 | 0 | 3 | 12554-041-004557 | J BRYCE SMITH OIL CO INC
29203 | Permanently Closed | 1901-01-01 | 1971-01-01 | 1988-12-08 | Petroleum | Unleaded gasoline | Unleaded gasoline |  | Steel | Steel |  | Painted or None | Steel |  | 1901-01-01 | [15 empty] | UST Currently In Use: 4; UST Temp Close: 0; AST Currently In Use: 0; AST Temp Closed: 0 | 4 | 0 | 3 | 12554-041-004557 | J BRYCE SMITH OIL CO INC
29204 | Currently in Use |  | 1983-01-01 |  | Petroleum | On road diesel | On road diesel | Retail | Steel | Steel | Coated & cathodic protection (sti-P3), Field installed cathodic protection |  | Steel |  |  | Field installed cathodic protection | Catchment Basin, Single walled catchment basin | Flow Rest 90% Full | Flow Rest 90% Full |  |  | Automatic Tank Gauge | [8 empty] | UST Currently In Use: 4; UST Temp Close: 0; AST Currently In Use: 0; AST Temp Closed: 0 | 4 | 0 | 3 | 12554-041-004557 | J BRYCE SMITH OIL CO INC
29205 | Currently in Use |  | 1983-01-01 |  | Petroleum | Unleaded gasoline | Unleaded gasoline | Retail | Steel | Steel | Coated & cathodic protection (sti-P3), Field installed cathodic protection |  | Steel |  |  | Field installed cathodic protection | Catchment Basin, Single walled catchment basin | Flow Rest 90% Full | Flow Rest 90% Full |  |  | Automatic Tank Gauge | [8 empty] | UST Currently In Use: 4; UST Temp Close: 0; AST Currently In Use: 0; AST Temp Closed: 0 | 4 | 0 | 3 | 12554-041-004557 | J BRYCE SMITH OIL CO INC
29206 | Currently in Use |  | 1983-01-01 |  | Petroleum | Premium gasoline | Premium gasoline | Retail | Steel | Steel | Coated & cathodic protection (sti-P3), Field installed cathodic protection |  | Steel |  |  | Field installed cathodic protection | Catchment Basin, Single walled catchment basin | Flow Rest 90% Full | Flow Rest 90% Full |  |  | Automatic Tank Gauge | [8 empty] | UST Currently In Use: 4; UST Temp Close: 0; AST Currently In Use: 0; AST Temp Closed: 0 | 4 | 0 | 3 | 12554-041-004557 | J BRYCE SMITH OIL CO INC
29207 | Currently in Use |  | 1981-05-02 |  | Petroleum | Unleaded gasoline | Unleaded gasoline | Retail | Steel | Steel | Field installed cathodic protection, Interior lined (not allowed as a standalone method of corrosion protection) |  | Fiberglass reinforced plastic |  |  | Other, FLXS ISOLA | Catchment Basin, Single walled catchment basin | Flow Rest 90% Full | Flow Rest 90% Full |  |  | Statistical Inventory Reconciliation (SIR) |  | Automatic flow restrictor (MLLD) | Automatic flow restrictor (MLLD) |  |  | Statistical inventory reconciliation (SIR) | Statistical inventory reconciliation (SIR) |  | UST Currently In Use: 4; UST Temp Close: 0; AST Currently In Use: 0; AST Temp Closed: 0 | 4 | 0 | 2 | 22558-041-004562 | JAY JALARAM REALTY LLC
29208 | Currently in Use |  | 1981-05-02 |  | Petroleum | Premium gasoline | Premium gasoline | Retail | Steel | Steel | Field installed cathodic protection, Interior lined (not allowed as a standalone method of corrosion protection) |  | Fiberglass reinforced plastic |  |  | Other, FLXS ISOLA | Catchment Basin, Single walled catchment basin | Flow Rest 90% Full | Flow Rest 90% Full |  |  | Statistical Inventory Reconciliation (SIR) |  | Automatic flow restrictor (MLLD) | Automatic flow restrictor (MLLD) |  |  | Statistical inventory reconciliation (SIR) | Statistical inventory reconciliation (SIR) |  | UST Currently In Use: 4; UST Temp Close: 0; AST Currently In Use: 0; AST Temp Closed: 0 | 4 | 0 | 2 | 22558-041-004562 | JAY JALARAM REALTY LLC
29209 | Permanently Closed | 1901-01-01 | 1968-01-01 | 1988-11-08 | Petroleum | Unleaded gasoline | Unleaded gasoline |  | Steel | Steel |  | Painted or None | Steel |  | 1901-01-01 | [12 empty] | Annual line testing | Annual line testing |  | UST Currently In Use: 4; UST Temp Close: 0; AST Currently In Use: 0; AST Temp Closed: 0 | 4 | 0 | 2 | 22558-041-004562 | JAY JALARAM REALTY LLC
29210 | Permanently Closed | 1901-01-01 | 1968-01-01 | 1988-11-08 | Petroleum | Unleaded gasoline | Unleaded gasoline |  | Steel | Steel |  | Painted or None | Steel |  | 1901-01-01 | [12 empty] | Annual line testing | Annual line testing |  | UST Currently In Use: 4; UST Temp Close: 0; AST Currently In Use: 0; AST Temp Closed: 0 | 4 | 0 | 2 | 22558-041-004562 | JAY JALARAM REALTY LLC
29211 | Currently in Use |  | 1988-11-08 |  | Petroleum | Mid-grade gasoline | Mid-grade gasoline | Retail | Steel | Steel | Coated & cathodic protection (sti-P3), Field installed cathodic protection |  | Fiberglass reinforced plastic |  |  | Other, FLXS ISOLA | Catchment Basin, Single walled catchment basin | Flow Rest 90% Full | Flow Rest 90% Full |  |  | Statistical Inventory Reconciliation (SIR) |  | Automatic flow restrictor (MLLD) | Automatic flow restrictor (MLLD) |  |  | Statistical inventory reconciliation (SIR) | Statistical inventory reconciliation (SIR) |  | UST Currently In Use: 4; UST Temp Close: 0; AST Currently In Use: 0; AST Temp Closed: 0 | 4 | 0 | 2 | 22558-041-004562 | JAY JALARAM REALTY LLC
29212 | Currently in Use |  | 1988-11-08 |  | Petroleum | On road diesel | On road diesel | Retail | Steel | Steel | Coated & cathodic protection (sti-P3), Field installed cathodic protection |  | Fiberglass reinforced plastic |  |  | Other, FLXS ISOLA | Catchment Basin, Single walled catchment basin | Flow Rest 90% Full | Flow Rest 90% Full |  |  | Statistical Inventory Reconciliation (SIR) |  | Automatic flow restrictor (MLLD) | Automatic flow restrictor (MLLD) |  |  | Statistical inventory reconciliation (SIR) | Statistical inventory reconciliation (SIR) |  | UST Currently In Use: 4; UST Temp Close: 0; AST Currently In Use: 0; AST Temp Closed: 0 | 4 | 0 | 2 | 22558-041-004562 | JAY JALARAM REALTY LLC
29213 | Permanently Closed | 1991-09-30 | 1976-01-01 | 1991-09-30 | Petroleum | Unleaded gasoline | Unleaded gasoline |  | Steel | Steel |  | Painted or None | Steel |  | 1901-01-01 | [15 empty] | UST Currently In Use: 1; UST Temp Close: 0; AST Currently In Use: 1; AST Temp Closed: 0 | 1 | 0 | 1 | 21513-041-004571 | ANNETTE FAULK MCNEIL
29214 | Permanently Closed | 1993-05-31 | 1975-01-01 | 1993-06-03 | Petroleum | Unleaded gasoline | Unleaded gasoline | Retail | Steel | Steel |  | Painted or None | Steel |  | 1901-01-01 | [15 empty] | UST Currently In Use: 1; UST Temp Close: 0; AST Currently In Use: 0; AST Temp Closed: 0 | 1 | 0 | 6 | 22198-047-004540 | STORE ASSOCIATES, LLC
29215 | Permanently Closed | 1993-05-31 | 1975-01-01 | 1993-06-03 | Petroleum | Unleaded gasoline | Unleaded gasoline | Retail | Steel | Steel |  | Painted or None | Steel |  | 1901-01-01 | [15 empty] | UST Currently In Use: 1; UST Temp Close: 0; AST Currently In Use: 0; AST Temp Closed: 0 | 1 | 0 | 6 | 22198-047-004540 | STORE ASSOCIATES, LLC
29216 | Permanently Closed | 1993-05-31 | 1975-01-01 | 1993-06-03 | Petroleum | Unleaded gasoline | Unleaded gasoline | Retail | Steel | Steel |  | Painted or None | Steel |  | 1901-01-01 | [15 empty] | UST Currently In Use: 1; UST Temp Close: 0; AST Currently In Use: 0; AST Temp Closed: 0 | 1 | 0 | 6 | 22198-047-004540 | STORE ASSOCIATES, LLC
29217 | Permanently Closed | 2005-11-08 | 1980-01-01 | 2007-11-08 | Petroleum | Unleaded gasoline | Unleaded gasoline | Retail | Steel | Steel | Interior lined (not allowed as a standalone method of corrosion protection) |  | Fiberglass reinforced plastic |  | 1901-01-01 |  | Catchment Basin, Single walled catchment basin | Flow Rest 90% Full | Flow Rest 90% Full |  |  | Statistical Inventory Reconciliation (SIR) | [8 empty] | UST Currently In Use: 0; UST Temp Close: 0; AST Currently In Use: 0; AST Temp Closed: 0 | 0 | 0 | 4 | 22375-047-004541 | BEARD LAND HOLDING LLC
29218 | Permanently Closed | 2005-11-08 | 1980-01-01 | 2007-11-08 | Petroleum | Unleaded gasoline | Unleaded gasoline | Retail | Steel | Steel | Interior lined (not allowed as a standalone method of corrosion protection) |  | Fiberglass reinforced plastic |  | 1901-01-01 |  | Catchment Basin, Single walled catchment basin | Flow Rest 90% Full | Flow Rest 90% Full |  |  | Statistical Inventory Reconciliation (SIR) | [8 empty] | UST Currently In Use: 0; UST Temp Close: 0; AST Currently In Use: 0; AST Temp Closed: 0 | 0 | 0 | 4 | 22375-047-004541 | BEARD LAND HOLDING LLC
29219 | Permanently Closed | 1990-10-12 | 1969-01-01 | 1990-10-12 | Petroleum | On road diesel | On road diesel |  | Steel | Steel |  | Painted or None | Steel |  | 1901-01-01 | [15 empty] | UST Currently In Use: 0; UST Temp Close: 0; AST Currently In Use: 0; AST Temp Closed: 0 | 0 | 0 | 4 | 22375-047-004541 | BEARD LAND HOLDING LLC
29220 | Permanently Closed | 1990-10-12 | 1969-01-01 | 1990-10-12 | Petroleum | On road diesel | On road diesel |  | Steel | Steel |  | Painted or None | Steel |  | 1901-01-01 | [15 empty] | UST Currently In Use: 0; UST Temp Close: 0; AST Currently In Use: 0; AST Temp Closed: 0 | 0 | 0 | 4 | 22375-047-004541 | BEARD LAND HOLDING LLC
29221 | Permanently Closed | 2015-12-09 | 1976-01-01 | 2015-12-09 | Petroleum | Unleaded gasoline | Unleaded gasoline | Retail | Steel | Steel | Field installed cathodic protection |  | Steel |  | 1901-01-01 | Field installed cathodic protection | Catchment Basin, Single walled catchment basin | Flow Rest 90% Full | Flow Rest 90% Full |  |  | Statistical Inventory Reconciliation (SIR) | [5 empty] | Statistical inventory reconciliation (SIR) | Statistical inventory reconciliation (SIR) |  | UST Currently In Use: 1; UST Temp Close: 0; AST Currently In Use: 0; AST Temp Closed: 0 | 1 | 0 | 2 | 22198-047-004543 | STORE ASSOCIATES, LLC
29223 | Permanently Closed | 2015-12-09 | 1971-01-01 | 2015-12-09 | Petroleum | Unleaded gasoline | Unleaded gasoline | Retail | Steel | Steel | Field installed cathodic protection |  | Steel |  | 1901-01-01 | Field installed cathodic protection | Catchment Basin, Single walled catchment basin | Flow Rest 90% Full | Flow Rest 90% Full |  |  | Statistical Inventory Reconciliation (SIR) | [5 empty] | Statistical inventory reconciliation (SIR) | Statistical inventory reconciliation (SIR) |  | UST Currently In Use: 1; UST Temp Close: 0; AST Currently In Use: 0; AST Temp Closed: 0 | 1 | 0 | 2 | 22198-047-004543 | STORE ASSOCIATES, LLC
29224 | Permanently Closed | 1901-01-01 | 1978-01-01 | 1988-12-12 | Petroleum | Other, X | Other |  | Fiberglass reinforced plastic | Fiberglass reinforced plastic |  |  | Steel |  | 1901-01-01 | [15 empty] | UST Currently In Use: 0; UST Temp Close: 0; AST Currently In Use: 0; AST Temp Closed: 0 | 0 | 0 | 1 | 14537-085-004539 | SPEAR OIL CO
29225 | Permanently Closed | 1992-09-23 | 1980-01-01 | 1992-09-23 | Petroleum | Unleaded gasoline | Unleaded gasoline |  | Steel | Steel |  | Painted or None | Steel |  | 1901-01-01 | [15 empty] | UST Currently In Use: 0; UST Temp Close: 0; AST Currently In Use: 0; AST Temp Closed: 0 | 0 | 0 | 3 | 14537-085-004560 | SPEAR OIL CO
29226 | Permanently Closed | 1992-09-23 | 1980-01-01 | 1992-09-23 | Petroleum | Unleaded gasoline | Unleaded gasoline |  | Steel | Steel |  | Painted or None | Steel |  | 1901-01-01 | [15 empty] | UST Currently In Use: 0; UST Temp Close: 0; AST Currently In Use: 0; AST Temp Closed: 0 | 0 | 0 | 3 | 14537-085-004560 | SPEAR OIL CO
29227 | Permanently Closed | 1992-09-23 | 1980-01-01 | 1992-09-23 | Petroleum | Unleaded gasoline | Unleaded gasoline |  | Steel | Steel |  | Painted or None | Steel |  | 1901-01-01 | [15 empty] | UST Currently In Use: 0; UST Temp Close: 0; AST Currently In Use: 0; AST Temp Closed: 0 | 0 | 0 | 3 | 14537-085-004560 | SPEAR OIL CO
29228 | Currently in Use |  | 1985-07-26 |  | Petroleum | On road diesel | On road diesel | Retail | Steel | Steel | Coated & cathodic protection (sti-P3), Field installed cathodic protection |  | Flexible |  |  |  | Catchment Basin, Single walled catchment basin | Flow Rest 90% Full | Flow Rest 90% Full |  |  | Continuous Automatic Tank Gauge |  | Automatic flow restrictor (MLLD), Containment Sump | Containment Sump |  | MANUAL/VISUAL CHECK | Annual line testing | Annual line testing |  | UST Currently In Use: 3; UST Temp Close: 1; AST Currently In Use: 0; AST Temp Closed: 0 | 3 | 1 | 2 | 25682-085-004565 | BAPS 2018 INC
29229 | Currently in Use |  | 1985-07-26 |  | Petroleum | Premium gasoline | Premium gasoline | Retail | Steel | Steel | Coated & cathodic protection (sti-P3), Field installed cathodic protection |  | Flexible |  |  |  | Catchment Basin, Single walled catchment basin | Flow Rest 90% Full | Flow Rest 90% Full |  |  | Continuous Automatic Tank Gauge |  | Automatic flow restrictor (MLLD), Containment Sump | Containment Sump |  | MANUAL/VISUAL CHECK | Annual line testing | Annual line testing |  | UST Currently In Use: 3; UST Temp Close: 1; AST Currently In Use: 0; AST Temp Closed: 0 | 3 | 1 | 2 | 25682-085-004565 | BAPS 2018 INC
29230 | Temporary Closed | 2013-01-01 | 1985-07-26 |  | Petroleum | Mid-grade gasoline | Mid-grade gasoline | Retail | Steel | Steel | Coated & cathodic protection (sti-P3), Field installed cathodic protection |  | Flexible |  |  |  | Catchment Basin, Single walled catchment basin | Flow Rest 90% Full | Flow Rest 90% Full |  |  | Statistical Inventory Reconciliation (SIR) |  | Automatic flow restrictor (MLLD), Containment Sump | Containment Sump | Interstitial Monitoring within Secondary Containment |  | Statistical inventory reconciliation (SIR) | Statistical inventory reconciliation (SIR) |  | UST Currently In Use: 3; UST Temp Close: 1; AST Currently In Use: 0; AST Temp Closed: 0 | 3 | 1 | 2 | 25682-085-004565 | BAPS 2018 INC
29231 | Permanently Closed | 1994-05-01 | 1974-01-01 | 1994-05-23 | Petroleum | On road diesel | On road diesel | Retail | Steel | Steel |  | Painted or None | Steel |  | 1901-01-01 | [6 empty] | Statistical Inventory Reconciliation (SIR) | [5 empty] | Annual line testing, Statistical inventory reconciliation (SIR) | Statistical inventory reconciliation (SIR) |  | UST Currently In Use: 3; UST Temp Close: 1; AST Currently In Use: 0; AST Temp Closed: 0 | 3 | 1 | 2 | 25682-085-004565 | BAPS 2018 INC
29232 | Permanently Closed | 1994-05-01 | 1974-01-01 | 1994-05-24 | Petroleum | On road diesel | On road diesel | Retail | Steel | Steel |  | Painted or None | Steel |  | 1901-01-01 | [12 empty] | Annual line testing | Annual line testing |  | UST Currently In Use: 3; UST Temp Close: 1; AST Currently In Use: 0; AST Temp Closed: 0 | 3 | 1 | 2 | 25682-085-004565 | BAPS 2018 INC
29233 | Permanently Closed | 1998-05-06 | 1974-01-01 | 1998-05-06 | Petroleum | Unleaded gasoline | Unleaded gasoline | Retail | Steel | Steel | Coated & cathodic protection (sti-P3) |  | Flexible |  | 1901-01-01 |  | Catchment Basin, Single walled catchment basin | Automatic shutoff device At 95% full | Automatic shutoff device At 95% full |  |  | Statistical Inventory Reconciliation (SIR) |  |  |  | Interstitial Monitoring within Secondary Containment |  | Statistical inventory reconciliation (SIR) | Statistical inventory reconciliation (SIR) |  | UST Currently In Use: 0; UST Temp Close: 4; AST Currently In Use: 0; AST Temp Closed: 0 | 0 | 4 | 4 | 24430-085-004572 | 185 FORT DEPOSIT LLC
29234 | Permanently Closed | 1998-05-01 | 1974-01-01 |  | Petroleum | Unleaded gasoline | Unleaded gasoline | Retail | Steel | Steel | Coated & cathodic protection (sti-P3) |  | Flexible |  | 1901-01-01 |  | Catchment Basin, Single walled catchment basin | Automatic shutoff device At 95% full | Automatic shutoff device At 95% full |  |  | Statistical Inventory Reconciliation (SIR) |  |  |  | Interstitial Monitoring within Secondary Containment |  | Statistical inventory reconciliation (SIR) | Statistical inventory reconciliation (SIR) |  | UST Currently In Use: 0; UST Temp Close: 4; AST Currently In Use: 0; AST Temp Closed: 0 | 0 | 4 | 4 | 24430-085-004572 | 185 FORT DEPOSIT LLC
29235 | Permanently Closed | 1998-05-01 | 1978-01-01 | 1998-05-05 | Petroleum | Unleaded gasoline | Unleaded gasoline | Retail | Steel | Steel |  | Painted or None | Steel |  | 1901-01-01 | [6 empty] | Statistical Inventory Reconciliation (SIR) | [8 empty] | UST Currently In Use: 0; UST Temp Close: 4; AST Currently In Use: 0; AST Temp Closed: 0 | 0 | 4 | 4 | 24430-085-004572 | 185 FORT DEPOSIT LLC
29236 | Permanently Closed | 1998-05-01 | 1978-01-01 | 1998-05-05 | Petroleum | On road diesel | On road diesel | Retail | Steel | Steel |  | Painted or None | Steel |  | 1901-01-01 | [6 empty] | Statistical Inventory Reconciliation (SIR) | [8 empty] | UST Currently In Use: 0; UST Temp Close: 4; AST Currently In Use: 0; AST Temp Closed: 0 | 0 | 4 | 4 | 24430-085-004572 | 185 FORT DEPOSIT LLC
29237 | Temporary Closed | 2013-07-01 | 1986-01-01 |  | Petroleum | On road diesel | On road diesel | Retail | Steel | Steel | Coated & cathodic protection (sti-P3) |  | Flexible, CO FLEX |  |  |  | Catchment Basin, Single walled catchment basin | Flow Rest 90% Full | Flow Rest 90% Full |  |  | Statistical Inventory Reconciliation (SIR) |  | Automatic flow restrictor (MLLD) | Automatic flow restrictor (MLLD) | Interstitial Monitoring within Secondary Containment |  | Statistical inventory reconciliation (SIR) | Statistical inventory reconciliation (SIR) |  | UST Currently In Use: 0; UST Temp Close: 4; AST Currently In Use: 0; AST Temp Closed: 0 | 0 | 4 | 4 | 24430-085-004572 | 185 FORT DEPOSIT LLC
29238 | Temporary Closed | 2013-07-01 | 1986-01-01 |  | Petroleum | Mid-grade gasoline | Mid-grade gasoline | Retail | Steel | Steel | Coated & cathodic protection (sti-P3) |  | Flexible, CO FLEX |  |  |  | Catchment Basin, Single walled catchment basin | Flow Rest 90% Full | Flow Rest 90% Full |  |  | Statistical Inventory Reconciliation (SIR) |  | Automatic flow restrictor (MLLD), Containment Sump | Containment Sump | Interstitial Monitoring within Secondary Containment |  | Statistical inventory reconciliation (SIR) | Statistical inventory reconciliation (SIR) |  | UST Currently In Use: 0; UST Temp Close: 4; AST Currently In Use: 0; AST Temp Closed: 0 | 0 | 4 | 4 | 24430-085-004572 | 185 FORT DEPOSIT LLC
29239 | Permanently Closed | 1990-11-13 | 1972-01-01 | 1990-11-13 | Petroleum | Unleaded gasoline | Unleaded gasoline |  | Steel | Steel |  | Painted or None | Steel |  | 1901-01-01 | [15 empty] | UST Currently In Use: 0; UST Temp Close: 0; AST Currently In Use: 0; AST Temp Closed: 0 | 0 | 0 | 3 | 14537-085-008942 | SPEAR OIL CO
29240 | Permanently Closed | 1990-11-13 | 1966-01-01 | 1990-11-13 | Petroleum | Unleaded gasoline | Unleaded gasoline |  | Steel | Steel |  | Painted or None | Steel |  | 1901-01-01 | [15 empty] | UST Currently In Use: 0; UST Temp Close: 0; AST Currently In Use: 0; AST Temp Closed: 0 | 0 | 0 | 3 | 14537-085-008942 | SPEAR OIL CO
29241 | Permanently Closed | 1990-11-13 | 1966-01-01 | 1990-11-13 | Petroleum | Unleaded gasoline | Unleaded gasoline |  | Steel | Steel |  | Painted or None | Steel |  | 1901-01-01 | [15 empty] | UST Currently In Use: 0; UST Temp Close: 0; AST Currently In Use: 0; AST Temp Closed: 0 | 0 | 0 | 3 | 14537-085-008942 | SPEAR OIL CO
29242 | Permanently Closed | 2020-07-01 | 1976-01-01 | 2020-11-11 | Petroleum | Unleaded gasoline | Unleaded gasoline | Retail | Fiberglass reinforced plastic | Fiberglass reinforced plastic |  |  | Fiberglass reinforced plastic |  | 1901-01-01 |  | Catchment Basin, Single walled catchment basin | Flow Rest 90% Full | Flow Rest 90% Full |  |  | Automatic Tank Gauge |  | Automatic flow restrictor (MLLD) | Automatic flow restrictor (MLLD) |  |  | Annual line testing | Annual line testing |  | UST Currently In Use: 2; UST Temp Close: 0; AST Currently In Use: 0; AST Temp Closed: 0 | 2 | 0 | 3 | 22372-101-004551 | LIONS PRIDE MARKET INC
29243 | Permanently Closed | 2020-07-01 | 1976-01-01 | 2020-11-11 | Petroleum | Mid-grade gasoline | Mid-grade gasoline | Retail | Fiberglass reinforced plastic | Fiberglass reinforced plastic |  |  | Fiberglass reinforced plastic |  | 1901-01-01 |  | Catchment Basin, Single walled catchment basin | Flow Rest 90% Full | Flow Rest 90% Full |  |  | Automatic Tank Gauge |  | Automatic flow restrictor (MLLD) | Automatic flow restrictor (MLLD) |  |  | Annual line testing | Annual line testing |  | UST Currently In Use: 2; UST Temp Close: 0; AST Currently In Use: 0; AST Temp Closed: 0 | 2 | 0 | 3 | 22372-101-004551 | LIONS PRIDE MARKET INC
29244 | Permanently Closed | 2020-07-01 | 1976-01-01 | 2020-11-11 | Petroleum | Premium gasoline | Premium gasoline | Retail | Fiberglass reinforced plastic | Fiberglass reinforced plastic |  |  | Fiberglass reinforced plastic |  | 1901-01-01 |  | Catchment Basin, Single walled catchment basin | Flow Rest 90% Full | Flow Rest 90% Full |  |  | Automatic Tank Gauge |  | Automatic flow restrictor (MLLD) | Automatic flow restrictor (MLLD) |  |  | Annual line testing | Annual line testing |  | UST Currently In Use: 2; UST Temp Close: 0; AST Currently In Use: 0; AST Temp Closed: 0 | 2 | 0 | 3 | 22372-101-004551 | LIONS PRIDE MARKET INC
29245 | Permanently Closed | 2018-01-01 | 1981-01-01 | 2018-10-01 | Petroleum | Unleaded gasoline | Unleaded gasoline | Retail | Fiberglass reinforced plastic | Fiberglass reinforced plastic |  |  | Flexible |  | 1901-01-01 |  | Catchment Basin, Single walled catchment basin | Flow Rest 90% Full | Flow Rest 90% Full |  |  | Statistical Inventory Reconciliation (SIR) |  | Automatic flow restrictor (MLLD), Containment Sump | Containment Sump |  |  | Statistical inventory reconciliation (SIR) | Statistical inventory reconciliation (SIR) |  | UST Currently In Use: 2; UST Temp Close: 0; AST Currently In Use: 0; AST Temp Closed: 0 | 2 | 0 | 3 | 22198-101-004552 | STORE ASSOCIATES, LLC
29246 | Permanently Closed | 2018-07-29 | 1981-01-01 | 2018-10-01 | Petroleum | Unleaded gasoline | Unleaded gasoline | Retail | Fiberglass reinforced plastic | Fiberglass reinforced plastic |  |  | Flexible |  | 1901-01-01 |  | Catchment Basin, Single walled catchment basin | Flow Rest 90% Full | Flow Rest 90% Full |  |  | Statistical Inventory Reconciliation (SIR) |  | Automatic flow restrictor (MLLD), Containment Sump | Containment Sump |  |  | Statistical inventory reconciliation (SIR) | Statistical inventory reconciliation (SIR) |  | UST Currently In Use: 2; UST Temp Close: 0; AST Currently In Use: 0; AST Temp Closed: 0 | 2 | 0 | 3 | 22198-101-004552 | STORE ASSOCIATES, LLC
29247 | Permanently Closed | 2018-01-01 | 1974-01-01 | 2018-10-01 | Petroleum | Unleaded gasoline | Unleaded gasoline | Retail | Steel | Steel | Field installed cathodic protection, Interior lined (not allowed as a standalone method of corrosion protection) |  | Flexible |  |  |  | Catchment Basin, Single walled catchment basin | Flow Rest 90% Full | Flow Rest 90% Full |  |  | Statistical Inventory Reconciliation (SIR) |  | Automatic flow restrictor (MLLD), Containment Sump | Containment Sump |  |  | Statistical inventory reconciliation (SIR) | Statistical inventory reconciliation (SIR) |  | UST Currently In Use: 2; UST Temp Close: 0; AST Currently In Use: 0; AST Temp Closed: 0 | 2 | 0 | 3 | 22198-101-004552 | STORE ASSOCIATES, LLC
29248 | Currently in Use |  | 1972-01-01 |  | Petroleum | Unleaded gasoline | Unleaded gasoline | Retail | Fiberglass reinforced plastic | Fiberglass reinforced plastic |  |  | Flexible, GEO FLEX |  | 1901-01-01 |  | Catchment Basin, Single walled catchment basin | Flow Rest 90% Full | Flow Rest 90% Full |  |  | Automatic Tank Gauge |  | Automatic flow restrictor (MLLD), Containment Sump | Containment Sump |  |  | Annual line testing | Annual line testing |  | UST Currently In Use: 3; UST Temp Close: 0; AST Currently In Use: 0; AST Temp Closed: 0 | 3 | 0 | 0 | 24309-101-004554 | MBM 01 INC
29249 | Currently in Use |  | 1972-01-01 |  | Petroleum | Unleaded gasoline | Unleaded gasoline | Retail | Fiberglass reinforced plastic | Fiberglass reinforced plastic |  |  | Flexible, GEO FLEX |  | 1901-01-01 |  | Catchment Basin, Single walled catchment basin | Flow Rest 90% Full | Flow Rest 90% Full |  |  | Automatic Tank Gauge |  | Automatic flow restrictor (MLLD), Containment Sump | Containment Sump |  |  | Annual line testing | Annual line testing |  | UST Currently In Use: 3; UST Temp Close: 0; AST Currently In Use: 0; AST Temp Closed: 0 | 3 | 0 | 0 | 24309-101-004554 | MBM 01 INC
29250 | Currently in Use |  | 1972-01-01 |  | Petroleum | Unleaded gasoline | Unleaded gasoline | Retail | Fiberglass reinforced plastic | Fiberglass reinforced plastic |  |  | Flexible, GEO FLEX |  | 1901-01-01 |  | Catchment Basin, Single walled catchment basin | Flow Rest 90% Full | Flow Rest 90% Full |  |  | Automatic Tank Gauge |  | Automatic flow restrictor (MLLD), Containment Sump | Containment Sump |  |  | Annual line testing | Annual line testing |  | UST Currently In Use: 3; UST Temp Close: 0; AST Currently In Use: 0; AST Temp Closed: 0 | 3 | 0 | 0 | 24309-101-004554 | MBM 01 INC
29251 | Permanently Closed | 2015-06-15 | 1984-01-01 | 2016-04-28 | Petroleum | Unleaded gasoline | Unleaded gasoline | Retail | Fiberglass reinforced plastic | Fiberglass reinforced plastic |  |  | Fiberglass reinforced plastic |  | 1901-01-01 |  | Catchment Basin, Single walled catchment basin | Flow Rest 90% Full | Flow Rest 90% Full |  |  | Statistical Inventory Reconciliation (SIR) | [5 empty] | Statistical inventory reconciliation (SIR) | Statistical inventory reconciliation (SIR) |  | UST Currently In Use: 0; UST Temp Close: 0; AST Currently In Use: 0; AST Temp Closed: 0 | 0 | 0 | 4 | 22198-101-004555 | STORE ASSOCIATES, LLC
29252 | Permanently Closed | 2015-06-15 | 1984-01-01 | 2016-04-28 | Petroleum | Unleaded gasoline | Unleaded gasoline | Retail | Fiberglass reinforced plastic | Fiberglass reinforced plastic |  |  | Fiberglass reinforced plastic |  | 1901-01-01 |  | Catchment Basin, Single walled catchment basin | Flow Rest 90% Full | Flow Rest 90% Full |  |  | Statistical Inventory Reconciliation (SIR) | [5 empty] | Statistical inventory reconciliation (SIR) | Statistical inventory reconciliation (SIR) |  | UST Currently In Use: 0; UST Temp Close: 0; AST Currently In Use: 0; AST Temp Closed: 0 | 0 | 0 | 4 | 22198-101-004555 | STORE ASSOCIATES, LLC
29253 | Permanently Closed | 2015-06-15 | 1984-01-01 | 2016-04-28 | Petroleum | Unleaded gasoline | Unleaded gasoline | Retail | Fiberglass reinforced plastic | Fiberglass reinforced plastic |  |  | Fiberglass reinforced plastic |  | 1901-01-01 |  | Catchment Basin, Single walled catchment basin | Flow Rest 90% Full | Flow Rest 90% Full |  |  | Statistical Inventory Reconciliation (SIR) | [5 empty] | Statistical inventory reconciliation (SIR) | Statistical inventory reconciliation (SIR) |  | UST Currently In Use: 0; UST Temp Close: 0; AST Currently In Use: 0; AST Temp Closed: 0 | 0 | 0 | 4 | 22198-101-004555 | STORE ASSOCIATES, LLC
29254 | Permanently Closed | 2015-06-15 | 1984-01-01 | 2016-04-28 | Petroleum | On road diesel | On road diesel | Retail | Fiberglass reinforced plastic | Fiberglass reinforced plastic |  |  | Fiberglass reinforced plastic |  | 1901-01-01 |  | Catchment Basin, Single walled catchment basin | Flow Rest 90% Full | Flow Rest 90% Full |  |  | Statistical Inventory Reconciliation (SIR) | [5 empty] | Statistical inventory reconciliation (SIR) | Statistical inventory reconciliation (SIR) |  | UST Currently In Use: 0; UST Temp Close: 0; AST Currently In Use: 0; AST Temp Closed: 0 | 0 | 0 | 4 | 22198-101-004555 | STORE ASSOCIATES, LLC
29255 | Currently in Use |  | 1975-01-01 |  | Petroleum | Unleaded gasoline | Unleaded gasoline | Retail | Steel | Steel | Field installed cathodic protection |  | Steel |  |  | Field installed cathodic protection | Catchment Basin, Single walled catchment basin | Automatic shutoff device At 95% full | Automatic shutoff device At 95% full |  |  | Continuous Automatic Tank Gauge | [8 empty] | UST Currently In Use: 5; UST Temp Close: 0; AST Currently In Use: 0; AST Temp Closed: 0 | 5 | 0 | 0 | 21806-101-004559 | BHUMIRAJ REALTY LLC
29256 | Currently in Use |  | 1975-01-01 |  | Petroleum | Unleaded gasoline | Unleaded gasoline | Retail | Steel | Steel | Field installed cathodic protection |  | Steel |  |  | Field installed cathodic protection | Catchment Basin, Single walled catchment basin | Automatic shutoff device At 95% full | Automatic shutoff device At 95% full |  |  | Automatic Tank Gauge | [8 empty] | UST Currently In Use: 5; UST Temp Close: 0; AST Currently In Use: 0; AST Temp Closed: 0 | 5 | 0 | 0 | 21806-101-004559 | BHUMIRAJ REALTY LLC
29257 | Currently in Use |  | 1975-01-01 |  | Petroleum | Unleaded gasoline | Unleaded gasoline | Retail | Steel | Steel | Field installed cathodic protection |  | Steel |  |  | Field installed cathodic protection | Catchment Basin, Single walled catchment basin | Automatic shutoff device At 95% full | Automatic shutoff device At 95% full |  |  | Automatic Tank Gauge | [8 empty] | UST Currently In Use: 5; UST Temp Close: 0; AST Currently In Use: 0; AST Temp Closed: 0 | 5 | 0 | 0 | 21806-101-004559 | BHUMIRAJ REALTY LLC
29258 | Currently in Use |  | 1979-01-01 |  | Petroleum | On road diesel | On road diesel | Retail | Steel | Steel | Field installed cathodic protection |  | Steel |  |  | Field installed cathodic protection | Catchment Basin, Single walled catchment basin | Automatic shutoff device At 95% full | Automatic shutoff device At 95% full |  |  | Automatic Tank Gauge | [8 empty] | UST Currently In Use: 5; UST Temp Close: 0; AST Currently In Use: 0; AST Temp Closed: 0 | 5 | 0 | 0 | 21806-101-004559 | BHUMIRAJ REALTY LLC
29259 | Currently in Use |  | 1979-01-01 |  | Petroleum | On road diesel | On road diesel | Retail | Steel | Steel | Field installed cathodic protection |  | Steel |  |  | Field installed cathodic protection | Catchment Basin, Single walled catchment basin | Automatic shutoff device At 95% full | Automatic shutoff device At 95% full |  |  | Automatic Tank Gauge | [8 empty] | UST Currently In Use: 5; UST Temp Close: 0; AST Currently In Use: 0; AST Temp Closed: 0 | 5 | 0 | 0 | 21806-101-004559 | BHUMIRAJ REALTY LLC
29260 | Permanently Closed | 1998-09-25 | 1976-01-01 | 1998-09-25 | Petroleum | Unleaded gasoline | Unleaded gasoline | Retail | Steel | Steel |  | Painted or None | Steel |  | 1901-01-01 | [6 empty] | Statistical Inventory Reconciliation (SIR) | [8 empty] | UST Currently In Use: 0; UST Temp Close: 0; AST Currently In Use: 0; AST Temp Closed: 0 | 0 | 0 | 3 | 14537-101-004563 | SPEAR OIL CO
29261 | Permanently Closed | 1998-09-25 | 1976-01-01 | 1998-09-25 | Petroleum | Unleaded gasoline | Unleaded gasoline | Retail | Steel | Steel |  | Painted or None | Steel |  | 1901-01-01 | [6 empty] | Statistical Inventory Reconciliation (SIR) | [8 empty] | UST Currently In Use: 0; UST Temp Close: 0; AST Currently In Use: 0; AST Temp Closed: 0 | 0 | 0 | 3 | 14537-101-004563 | SPEAR OIL CO
29262 | Permanently Closed | 1998-09-25 | 1976-01-01 | 1998-09-25 | Petroleum | On road diesel | On road diesel | Retail | Steel | Steel |  | Painted or None | Steel |  | 1901-01-01 | [6 empty] | Statistical Inventory Reconciliation (SIR) | [8 empty] | UST Currently In Use: 0; UST Temp Close: 0; AST Currently In Use: 0; AST Temp Closed: 0 | 0 | 0 | 3 | 14537-101-004563 | SPEAR OIL CO
29263 | Currently in Use |  | 1980-01-01 |  | Petroleum | Unleaded gasoline | Unleaded gasoline | Retail | Steel | Steel | Field installed cathodic protection |  | Fiberglass reinforced plastic |  |  |  | Catchment Basin, Single walled catchment basin | Flow Rest 90% Full | Flow Rest 90% Full |  |  | Statistical Inventory Reconciliation (SIR) |  | Automatic flow restrictor (MLLD) | Automatic flow restrictor (MLLD) |  |  | Statistical inventory reconciliation (SIR) | Statistical inventory reconciliation (SIR) |  | UST Currently In Use: 3; UST Temp Close: 0; AST Currently In Use: 0; AST Temp Closed: 0 | 3 | 0 | 3 | 22558-101-004564 | JAY JALARAM REALTY LLC
29264 | Currently in Use |  | 1980-01-01 |  | Petroleum | On road diesel | On road diesel | Retail | Steel | Steel | Field installed cathodic protection |  | Fiberglass reinforced plastic |  |  |  | Catchment Basin, Single walled catchment basin | Flow Rest 90% Full | Flow Rest 90% Full |  |  | Statistical Inventory Reconciliation (SIR) | [8 empty] | UST Currently In Use: 3; UST Temp Close: 0; AST Currently In Use: 0; AST Temp Closed: 0 | 3 | 0 | 3 | 22558-101-004564 | JAY JALARAM REALTY LLC
29265 | Permanently Closed | 1996-05-01 | 1974-01-01 | 1996-05-06 | Petroleum | Unleaded gasoline | Unleaded gasoline | Retail | Steel | Steel |  | Painted or None | Steel |  | 1901-01-01 |  | Catchment Basin, Single walled catchment basin | Flow Rest 90% Full | Flow Rest 90% Full |  |  | Statistical Inventory Reconciliation (SIR) | [8 empty] | UST Currently In Use: 3; UST Temp Close: 0; AST Currently In Use: 0; AST Temp Closed: 0 | 3 | 0 | 3 | 22558-101-004564 | JAY JALARAM REALTY LLC
29266 | Permanently Closed | 1996-05-01 | 1974-01-01 | 1996-05-06 | Petroleum | On road diesel | On road diesel | Retail | Steel | Steel |  | Painted or None | Steel |  | 1901-01-01 | [6 empty] | Statistical Inventory Reconciliation (SIR) | [8 empty] | UST Currently In Use: 3; UST Temp Close: 0; AST Currently In Use: 0; AST Temp Closed: 0 | 3 | 0 | 3 | 22558-101-004564 | JAY JALARAM REALTY LLC
29267 | Permanently Closed | 1901-01-01 | 1974-01-01 | 1988-12-14 | Petroleum | Other, OTHER | Other |  | Steel | Steel |  | Painted or None |  |  | 1901-01-01 | [15 empty] | UST Currently In Use: 3; UST Temp Close: 0; AST Currently In Use: 0; AST Temp Closed: 0 | 3 | 0 | 3 | 22558-101-004564 | JAY JALARAM REALTY LLC
29268 | Currently in Use |  | 1982-01-01 |  | Petroleum | Unleaded gasoline | Unleaded gasoline | Retail | Steel | Steel | Field installed cathodic protection, Interior lined (not allowed as a standalone method of corrosion protection) |  | Flexible |  | 1901-01-01 |  | Catchment Basin, Single walled catchment basin | Flow Rest 90% Full | Flow Rest 90% Full |  |  | Automatic Tank Gauge |  | Automatic flow restrictor (MLLD) | Automatic flow restrictor (MLLD) | Interstitial Monitoring within Secondary Containment |  | Annual line testing | Annual line testing |  | UST Currently In Use: 5; UST Temp Close: 1; AST Currently In Use: 0; AST Temp Closed: 0 | 5 | 1 | 0 | 25463-101-004566 | PAJ7249 LLC
29269 | Currently in Use | 2020-12-05 | 1982-01-01 |  | Petroleum | Premium gasoline | Premium gasoline | Retail | Fiberglass reinforced plastic | Fiberglass reinforced plastic |  |  | Flexible |  | 1901-01-01 |  | Catchment Basin, Single walled catchment basin | Flow Rest 90% Full | Flow Rest 90% Full |  |  | Automatic Tank Gauge |  | Automatic flow restrictor (MLLD) | Automatic flow restrictor (MLLD) | Interstitial Monitoring within Secondary Containment |  | Annual line testing | Annual line testing |  | UST Currently In Use: 5; UST Temp Close: 1; AST Currently In Use: 0; AST Temp Closed: 0 | 5 | 1 | 0 | 25463-101-004566 | PAJ7249 LLC
29270 | Currently in Use |  | 1982-01-01 |  | Petroleum | Unleaded gasoline | Unleaded gasoline | Retail | Fiberglass reinforced plastic | Fiberglass reinforced plastic |  |  | Flexible |  | 1901-01-01 |  | Catchment Basin, Single walled catchment basin | Flow Rest 90% Full | Flow Rest 90% Full |  |  | Automatic Tank Gauge, Statistical Inventory Reconciliation (SIR) |  | Automatic flow restrictor (MLLD) | Automatic flow restrictor (MLLD) | Interstitial Monitoring within Secondary Containment |  |  |  |  | UST Currently In Use: 5; UST Temp Close: 1; AST Currently In Use: 0; AST Temp Closed: 0 | 5 | 1 | 0 | 25463-101-004566 | PAJ7249 LLC
29271 | Temporary Closed | 2016-05-03 | 1982-01-01 |  | Petroleum | On road diesel | On road diesel | Retail | Steel | Steel | Field installed cathodic protection, Interior lined (not allowed as a standalone method of corrosion protection) |  | Flexible |  | 1901-01-01 |  | Catchment Basin, Single walled catchment basin | Flow Rest 90% Full | Flow Rest 90% Full |  |  | Statistical Inventory Reconciliation (SIR) |  | Automatic flow restrictor (MLLD) | Automatic flow restrictor (MLLD) | Interstitial Monitoring within Secondary Containment |  | Annual line testing | Annual line testing |  | UST Currently In Use: 5; UST Temp Close: 1; AST Currently In Use: 0; AST Temp Closed: 0 | 5 | 1 | 0 | 25463-101-004566 | PAJ7249 LLC
29272 | Currently in Use |  | 1982-01-01 |  | Petroleum | On road diesel | On road diesel | Retail | Steel | Steel | Field installed cathodic protection, Interior lined (not allowed as a standalone method of corrosion protection) |  | Flexible |  | 1901-01-01 |  | Catchment Basin, Single walled catchment basin | Flow Rest 90% Full | Flow Rest 90% Full |  |  | Automatic Tank Gauge |  | Automatic flow restrictor (MLLD) | Automatic flow restrictor (MLLD) | Interstitial Monitoring within Secondary Containment |  | Annual line testing | Annual line testing |  | UST Currently In Use: 5; UST Temp Close: 1; AST Currently In Use: 0; AST Temp Closed: 0 | 5 | 1 | 0 | 25463-101-004566 | PAJ7249 LLC
29273 | Currently in Use |  | 1982-01-01 |  | Petroleum | On road diesel | On road diesel | Retail | Steel | Steel | Field installed cathodic protection, Interior lined (not allowed as a standalone method of corrosion protection) |  | Flexible |  | 1901-01-01 |  | Catchment Basin, Single walled catchment basin | Flow Rest 90% Full | Flow Rest 90% Full |  |  | Automatic Tank Gauge |  | Automatic flow restrictor (MLLD) | Automatic flow restrictor (MLLD) | Interstitial Monitoring within Secondary Containment |  |  |  |  | UST Currently In Use: 5; UST Temp Close: 1; AST Currently In Use: 0; AST Temp Closed: 0 | 5 | 1 | 0 | 25463-101-004566 | PAJ7249 LLC
29274 | Permanently Closed | 2015-01-01 | 1971-01-01 | 2015-12-19 | Petroleum | Unleaded gasoline | Unleaded gasoline | Retail | Steel | Steel | Field installed cathodic protection, Interior lined (not allowed as a standalone method of corrosion protection) |  | Fiberglass reinforced plastic |  |  |  | Catchment Basin, Single walled catchment basin | Flow Rest 90% Full | Flow Rest 90% Full |  |  | Statistical Inventory Reconciliation (SIR) |  | Containment Sump | Containment Sump |  |  | Statistical inventory reconciliation (SIR) | Statistical inventory reconciliation (SIR) |  | UST Currently In Use: 0; UST Temp Close: 0; AST Currently In Use: 0; AST Temp Closed: 0 | 0 | 0 | 4 | 22198-101-008943 | STORE ASSOCIATES, LLC
29275 | Permanently Closed | 2015-01-01 | 1971-01-01 | 2015-12-09 | Petroleum | Unleaded gasoline | Unleaded gasoline | Retail | Steel | Steel | Field installed cathodic protection, Interior lined (not allowed as a standalone method of corrosion protection) |  | Fiberglass reinforced plastic |  |  |  | Catchment Basin, Single walled catchment basin | Flow Rest 90% Full | Flow Rest 90% Full |  |  | Statistical Inventory Reconciliation (SIR) |  | Containment Sump | Containment Sump |  |  | Statistical inventory reconciliation (SIR) | Statistical inventory reconciliation (SIR) |  | UST Currently In Use: 0; UST Temp Close: 0; AST Currently In Use: 0; AST Temp Closed: 0 | 0 | 0 | 4 | 22198-101-008943 | STORE ASSOCIATES, LLC
29276 | Permanently Closed | 2015-01-01 | 1971-01-01 | 2015-12-09 | Petroleum | Unleaded gasoline | Unleaded gasoline | Retail | Steel | Steel | Field installed cathodic protection, Interior lined (not allowed as a standalone method of corrosion protection) |  | Fiberglass reinforced plastic |  |  |  | Catchment Basin, Single walled catchment basin | Flow Rest 90% Full | Flow Rest 90% Full |  |  | Statistical Inventory Reconciliation (SIR) |  | Containment Sump | Containment Sump |  |  | Statistical inventory reconciliation (SIR) | Statistical inventory reconciliation (SIR) |  | UST Currently In Use: 0; UST Temp Close: 0; AST Currently In Use: 0; AST Temp Closed: 0 | 0 | 0 | 4 | 22198-101-008943 | STORE ASSOCIATES, LLC
29277 | Permanently Closed | 2015-01-01 | 1982-01-01 | 2015-12-09 | Petroleum | On road diesel | On road diesel | Retail | Steel | Steel | Coated & cathodic protection (sti-P3), Field installed cathodic protection |  | Fiberglass reinforced plastic |  |  |  | Catchment Basin, Single walled catchment basin | Automatic shutoff device At 95% full, Flow Rest 90% Full | Flow Rest 90% Full |  |  | Statistical Inventory Reconciliation (SIR) |  | Containment Sump | Containment Sump |  |  | Statistical inventory reconciliation (SIR) | Statistical inventory reconciliation (SIR) |  | UST Currently In Use: 0; UST Temp Close: 0; AST Currently In Use: 0; AST Temp Closed: 0 | 0 | 0 | 4 | 22198-101-008943 | STORE ASSOCIATES, LLC
29278 | Currently in Use |  | 1980-01-01 |  | Petroleum | Unleaded gasoline | Unleaded gasoline | Retail | Steel | Steel | Field installed cathodic protection, Interior lined (not allowed as a standalone method of corrosion protection) |  | Steel |  |  | Field installed cathodic protection | Catchment Basin, Single walled catchment basin | Automatic shutoff device At 95% full | Automatic shutoff device At 95% full |  |  | Automatic Tank Gauge | [8 empty] | UST Currently In Use: 3; UST Temp Close: 0; AST Currently In Use: 0; AST Temp Closed: 0 | 3 | 0 | 0 | 22096-105-004542 | BUZZERD ENTERPRISES
29279 | Currently in Use |  | 1983-01-01 |  | Petroleum | Mid-grade gasoline | Mid-grade gasoline | Retail | Steel | Steel | Field installed cathodic protection, Interior lined (not allowed as a standalone method of corrosion protection) |  | Steel |  |  | Field installed cathodic protection | Catchment Basin, Single walled catchment basin | Automatic shutoff device At 95% full | Automatic shutoff device At 95% full |  |  | Automatic Tank Gauge | [8 empty] | UST Currently In Use: 3; UST Temp Close: 0; AST Currently In Use: 0; AST Temp Closed: 0 | 3 | 0 | 0 | 22096-105-004542 | BUZZERD ENTERPRISES
29280 | Currently in Use |  | 1983-01-01 |  | Petroleum | On road diesel | On road diesel | Retail | Steel | Steel | Field installed cathodic protection, Interior lined (not allowed as a standalone method of corrosion protection) |  | Steel |  |  | Field installed cathodic protection | Catchment Basin, Single walled catchment basin | Automatic shutoff device At 95% full | Automatic shutoff device At 95% full |  |  | Automatic Tank Gauge | [8 empty] | UST Currently In Use: 3; UST Temp Close: 0; AST Currently In Use: 0; AST Temp Closed: 0 | 3 | 0 | 0 | 22096-105-004542 | BUZZERD ENTERPRISES
29281 | Permanently Closed | 2005-03-01 | 1978-01-01 |  | Petroleum | On road diesel | On road diesel | Retail | Steel | Steel | Field installed cathodic protection |  | Steel |  |  | Field installed cathodic protection | Catchment Basin, Single walled catchment basin | Automatic shutoff device At 95% full | Automatic shutoff device At 95% full | [11 empty] | UST Currently In Use: 0; UST Temp Close: 0; AST Currently In Use: 0; AST Temp Closed: 0 | 0 | 0 | 5 | 22463-109-004544 | COLLIER PROPANE, LLC
29282 | Permanently Closed | 2005-03-01 | 1978-01-01 |  | Petroleum | Unleaded gasoline | Unleaded gasoline | Retail | Steel | Steel | Field installed cathodic protection |  | Steel |  |  | Field installed cathodic protection | Catchment Basin, Single walled catchment basin | Automatic shutoff device At 95% full | Automatic shutoff device At 95% full | [11 empty] | UST Currently In Use: 0; UST Temp Close: 0; AST Currently In Use: 0; AST Temp Closed: 0 | 0 | 0 | 5 | 22463-109-004544 | COLLIER PROPANE, LLC
29283 | Permanently Closed | 2001-10-30 | 1978-01-01 |  | Petroleum | Unleaded gasoline | Unleaded gasoline | Retail | Steel | Steel | Field installed cathodic protection |  | Steel |  |  | Field installed cathodic protection | Catchment Basin, Single walled catchment basin | Automatic shutoff device At 95% full | Automatic shutoff device At 95% full |  |  | Statistical Inventory Reconciliation (SIR) | [8 empty] | UST Currently In Use: 0; UST Temp Close: 0; AST Currently In Use: 0; AST Temp Closed: 0 | 0 | 0 | 5 | 22463-109-004544 | COLLIER PROPANE, LLC
29284 | Permanently Closed | 2001-10-30 | 1978-01-01 |  | Petroleum | Unleaded gasoline | Unleaded gasoline | Retail | Steel | Steel | Field installed cathodic protection |  | Steel |  |  | Field installed cathodic protection | Catchment Basin, Single walled catchment basin | Automatic shutoff device At 95% full | Automatic shutoff device At 95% full |  |  | Statistical Inventory Reconciliation (SIR) | [8 empty] | UST Currently In Use: 0; UST Temp Close: 0; AST Currently In Use: 0; AST Temp Closed: 0 | 0 | 0 | 5 | 22463-109-004544 | COLLIER PROPANE, LLC
29285 | Permanently Closed | 1991-09-27 | 1978-01-01 | 1991-09-27 | Petroleum | On road diesel | On road diesel |  | Steel | Steel |  | Painted or None | Steel |  | 1901-01-01 | [15 empty] | UST Currently In Use: 0; UST Temp Close: 0; AST Currently In Use: 0; AST Temp Closed: 0 | 0 | 0 | 5 | 22463-109-004544 | COLLIER PROPANE, LLC
29286 | Permanently Closed | 1992-01-16 | 1971-01-01 | 1992-01-16 | Petroleum | Unleaded gasoline | Unleaded gasoline |  | Steel | Steel |  | Painted or None | Steel |  | 1901-01-01 | [15 empty] | UST Currently In Use: 0; UST Temp Close: 0; AST Currently In Use: 0; AST Temp Closed: 0 | 0 | 0 | 3 | 14537-109-004545 | SPEAR OIL CO
29287 | Permanently Closed | 1992-01-16 | 1971-01-01 | 1992-01-16 | Petroleum | Unleaded gasoline | Unleaded gasoline |  | Steel | Steel |  | Painted or None | Steel |  | 1901-01-01 | [15 empty] | UST Currently In Use: 0; UST Temp Close: 0; AST Currently In Use: 0; AST Temp Closed: 0 | 0 | 0 | 3 | 14537-109-004545 | SPEAR OIL CO
29288 | Permanently Closed | 1992-01-16 | 1977-01-01 | 1992-01-16 | Petroleum | Unleaded gasoline | Unleaded gasoline |  | Steel | Steel |  | Painted or None | Steel |  | 1901-01-01 | [15 empty] | UST Currently In Use: 0; UST Temp Close: 0; AST Currently In Use: 0; AST Temp Closed: 0 | 0 | 0 | 3 | 14537-109-004545 | SPEAR OIL CO
29289 | Permanently Closed | 1991-09-27 | 1969-01-01 | 1991-09-27 | Petroleum | Unleaded gasoline | Unleaded gasoline |  | Steel | Steel |  | Painted or None | Steel |  | 1901-01-01 | [15 empty] | UST Currently In Use: 0; UST Temp Close: 0; AST Currently In Use: 0; AST Temp Closed: 0 | 0 | 0 | 2 | 14537-109-004546 | SPEAR OIL CO
29290 | Permanently Closed | 1991-09-27 | 1969-01-01 | 1991-09-27 | Petroleum | Unleaded gasoline | Unleaded gasoline |  | Steel | Steel |  | Painted or None | Steel |  | 1901-01-01 | [15 empty] | UST Currently In Use: 0; UST Temp Close: 0; AST Currently In Use: 0; AST Temp Closed: 0 | 0 | 0 | 2 | 14537-109-004546 | SPEAR OIL CO
29291 | Permanently Closed | 1996-12-17 | 1976-04-01 | 1999-03-14 | Petroleum | Unleaded gasoline | Unleaded gasoline |  | Steel | Steel |  | Painted or None | Steel |  | 1901-01-01 | [15 empty] | UST Currently In Use: 2; UST Temp Close: 0; AST Currently In Use: 0; AST Temp Closed: 0 | 2 | 0 | 4 | 25380-109-004547 | SAYONA INC
29292 | Permanently Closed | 1996-12-17 | 1976-04-01 | 1999-03-14 | Petroleum | Unleaded gasoline | Unleaded gasoline |  | Steel | Steel |  | Painted or None | Steel |  | 1901-01-01 | [15 empty] | UST Currently In Use: 2; UST Temp Close: 0; AST Currently In Use: 0; AST Temp Closed: 0 | 2 | 0 | 4 | 25380-109-004547 | SAYONA INC
29293 | Permanently Closed | 1996-12-17 | 1976-04-01 | 1999-03-14 | Petroleum | Unleaded gasoline | Unleaded gasoline |  | Steel | Steel |  | Painted or None | Steel |  | 1901-01-01 | [15 empty] | UST Currently In Use: 2; UST Temp Close: 0; AST Currently In Use: 0; AST Temp Closed: 0 | 2 | 0 | 4 | 25380-109-004547 | SAYONA INC
29294 | Permanently Closed | 1996-12-17 | 1987-02-25 | 1999-03-14 | Petroleum | Unleaded gasoline | Unleaded gasoline |  | Steel | Steel | Coated & cathodic protection (sti-P3) |  | Steel |  | 1901-01-01 | [15 empty] | UST Currently In Use: 2; UST Temp Close: 0; AST Currently In Use: 0; AST Temp Closed: 0 | 2 | 0 | 4 | 25380-109-004547 | SAYONA INC
29295 | Permanently Closed | 1998-09-23 | 1978-01-01 | 1998-09-23 | Petroleum | Unleaded gasoline | Unleaded gasoline | Retail | Steel | Steel |  | Painted or None | Steel |  | 1901-01-01 | [6 empty] | Statistical Inventory Reconciliation (SIR) | [8 empty] | UST Currently In Use: 0; UST Temp Close: 0; AST Currently In Use: 0; AST Temp Closed: 0 | 0 | 0 | 2 | 14537-109-004548 | SPEAR OIL CO
29296 | Permanently Closed | 1998-09-23 | 1978-01-01 | 1998-09-23 | Petroleum | Unleaded gasoline | Unleaded gasoline | Retail | Steel | Steel |  | Painted or None | Steel |  | 1901-01-01 | [6 empty] | Statistical Inventory Reconciliation (SIR) | [8 empty] | UST Currently In Use: 0; UST Temp Close: 0; AST Currently In Use: 0; AST Temp Closed: 0 | 0 | 0 | 2 | 14537-109-004548 | SPEAR OIL CO
29297 | Permanently Closed | 2019-09-17 | 1981-01-01 | 2020-04-21 | Petroleum | Unleaded gasoline | Unleaded gasoline | Retail | Steel | Steel | Field installed cathodic protection |  | Steel |  |  | Field installed cathodic protection | Catchment Basin, Single walled catchment basin | Automatic shutoff device At 95% full | Automatic shutoff device At 95% full |  |  | Statistical Inventory Reconciliation (SIR) |  | Automatic flow restrictor (MLLD) | Automatic flow restrictor (MLLD) |  |  | Annual line testing | Annual line testing |  | UST Currently In Use: 0; UST Temp Close: 0; AST Currently In Use: 0; AST Temp Closed: 0 | 0 | 0 | 5 | 23551-109-004549 | ZBA ASSOCIATES LLC
29298 | Permanently Closed | 2019-11-15 | 1981-01-01 | 2020-04-21 | Petroleum | Unleaded gasoline | Unleaded gasoline | Retail | Steel | Steel | Field installed cathodic protection |  | Steel |  |  | Field installed cathodic protection | Catchment Basin, Single walled catchment basin | Automatic shutoff device At 95% full | Automatic shutoff device At 95% full |  |  | Statistical Inventory Reconciliation (SIR) |  | Automatic flow restrictor (MLLD) | Automatic flow restrictor (MLLD) |  |  | Annual line testing | Annual line testing |  | UST Currently In Use: 0; UST Temp Close: 0; AST Currently In Use: 0; AST Temp Closed: 0 | 0 | 0 | 5 | 23551-109-004549 | ZBA ASSOCIATES LLC
29299 | Permanently Closed | 2019-09-17 | 1969-01-01 | 2020-04-21 | Petroleum | On road diesel | On road diesel | Retail | Steel | Steel | Field installed cathodic protection |  | Steel |  |  | Field installed cathodic protection | Catchment Basin, Single walled catchment basin | Automatic shutoff device At 95% full | Automatic shutoff device At 95% full |  |  | Statistical Inventory Reconciliation (SIR) |  | Automatic flow restrictor (MLLD) | Automatic flow restrictor (MLLD) |  |  | Annual line testing, Statistical inventory reconciliation (SIR) | Statistical inventory reconciliation (SIR) |  | UST Currently In Use: 0; UST Temp Close: 0; AST Currently In Use: 0; AST Temp Closed: 0 | 0 | 0 | 5 | 23551-109-004549 | ZBA ASSOCIATES LLC
29300 | Permanently Closed | 2019-09-17 | 1969-01-01 | 2020-04-21 | Petroleum | Premium gasoline | Premium gasoline | Retail | Steel | Steel | Field installed cathodic protection |  | Steel |  |  | Field installed cathodic protection | Catchment Basin, Single walled catchment basin | Automatic shutoff device At 95% full | Automatic shutoff device At 95% full |  |  | Statistical Inventory Reconciliation (SIR) |  | Automatic flow restrictor (MLLD) | Automatic flow restrictor (MLLD) |  |  | Annual line testing, Statistical inventory reconciliation (SIR) | Statistical inventory reconciliation (SIR) |  | UST Currently In Use: 0; UST Temp Close: 0; AST Currently In Use: 0; AST Temp Closed: 0 | 0 | 0 | 5 | 23551-109-004549 | ZBA ASSOCIATES LLC
29301 | Permanently Closed | 2019-09-17 | 1969-01-01 | 2020-04-21 | Petroleum | Unleaded gasoline | Unleaded gasoline | Retail | Steel | Steel | Field installed cathodic protection |  | Steel |  |  | Field installed cathodic protection | Catchment Basin, Single walled catchment basin | Automatic shutoff device At 95% full | Automatic shutoff device At 95% full |  |  | Statistical Inventory Reconciliation (SIR) |  | Automatic flow restrictor (MLLD) | Automatic flow restrictor (MLLD) |  |  | Annual line testing | Annual line testing |  | UST Currently In Use: 0; UST Temp Close: 0; AST Currently In Use: 0; AST Temp Closed: 0 | 0 | 0 | 5 | 23551-109-004549 | ZBA ASSOCIATES LLC
29302 | Cannot Locate or abandoned | 2005-04-20 | 1980-01-01 |  | Petroleum | Unleaded gasoline | Unleaded gasoline | Retail | Steel | Steel | Field installed cathodic protection |  | Fiberglass reinforced plastic |  | 1901-01-01 |  | Catchment Basin, Single walled catchment basin | Flow Rest 90% Full | Flow Rest 90% Full |  |  | Continuous Automatic Tank Gauge, Statistical Inventory Reconciliation (SIR) | [8 empty] | UST Currently In Use: 0; UST Temp Close: 0; AST Currently In Use: 0; AST Temp Closed: 0 | 0 | 0 | 0 | 20848-109-004550 | WILLIE JOE BROWN
29303 | Cannot Locate or abandoned | 2005-04-20 | 1980-01-01 |  | Petroleum | Mid-grade gasoline | Mid-grade gasoline | Retail | Steel | Steel | Field installed cathodic protection |  | Fiberglass reinforced plastic |  | 1901-01-01 |  | Catchment Basin, Single walled catchment basin | Flow Rest 90% Full | Flow Rest 90% Full |  |  | Continuous Automatic Tank Gauge, Statistical Inventory Reconciliation (SIR) | [8 empty] | UST Currently In Use: 0; UST Temp Close: 0; AST Currently In Use: 0; AST Temp Closed: 0 | 0 | 0 | 0 | 20848-109-004550 | WILLIE JOE BROWN
29304 | Cannot Locate or abandoned | 2005-04-20 | 1980-01-01 |  | Petroleum | Premium gasoline | Premium gasoline | Retail | Steel | Steel | Field installed cathodic protection |  | Fiberglass reinforced plastic |  | 1901-01-01 |  | Catchment Basin, Single walled catchment basin | Flow Rest 90% Full | Flow Rest 90% Full |  |  | Continuous Automatic Tank Gauge, Statistical Inventory Reconciliation (SIR) | [8 empty] | UST Currently In Use: 0; UST Temp Close: 0; AST Currently In Use: 0; AST Temp Closed: 0 | 0 | 0 | 0 | 20848-109-004550 | WILLIE JOE BROWN
29305 | Cannot Locate or abandoned | 2005-04-20 | 1984-01-01 |  | Petroleum | On road diesel | On road diesel | Retail | Steel | Steel | Field installed cathodic protection |  | Fiberglass reinforced plastic |  | 1901-01-01 |  | Catchment Basin, Single walled catchment basin | Flow Rest 90% Full | Flow Rest 90% Full |  |  | Continuous Automatic Tank Gauge, Statistical Inventory Reconciliation (SIR) | [8 empty] | UST Currently In Use: 0; UST Temp Close: 0; AST Currently In Use: 0; AST Temp Closed: 0 | 0 | 0 | 0 | 20848-109-004550 | WILLIE JOE BROWN
29306 | Currently in Use |  | 1983-01-01 |  | Petroleum | Unleaded gasoline | Unleaded gasoline | Retail | Steel | Steel | Coated & cathodic protection (sti-P3) |  | Double Wall, Fiberglass reinforced plastic |  |  | Other, FLXS ISOLA | Catchment Basin, MANIFOLDED | Automatic shutoff device At 95% full | Automatic shutoff device At 95% full |  |  | Continuous Automatic Tank Gauge |  | Other, MANIFOLDED | Other |  |  | Other, MANIFOLDED | Other |  | UST Currently In Use: 4; UST Temp Close: 0; AST Currently In Use: 0; AST Temp Closed: 0 | 4 | 0 | 0 | 24868-109-007274 | NEEL, INC.
29307 | Currently in Use |  | 1983-01-01 |  | Petroleum | Unleaded gasoline | Unleaded gasoline | Retail | Steel | Steel | Coated & cathodic protection (sti-P3) |  | Fiberglass reinforced plastic |  |  | Other, FLXS ISOLA | Catchment Basin, Single walled catchment basin | Automatic shutoff device At 95% full | Automatic shutoff device At 95% full |  |  | Continuous Automatic Tank Gauge |  | Automatic flow restrictor (MLLD), Containment Sump | Containment Sump |  |  | Annual line testing | Annual line testing |  | UST Currently In Use: 4; UST Temp Close: 0; AST Currently In Use: 0; AST Temp Closed: 0 | 4 | 0 | 0 | 24868-109-007274 | NEEL, INC.
29308 | Currently in Use |  | 1983-01-01 |  | Petroleum | Premium gasoline | Premium gasoline | Retail | Steel | Steel | Coated & cathodic protection (sti-P3) |  | Fiberglass reinforced plastic |  |  | Other, FLXS ISOLA | Catchment Basin, Single walled catchment basin | Automatic shutoff device At 95% full | Automatic shutoff device At 95% full |  |  | Continuous Automatic Tank Gauge |  | Automatic flow restrictor (MLLD) | Automatic flow restrictor (MLLD) |  |  | Annual line testing | Annual line testing |  | UST Currently In Use: 4; UST Temp Close: 0; AST Currently In Use: 0; AST Temp Closed: 0 | 4 | 0 | 0 | 24868-109-007274 | NEEL, INC.
29309 | Currently in Use |  | 1983-01-01 |  | Petroleum | On road diesel | On road diesel | Retail | Steel | Steel | Coated & cathodic protection (sti-P3) |  | Fiberglass reinforced plastic |  |  | Other, FLXS ISOLA | Catchment Basin, Single walled catchment basin | Automatic shutoff device At 95% full | Automatic shutoff device At 95% full |  |  | Continuous Automatic Tank Gauge |  | Automatic flow restrictor (MLLD), Containment Sump | Containment Sump |  |  | Annual line testing | Annual line testing |  | UST Currently In Use: 4; UST Temp Close: 0; AST Currently In Use: 0; AST Temp Closed: 0 | 4 | 0 | 0 | 24868-109-007274 | NEEL, INC.
29310 | Permanently Closed | 1986-01-01 | 1969-01-01 |  | Petroleum | Other, MOTOR OIL | Other |  | Steel | Steel |  | Painted or None | Steel |  | 1901-01-01 | [15 empty] | UST Currently In Use: 0; UST Temp Close: 0; AST Currently In Use: 0; AST Temp Closed: 0 | 0 | 0 | 2 | 14539-101-002346 | SPECIALTY OIL CO INC
29311 | Permanently Closed | 1986-01-01 | 1969-01-01 |  | Petroleum | Other, TRANSFLUID | Other |  | Steel | Steel |  | Painted or None | Steel |  | 1901-01-01 | [15 empty] | UST Currently In Use: 0; UST Temp Close: 0; AST Currently In Use: 0; AST Temp Closed: 0 | 0 | 0 | 2 | 14539-101-002346 | SPECIALTY OIL CO INC
29313 | Permanently Closed | 1998-06-09 | 1969-01-01 | 1998-06-09 | Petroleum | Unleaded gasoline | Unleaded gasoline | Retail | Steel | Steel |  | Painted or None | Steel |  | 1901-01-01 | [6 empty] | Other, Statistical Inventory Reconciliation (SIR) | [5 empty] | Annual line testing, Statistical inventory reconciliation (SIR) | Statistical inventory reconciliation (SIR) |  | UST Currently In Use: 0; UST Temp Close: 0; AST Currently In Use: 0; AST Temp Closed: 0 | 0 | 0 | 5 | 14543-017-011779 | SPECTRUM STORES INC
29314 | Permanently Closed | 1998-06-09 | 1969-01-01 | 1998-06-09 | Petroleum | Unleaded gasoline | Unleaded gasoline | Retail | Steel | Steel |  | Painted or None | Steel |  | 1901-01-01 | [6 empty] | Other, Statistical Inventory Reconciliation (SIR) | [5 empty] | Annual line testing, Statistical inventory reconciliation (SIR) | Statistical inventory reconciliation (SIR) |  | UST Currently In Use: 0; UST Temp Close: 0; AST Currently In Use: 0; AST Temp Closed: 0 | 0 | 0 | 5 | 14543-017-011779 | SPECTRUM STORES INC
29315 | Permanently Closed | 1998-06-09 | 1980-01-01 | 1998-06-09 | Petroleum | Unleaded gasoline | Unleaded gasoline | Retail | Steel | Steel |  | Painted or None | Steel |  | 1901-01-01 | [6 empty] | Statistical Inventory Reconciliation (SIR) | [5 empty] | Annual line testing, Statistical inventory reconciliation (SIR) | Statistical inventory reconciliation (SIR) |  | UST Currently In Use: 0; UST Temp Close: 0; AST Currently In Use: 0; AST Temp Closed: 0 | 0 | 0 | 5 | 14543-017-011779 | SPECTRUM STORES INC
29316 | Permanently Closed | 1998-06-09 | 1980-01-01 | 1998-06-09 | Petroleum | On road diesel | On road diesel | Retail | Steel | Steel |  | Painted or None | Steel |  | 1901-01-01 | [6 empty] | Other, Statistical Inventory Reconciliation (SIR) | [5 empty] | Statistical inventory reconciliation (SIR) | Statistical inventory reconciliation (SIR) |  | UST Currently In Use: 0; UST Temp Close: 0; AST Currently In Use: 0; AST Temp Closed: 0 | 0 | 0 | 5 | 14543-017-011779 | SPECTRUM STORES INC
29317 | Permanently Closed | 1996-09-28 | 1980-01-01 | 1996-09-28 | Petroleum | Kerosene | Kerosene | Retail | Steel | Steel |  | Painted or None | Steel |  | 1901-01-01 | [15 empty] | UST Currently In Use: 0; UST Temp Close: 0; AST Currently In Use: 0; AST Temp Closed: 0 | 0 | 0 | 5 | 14543-017-011779 | SPECTRUM STORES INC
29318 | Permanently Closed | 2011-08-01 | 1974-01-01 |  | Petroleum | Mid-grade gasoline | Mid-grade gasoline | Retail | Steel | Steel | Field installed cathodic protection |  | Fiberglass reinforced plastic |  |  |  | Catchment Basin, Single walled catchment basin | Flow Rest 90% Full | Flow Rest 90% Full |  |  | Statistical Inventory Reconciliation (SIR) | [5 empty] | Statistical inventory reconciliation (SIR) | Statistical inventory reconciliation (SIR) |  | UST Currently In Use: 1; UST Temp Close: 1; AST Currently In Use: 0; AST Temp Closed: 0 | 1 | 1 | 4 | 23413-017-011781 | CIRCLE K STORES, INC.
29319 | Permanently Closed | 2011-08-01 | 1974-01-01 | 2011-08-07 | Petroleum | Unleaded gasoline | Unleaded gasoline | Retail | Steel | Steel | Field installed cathodic protection |  | Fiberglass reinforced plastic |  |  |  | Catchment Basin, Single walled catchment basin | Flow Rest 90% Full | Flow Rest 90% Full |  |  | Statistical Inventory Reconciliation (SIR) | [5 empty] | Statistical inventory reconciliation (SIR) | Statistical inventory reconciliation (SIR) |  | UST Currently In Use: 1; UST Temp Close: 1; AST Currently In Use: 0; AST Temp Closed: 0 | 1 | 1 | 4 | 23413-017-011781 | CIRCLE K STORES, INC.
29320 | Permanently Closed | 2011-08-01 | 1974-01-01 |  | Petroleum | Premium gasoline | Premium gasoline | Retail | Steel | Steel | Field installed cathodic protection |  | Fiberglass reinforced plastic |  |  |  | Catchment Basin, Single walled catchment basin | Flow Rest 90% Full | Flow Rest 90% Full |  |  | Statistical Inventory Reconciliation (SIR) | [5 empty] | Statistical inventory reconciliation (SIR) | Statistical inventory reconciliation (SIR) |  | UST Currently In Use: 1; UST Temp Close: 1; AST Currently In Use: 0; AST Temp Closed: 0 | 1 | 1 | 4 | 23413-017-011781 | CIRCLE K STORES, INC.
29321 | Permanently Closed | 1997-06-16 | 1985-01-01 | 1997-06-17 | Petroleum | Kerosene | Kerosene | Retail | Steel | Steel | Coated & cathodic protection (sti-P3) |  | Fiberglass reinforced plastic |  |  |  | Catchment Basin, Single walled catchment basin | Automatic shutoff device At 95% full | Automatic shutoff device At 95% full |  |  | Statistical Inventory Reconciliation (SIR) | [8 empty] | UST Currently In Use: 1; UST Temp Close: 1; AST Currently In Use: 0; AST Temp Closed: 0 | 1 | 1 | 4 | 23413-017-011781 | CIRCLE K STORES, INC.
29322 | Currently in Use |  | 1974-01-01 |  | Petroleum | Unleaded gasoline | Unleaded gasoline | Retail | Steel | Steel | Field installed cathodic protection |  | Fiberglass reinforced plastic |  |  |  | Catchment Basin, Single walled catchment basin | Flow Rest 90% Full | Flow Rest 90% Full |  |  | Statistical Inventory Reconciliation (SIR) |  | Automatic flow restrictor (MLLD) | Automatic flow restrictor (MLLD) |  |  | Statistical inventory reconciliation (SIR) | Statistical inventory reconciliation (SIR) |  | UST Currently In Use: 3; UST Temp Close: 1; AST Currently In Use: 0; AST Temp Closed: 0 | 3 | 1 | 0 | 23413-017-011782 | CIRCLE K STORES, INC.
29323 | Currently in Use |  | 1974-01-01 |  | Petroleum | Mid-grade gasoline | Mid-grade gasoline | Retail | Steel | Steel | Field installed cathodic protection |  | Fiberglass reinforced plastic |  |  |  | Catchment Basin, Single walled catchment basin | Flow Rest 90% Full | Flow Rest 90% Full |  |  | Statistical Inventory Reconciliation (SIR) |  | Automatic flow restrictor (MLLD) | Automatic flow restrictor (MLLD) |  |  | Statistical inventory reconciliation (SIR) | Statistical inventory reconciliation (SIR) |  | UST Currently In Use: 3; UST Temp Close: 1; AST Currently In Use: 0; AST Temp Closed: 0 | 3 | 1 | 0 | 23413-017-011782 | CIRCLE K STORES, INC.
29324 | Currently in Use |  | 1974-01-01 |  | Petroleum | Premium gasoline | Premium gasoline | Retail | Steel | Steel | Field installed cathodic protection |  | Fiberglass reinforced plastic |  |  |  | Catchment Basin, Single walled catchment basin | Flow Rest 90% Full | Flow Rest 90% Full |  |  | Statistical Inventory Reconciliation (SIR) |  | Automatic flow restrictor (MLLD) | Automatic flow restrictor (MLLD) |  |  | Statistical inventory reconciliation (SIR) | Statistical inventory reconciliation (SIR) |  | UST Currently In Use: 3; UST Temp Close: 1; AST Currently In Use: 0; AST Temp Closed: 0 | 3 | 1 | 0 | 23413-017-011782 | CIRCLE K STORES, INC.
29325 | Temporary Closed | 2024-07-03 | 1985-01-01 |  | Petroleum | Kerosene | Kerosene | Retail | Steel | Steel | Coated & cathodic protection (sti-P3), Field installed cathodic protection |  | Fiberglass reinforced plastic |  |  |  | Catchment Basin, Single walled catchment basin | Automatic shutoff device At 95% full, Flow Rest 90% Full | Flow Rest 90% Full |  |  | Statistical Inventory Reconciliation (SIR) | [8 empty] | UST Currently In Use: 3; UST Temp Close: 1; AST Currently In Use: 0; AST Temp Closed: 0 | 3 | 1 | 0 | 23413-017-011782 | CIRCLE K STORES, INC.
29326 | Permanently Closed | 1901-01-01 | 1971-01-01 | 1990-05-14 | Petroleum | Unleaded gasoline | Unleaded gasoline |  | Steel | Steel |  | Painted or None | Steel |  | 1901-01-01 | [15 empty] | UST Currently In Use: 0; UST Temp Close: 0; AST Currently In Use: 0; AST Temp Closed: 0 | 0 | 0 | 3 | 14543-017-011785 | SPECTRUM STORES INC
29327 | Permanently Closed | 1901-01-01 | 1971-01-01 | 1990-05-14 | Petroleum | Unleaded gasoline | Unleaded gasoline |  | Steel | Steel |  | Painted or None | Steel |  | 1901-01-01 | [15 empty] | UST Currently In Use: 0; UST Temp Close: 0; AST Currently In Use: 0; AST Temp Closed: 0 | 0 | 0 | 3 | 14543-017-011785 | SPECTRUM STORES INC
29328 | Permanently Closed | 1901-01-01 | 1971-01-01 | 1990-05-14 | Petroleum | Unleaded gasoline | Unleaded gasoline |  | Steel | Steel |  | Painted or None | Steel |  | 1901-01-01 | [15 empty] | UST Currently In Use: 0; UST Temp Close: 0; AST Currently In Use: 0; AST Temp Closed: 0 | 0 | 0 | 3 | 14543-017-011785 | SPECTRUM STORES INC
29329 | Currently in Use |  | 1974-01-01 |  | Petroleum | Unleaded gasoline | Unleaded gasoline | Retail | Steel | Steel | Field installed cathodic protection |  | Flexible |  |  |  | Catchment Basin, Single walled catchment basin | Automatic shutoff device At 95% full | Automatic shutoff device At 95% full |  |  | Continuous Automatic Tank Gauge |  | Automatic flow restrictor (MLLD) | Automatic flow restrictor (MLLD) |  |  | Annual line testing | Annual line testing | Pressurized Piping | UST Currently In Use: 2; UST Temp Close: 1; AST Currently In Use: 0; AST Temp Closed: 0 | 2 | 1 | 1 | 23413-017-011786 | CIRCLE K STORES, INC.
29330 | Currently in Use |  | 1974-01-01 |  | Petroleum | Premium gasoline | Premium gasoline | Retail | Steel | Steel | Field installed cathodic protection |  | Flexible |  |  |  | Catchment Basin, Single walled catchment basin | Automatic shutoff device At 95% full | Automatic shutoff device At 95% full |  |  | Continuous Automatic Tank Gauge |  | Automatic flow restrictor (MLLD) | Automatic flow restrictor (MLLD) |  |  | Annual line testing | Annual line testing | Pressurized Piping | UST Currently In Use: 2; UST Temp Close: 1; AST Currently In Use: 0; AST Temp Closed: 0 | 2 | 1 | 1 | 23413-017-011786 | CIRCLE K STORES, INC.
29331 | Permanently Closed | 2011-02-08 | 1974-01-01 |  | Petroleum | Premium gasoline | Premium gasoline | Retail | Steel | Steel | Field installed cathodic protection |  | Flexible |  |  |  | Catchment Basin, Single walled catchment basin | Flow Rest 90% Full | Flow Rest 90% Full |  |  | Continuous Automatic Tank Gauge | [5 empty] | Statistical inventory reconciliation (SIR) | Statistical inventory reconciliation (SIR) |  | UST Currently In Use: 2; UST Temp Close: 1; AST Currently In Use: 0; AST Temp Closed: 0 | 2 | 1 | 1 | 23413-017-011786 | CIRCLE K STORES, INC.
29332 | Temporary Closed | 2024-10-07 | 1980-01-01 |  | Petroleum | On road diesel | On road diesel | Retail | Steel | Steel | Field installed cathodic protection |  | Flexible |  |  |  | Catchment Basin, Single walled catchment basin | Automatic shutoff device At 95% full | Automatic shutoff device At 95% full |  |  | Continuous Automatic Tank Gauge |  | Automatic flow restrictor (MLLD) | Automatic flow restrictor (MLLD) |  |  | Annual line testing | Annual line testing | Pressurized Piping | UST Currently In Use: 2; UST Temp Close: 1; AST Currently In Use: 0; AST Temp Closed: 0 | 2 | 1 | 1 | 23413-017-011786 | CIRCLE K STORES, INC.
29333 | Currently in Use |  | 1988-01-01 |  | Petroleum | Unleaded gasoline | Unleaded gasoline | Retail | Steel | Steel | Coated & cathodic protection (sti-P3), Field installed cathodic protection |  | Double Wall, Steel |  |  | Field installed cathodic protection | Catchment Basin, Single walled catchment basin | Automatic shutoff device At 95% full | Automatic shutoff device At 95% full |  |  | Statistical Inventory Reconciliation (SIR) |  | Automatic flow restrictor (MLLD), Containment Sump | Containment Sump |  |  | Statistical inventory reconciliation (SIR) | Statistical inventory reconciliation (SIR) |  | UST Currently In Use: 3; UST Temp Close: 2; AST Currently In Use: 0; AST Temp Closed: 0 | 3 | 2 | 0 | 23413-017-013879 | CIRCLE K STORES, INC.
29334 | Temporary Closed | 2008-03-01 | 1988-01-01 |  | Petroleum | Mid-grade gasoline | Mid-grade gasoline | Retail | Steel | Steel | Coated & cathodic protection (sti-P3), Field installed cathodic protection |  | Double Wall, Steel |  |  | Field installed cathodic protection | Catchment Basin, Single walled catchment basin | Automatic shutoff device At 95% full | Automatic shutoff device At 95% full |  |  | Statistical Inventory Reconciliation (SIR) |  | Automatic flow restrictor (MLLD), Containment Sump | Containment Sump |  |  | Statistical inventory reconciliation (SIR) | Statistical inventory reconciliation (SIR) |  | UST Currently In Use: 3; UST Temp Close: 2; AST Currently In Use: 0; AST Temp Closed: 0 | 3 | 2 | 0 | 23413-017-013879 | CIRCLE K STORES, INC.
29335 | Currently in Use |  | 1988-01-01 |  | Petroleum | Premium gasoline | Premium gasoline | Retail | Steel | Steel | Coated & cathodic protection (sti-P3), Field installed cathodic protection |  | Double Wall, Steel |  |  | Field installed cathodic protection | Catchment Basin, Single walled catchment basin | Automatic shutoff device At 95% full | Automatic shutoff device At 95% full |  |  | Statistical Inventory Reconciliation (SIR) |  | Automatic flow restrictor (MLLD), Containment Sump | Containment Sump |  |  | Statistical inventory reconciliation (SIR) | Statistical inventory reconciliation (SIR) |  | UST Currently In Use: 3; UST Temp Close: 2; AST Currently In Use: 0; AST Temp Closed: 0 | 3 | 2 | 0 | 23413-017-013879 | CIRCLE K STORES, INC.
29336 | Currently in Use |  | 1988-01-01 |  | Petroleum | On road diesel | On road diesel | Retail | Steel | Steel | Coated & cathodic protection (sti-P3), Field installed cathodic protection |  | Double Wall, Steel |  |  | Field installed cathodic protection | Catchment Basin, Single walled catchment basin | Automatic shutoff device At 95% full | Automatic shutoff device At 95% full |  |  | Statistical Inventory Reconciliation (SIR) |  | Automatic flow restrictor (MLLD), Containment Sump | Containment Sump |  |  | Statistical inventory reconciliation (SIR) | Statistical inventory reconciliation (SIR) |  | UST Currently In Use: 3; UST Temp Close: 2; AST Currently In Use: 0; AST Temp Closed: 0 | 3 | 2 | 0 | 23413-017-013879 | CIRCLE K STORES, INC.
29337 | Temporary Closed | 2024-07-22 | 1988-01-01 |  | Petroleum | Kerosene | Kerosene | Retail | Steel | Steel | Coated & cathodic protection (sti-P3), Field installed cathodic protection |  | Double Wall, Steel |  |  | Field installed cathodic protection | Catchment Basin, Single walled catchment basin | Automatic shutoff device At 95% full | Automatic shutoff device At 95% full |  |  | Statistical Inventory Reconciliation (SIR) |  | Automatic flow restrictor (MLLD), Containment Sump | Containment Sump |  |  | Statistical inventory reconciliation (SIR) | Statistical inventory reconciliation (SIR) |  | UST Currently In Use: 3; UST Temp Close: 2; AST Currently In Use: 0; AST Temp Closed: 0 | 3 | 2 | 0 | 23413-017-013879 | CIRCLE K STORES, INC.
29338 | Currently in Use |  | 1988-01-01 |  | Petroleum | Unleaded gasoline | Unleaded gasoline | Retail | Steel | Steel | Coated & cathodic protection (sti-P3) |  | Double Wall, Fiberglass reinforced plastic |  |  | Galvanic Cathodic, FLX CONN | Catchment Basin, Single walled catchment basin | Automatic shutoff device At 95% full | Automatic shutoff device At 95% full |  |  | Statistical Inventory Reconciliation (SIR) |  | Automatic flow restrictor (MLLD), Containment Sump | Containment Sump |  |  | Statistical inventory reconciliation (SIR) | Statistical inventory reconciliation (SIR) |  | UST Currently In Use: 5; UST Temp Close: 0; AST Currently In Use: 0; AST Temp Closed: 0 | 5 | 0 | 0 | 23413-017-014228 | CIRCLE K STORES, INC.
29339 | Currently in Use |  | 1988-01-01 |  | Petroleum | Mid-grade gasoline | Mid-grade gasoline | Retail | Steel | Steel | Coated & cathodic protection (sti-P3) |  | Double Wall, Fiberglass reinforced plastic |  |  | Galvanic Cathodic, FLX CONN | Catchment Basin, Single walled catchment basin | Automatic shutoff device At 95% full | Automatic shutoff device At 95% full |  |  | Statistical Inventory Reconciliation (SIR) |  | Automatic flow restrictor (MLLD), Containment Sump | Containment Sump |  |  | Statistical inventory reconciliation (SIR) | Statistical inventory reconciliation (SIR) |  | UST Currently In Use: 5; UST Temp Close: 0; AST Currently In Use: 0; AST Temp Closed: 0 | 5 | 0 | 0 | 23413-017-014228 | CIRCLE K STORES, INC.
29340 | Currently in Use |  | 1988-01-01 |  | Petroleum | Premium gasoline | Premium gasoline | Retail | Steel | Steel | Coated & cathodic protection (sti-P3) |  | Double Wall, Fiberglass reinforced plastic |  |  | Galvanic Cathodic, FLX CONN | Catchment Basin, Single walled catchment basin | Automatic shutoff device At 95% full | Automatic shutoff device At 95% full |  |  | Statistical Inventory Reconciliation (SIR) |  | Automatic flow restrictor (MLLD), Containment Sump | Containment Sump |  |  | Statistical inventory reconciliation (SIR) | Statistical inventory reconciliation (SIR) |  | UST Currently In Use: 5; UST Temp Close: 0; AST Currently In Use: 0; AST Temp Closed: 0 | 5 | 0 | 0 | 23413-017-014228 | CIRCLE K STORES, INC.
29341 | Currently in Use |  | 1988-01-01 |  | Petroleum | On road diesel | On road diesel | Retail | Steel | Steel | Coated & cathodic protection (sti-P3) |  | Double Wall, Fiberglass reinforced plastic |  |  | Other, FLX CONN | Catchment Basin, Single walled catchment basin | Automatic shutoff device At 95% full | Automatic shutoff device At 95% full |  |  | Statistical Inventory Reconciliation (SIR) |  | Automatic flow restrictor (MLLD), Containment Sump | Containment Sump |  |  | Statistical inventory reconciliation (SIR) | Statistical inventory reconciliation (SIR) |  | UST Currently In Use: 5; UST Temp Close: 0; AST Currently In Use: 0; AST Temp Closed: 0 | 5 | 0 | 0 | 23413-017-014228 | CIRCLE K STORES, INC.
29342 | Currently in Use |  | 1988-01-01 |  | Petroleum | Kerosene | Kerosene | Retail | Steel | Steel | Coated & cathodic protection (sti-P3) |  | Double Wall, Fiberglass reinforced plastic |  |  | Other, FLXS ISOLA | Catchment Basin, Single walled catchment basin | Automatic shutoff device At 95% full | Automatic shutoff device At 95% full |  |  | Statistical Inventory Reconciliation (SIR) |  | Automatic flow restrictor (MLLD), Containment Sump | Containment Sump |  |  | Statistical inventory reconciliation (SIR) | Statistical inventory reconciliation (SIR) |  | UST Currently In Use: 5; UST Temp Close: 0; AST Currently In Use: 0; AST Temp Closed: 0 | 5 | 0 | 0 | 23413-017-014228 | CIRCLE K STORES, INC.
29343 | Currently in Use |  | 1989-01-01 |  | Petroleum | Mid-grade gasoline | Mid-grade gasoline | Retail | Steel | Steel | Coated & cathodic protection (sti-P3) |  | Double Wall, Fiberglass reinforced plastic |  |  | Other, FLXS ISOLA | Catchment Basin, Single walled catchment basin | Automatic shutoff device At 95% full | Automatic shutoff device At 95% full |  |  | Statistical Inventory Reconciliation (SIR) |  | Automatic flow restrictor (MLLD), Containment Sump | Containment Sump |  |  | Statistical inventory reconciliation (SIR) | Statistical inventory reconciliation (SIR) |  | UST Currently In Use: 3; UST Temp Close: 1; AST Currently In Use: 0; AST Temp Closed: 0 | 3 | 1 | 0 | 23413-017-014604 | CIRCLE K STORES, INC.
29344 | Currently in Use |  | 1989-01-01 |  | Petroleum | Unleaded gasoline | Unleaded gasoline | Retail | Steel | Steel | Coated & cathodic protection (sti-P3) |  | Double Wall, Fiberglass reinforced plastic |  |  | Other, FLXS ISOLA | Catchment Basin, Single walled catchment basin | Automatic shutoff device At 95% full | Automatic shutoff device At 95% full |  |  | Statistical Inventory Reconciliation (SIR) |  | Automatic flow restrictor (MLLD), Containment Sump | Containment Sump |  |  | Statistical inventory reconciliation (SIR) | Statistical inventory reconciliation (SIR) |  | UST Currently In Use: 3; UST Temp Close: 1; AST Currently In Use: 0; AST Temp Closed: 0 | 3 | 1 | 0 | 23413-017-014604 | CIRCLE K STORES, INC.
29345 | Currently in Use |  | 1989-01-01 |  | Petroleum | Premium gasoline | Premium gasoline | Retail | Steel | Steel | Coated & cathodic protection (sti-P3) |  | Double Wall, Fiberglass reinforced plastic |  |  | Other, FLXS ISOLA | Catchment Basin, Single walled catchment basin | Automatic shutoff device At 95% full | Automatic shutoff device At 95% full |  |  | Statistical Inventory Reconciliation (SIR) |  | Automatic flow restrictor (MLLD), Containment Sump | Containment Sump |  |  | Statistical inventory reconciliation (SIR) | Statistical inventory reconciliation (SIR) |  | UST Currently In Use: 3; UST Temp Close: 1; AST Currently In Use: 0; AST Temp Closed: 0 | 3 | 1 | 0 | 23413-017-014604 | CIRCLE K STORES, INC.
29346 | Temporary Closed | 2018-12-01 | 1989-01-01 |  | Petroleum | Kerosene | Kerosene | Retail | Steel | Steel | Coated & cathodic protection (sti-P3) |  | Double Wall, Fiberglass reinforced plastic |  |  |  | Catchment Basin, Single walled catchment basin | Automatic shutoff device At 95% full | Automatic shutoff device At 95% full |  |  | Statistical Inventory Reconciliation (SIR) |  | Automatic flow restrictor (MLLD), Containment Sump | Containment Sump |  |  | Statistical inventory reconciliation (SIR) | Statistical inventory reconciliation (SIR) |  | UST Currently In Use: 3; UST Temp Close: 1; AST Currently In Use: 0; AST Temp Closed: 0 | 3 | 1 | 0 | 23413-017-014604 | CIRCLE K STORES, INC.
29347 | Currently in Use |  | 1988-01-01 |  | Petroleum | Unleaded gasoline | Unleaded gasoline | Retail | Steel | Steel | Coated & cathodic protection (sti-P3), Field installed cathodic protection |  | Steel |  |  | Field installed cathodic protection | Catchment Basin, Single walled catchment basin | Automatic shutoff device At 95% full, Flow Rest 90% Full | Flow Rest 90% Full |  |  | Automatic Tank Gauge |  | Automatic flow restrictor (MLLD) | Automatic flow restrictor (MLLD) |  |  | Annual line testing | Annual line testing | Pressurized Piping | UST Currently In Use: 4; UST Temp Close: 1; AST Currently In Use: 0; AST Temp Closed: 0 | 4 | 1 | 0 | 23413-081-006266 | CIRCLE K STORES, INC.
29348 | Currently in Use |  | 1988-01-01 |  | Petroleum | Unleaded gasoline | Unleaded gasoline | Retail | Steel | Steel | Coated & cathodic protection (sti-P3), Field installed cathodic protection |  | Steel |  |  | Field installed cathodic protection | Catchment Basin, Single walled catchment basin | Automatic shutoff device At 95% full | Automatic shutoff device At 95% full |  |  | Automatic Tank Gauge |  | Automatic flow restrictor (MLLD) | Automatic flow restrictor (MLLD) |  |  | Annual line testing | Annual line testing | Pressurized Piping | UST Currently In Use: 4; UST Temp Close: 1; AST Currently In Use: 0; AST Temp Closed: 0 | 4 | 1 | 0 | 23413-081-006266 | CIRCLE K STORES, INC.
29349 | Currently in Use |  | 1988-01-01 |  | Petroleum | Premium gasoline | Premium gasoline | Retail | Steel | Steel | Coated & cathodic protection (sti-P3), Field installed cathodic protection |  | Steel |  |  | Field installed cathodic protection | Catchment Basin, Single walled catchment basin | Automatic shutoff device At 95% full, Flow Rest 90% Full | Flow Rest 90% Full |  |  | Automatic Tank Gauge |  | Automatic flow restrictor (MLLD) | Automatic flow restrictor (MLLD) |  |  | Annual line testing | Annual line testing | Pressurized Piping | UST Currently In Use: 4; UST Temp Close: 1; AST Currently In Use: 0; AST Temp Closed: 0 | 4 | 1 | 0 | 23413-081-006266 | CIRCLE K STORES, INC.
29350 | Currently in Use |  | 1988-01-01 |  | Petroleum | On road diesel | On road diesel | Retail | Steel | Steel | Coated & cathodic protection (sti-P3), Field installed cathodic protection |  | Steel |  |  | Field installed cathodic protection | Catchment Basin, Single walled catchment basin | Automatic shutoff device At 95% full | Automatic shutoff device At 95% full |  |  | Automatic Tank Gauge, Statistical Inventory Reconciliation (SIR) |  | Automatic flow restrictor (MLLD) | Automatic flow restrictor (MLLD) |  |  | Annual line testing | Annual line testing | Pressurized Piping | UST Currently In Use: 4; UST Temp Close: 1; AST Currently In Use: 0; AST Temp Closed: 0 | 4 | 1 | 0 | 23413-081-006266 | CIRCLE K STORES, INC.
29352 | Temporary Closed | 2024-12-20 | 1988-01-01 |  | Petroleum | Kerosene | Kerosene | Retail | Steel | Steel | Coated & cathodic protection (sti-P3), Field installed cathodic protection |  | Steel |  |  | Field installed cathodic protection | Catchment Basin, Single walled catchment basin | Flow Rest 90% Full | Flow Rest 90% Full |  |  | Automatic Tank Gauge, Statistical Inventory Reconciliation (SIR) |  | Automatic flow restrictor (MLLD) | Automatic flow restrictor (MLLD) |  |  | Annual line testing | Annual line testing |  | UST Currently In Use: 4; UST Temp Close: 1; AST Currently In Use: 0; AST Temp Closed: 0 | 4 | 1 | 0 | 23413-081-006266 | CIRCLE K STORES, INC.
29353 | Currently in Use |  | 1971-01-01 |  | Petroleum | Unleaded gasoline | Unleaded gasoline | Retail | Single Wall, Steel | Steel | Field installed cathodic protection |  | Single Wall, Steel |  | 1901-01-01 | Field installed cathodic protection | Catchment Basin, Single walled catchment basin | Flow Rest 90% Full | Flow Rest 90% Full |  |  | Automatic Tank Gauge | [8 empty] | UST Currently In Use: 2; UST Temp Close: 1; AST Currently In Use: 0; AST Temp Closed: 0 | 2 | 1 | 0 | 22710-081-011780 | MEHULKUMAR PATEL
29354 | Currently in Use |  | 1971-01-01 |  | Petroleum | Unleaded gasoline | Unleaded gasoline | Retail | Single Wall, Steel | Steel | Field installed cathodic protection |  | Single Wall, Steel |  | 1901-01-01 | Field installed cathodic protection | Catchment Basin, Single walled catchment basin | Flow Rest 90% Full | Flow Rest 90% Full |  |  | Automatic Tank Gauge | [8 empty] | UST Currently In Use: 2; UST Temp Close: 1; AST Currently In Use: 0; AST Temp Closed: 0 | 2 | 1 | 0 | 22710-081-011780 | MEHULKUMAR PATEL
29355 | Temporary Closed | 2012-01-01 | 1982-01-01 |  | Petroleum | Kerosene | Kerosene | Retail | Single Wall, Steel | Steel | Coated & cathodic protection (sti-P3), Field installed cathodic protection |  | Single Wall, Steel |  | 1901-01-01 | Field installed cathodic protection | Catchment Basin, Single walled catchment basin | Flow Rest 90% Full | Flow Rest 90% Full |  |  | Statistical Inventory Reconciliation (SIR) | [8 empty] | UST Currently In Use: 2; UST Temp Close: 1; AST Currently In Use: 0; AST Temp Closed: 0 | 2 | 1 | 0 | 22710-081-011780 | MEHULKUMAR PATEL
29356 | Permanently Closed | 2010-12-14 | 1981-01-06 |  | Petroleum | Unleaded gasoline | Unleaded gasoline | Retail | Steel | Steel | Field installed cathodic protection |  | Steel |  |  | Field installed cathodic protection | Catchment Basin, Single walled catchment basin | Flow Rest 90% Full | Flow Rest 90% Full |  |  | Statistical Inventory Reconciliation (SIR) |  | Containment Sump | Containment Sump |  |  | Annual line testing, Statistical inventory reconciliation (SIR) | Statistical inventory reconciliation (SIR) |  | UST Currently In Use: 1; UST Temp Close: 0; AST Currently In Use: 0; AST Temp Closed: 0 | 1 | 0 | 4 | 23413-081-011783 | CIRCLE K STORES, INC.
29357 | Permanently Closed | 2010-12-14 | 1981-01-06 |  | Petroleum | Mid-grade gasoline | Mid-grade gasoline | Retail | Steel | Steel | Field installed cathodic protection |  | Steel |  |  | Field installed cathodic protection | Catchment Basin, Single walled catchment basin | Flow Rest 90% Full | Flow Rest 90% Full |  |  | Statistical Inventory Reconciliation (SIR) |  | Containment Sump | Containment Sump |  |  | Annual line testing, Statistical inventory reconciliation (SIR) | Statistical inventory reconciliation (SIR) |  | UST Currently In Use: 1; UST Temp Close: 0; AST Currently In Use: 0; AST Temp Closed: 0 | 1 | 0 | 4 | 23413-081-011783 | CIRCLE K STORES, INC.
29358 | Permanently Closed | 2010-12-14 | 1981-01-06 |  | Petroleum | Premium gasoline | Premium gasoline | Retail | Steel | Steel | Field installed cathodic protection |  | Steel |  |  | Field installed cathodic protection | Catchment Basin, Single walled catchment basin | Flow Rest 90% Full | Flow Rest 90% Full |  |  | Statistical Inventory Reconciliation (SIR) |  | Containment Sump | Containment Sump |  |  | Annual line testing, Statistical inventory reconciliation (SIR) | Statistical inventory reconciliation (SIR) |  | UST Currently In Use: 1; UST Temp Close: 0; AST Currently In Use: 0; AST Temp Closed: 0 | 1 | 0 | 4 | 23413-081-011783 | CIRCLE K STORES, INC.
29359 | Permanently Closed | 2010-12-14 | 1981-01-06 | 2010-12-14 | Petroleum | On road diesel | On road diesel | Retail | Steel | Steel | Field installed cathodic protection |  | Steel |  |  | Field installed cathodic protection | Catchment Basin, Single walled catchment basin | Flow Rest 90% Full | Flow Rest 90% Full |  |  | Statistical Inventory Reconciliation (SIR) |  | Containment Sump | Containment Sump |  |  | Annual line testing, Statistical inventory reconciliation (SIR) | Statistical inventory reconciliation (SIR) |  | UST Currently In Use: 1; UST Temp Close: 0; AST Currently In Use: 0; AST Temp Closed: 0 | 1 | 0 | 4 | 23413-081-011783 | CIRCLE K STORES, INC.
29360 | Permanently Closed |  | 1979-01-01 | 2023-12-20 | Petroleum | Unleaded gasoline | Unleaded gasoline | Retail | Steel | Steel | Field installed cathodic protection |  | Steel |  |  | Field installed cathodic protection | Catchment Basin, Single walled catchment basin | Automatic shutoff device At 95% full | Automatic shutoff device At 95% full |  |  | Automatic Tank Gauge |  | Automatic flow restrictor (MLLD), Containment Sump | Containment Sump |  |  | Annual line testing | Annual line testing |  | UST Currently In Use: 0; UST Temp Close: 0; AST Currently In Use: 0; AST Temp Closed: 0 | 0 | 0 | 4 | 18078-081-011784 | WHATLEY OIL & AUTO PARTS
29361 | Permanently Closed |  | 1979-01-01 | 2023-12-20 | Petroleum | Mid-grade gasoline | Mid-grade gasoline | Retail | Steel | Steel | Field installed cathodic protection |  | Steel |  |  | Field installed cathodic protection | Catchment Basin, Single walled catchment basin | Automatic shutoff device At 95% full | Automatic shutoff device At 95% full |  |  | Automatic Tank Gauge |  | Automatic flow restrictor (MLLD), Containment Sump | Containment Sump |  |  | Annual line testing | Annual line testing |  | UST Currently In Use: 0; UST Temp Close: 0; AST Currently In Use: 0; AST Temp Closed: 0 | 0 | 0 | 4 | 18078-081-011784 | WHATLEY OIL & AUTO PARTS
29362 | Permanently Closed |  | 1979-01-01 | 2023-12-20 | Petroleum | Premium gasoline | Premium gasoline | Retail | Steel | Steel | Field installed cathodic protection |  | Steel |  |  | Field installed cathodic protection | Catchment Basin, Single walled catchment basin | Automatic shutoff device At 95% full | Automatic shutoff device At 95% full |  |  | Automatic Tank Gauge |  | Automatic flow restrictor (MLLD), Containment Sump | Containment Sump |  |  | Annual line testing | Annual line testing |  | UST Currently In Use: 0; UST Temp Close: 0; AST Currently In Use: 0; AST Temp Closed: 0 | 0 | 0 | 4 | 18078-081-011784 | WHATLEY OIL & AUTO PARTS
29363 | Permanently Closed |  | 1979-01-01 | 2023-12-20 | Petroleum | On road diesel | On road diesel | Retail | Steel | Steel | Field installed cathodic protection |  | Steel |  |  | Field installed cathodic protection | Catchment Basin, Single walled catchment basin | Automatic shutoff device At 95% full | Automatic shutoff device At 95% full |  |  | Automatic Tank Gauge |  | Automatic flow restrictor (MLLD), Containment Sump | Containment Sump |  |  | Annual line testing | Annual line testing |  | UST Currently In Use: 0; UST Temp Close: 0; AST Currently In Use: 0; AST Temp Closed: 0 | 0 | 0 | 4 | 18078-081-011784 | WHATLEY OIL & AUTO PARTS
29364 | Currently in Use |  | 1989-01-01 |  | Petroleum | Unleaded gasoline | Unleaded gasoline | Retail | Steel | Steel | Coated & cathodic protection (sti-P3) |  | Double Wall, Fiberglass reinforced plastic |  |  | Other, FLXS ISOLA | Catchment Basin, Single walled catchment basin | Flow Rest 90% Full | Flow Rest 90% Full | Interstitial Monitoring within Secondary Containment |  | Continuous Automatic Tank Gauge |  | Automatic flow restrictor (MLLD), Containment Sump | Containment Sump |  |  | Annual line testing | Annual line testing | Pressurized Piping | UST Currently In Use: 5; UST Temp Close: 0; AST Currently In Use: 0; AST Temp Closed: 0 | 5 | 0 | 0 | 23413-081-014473 | CIRCLE K STORES, INC.
29365 | Currently in Use |  | 1989-01-01 |  | Petroleum | Mid-grade gasoline | Mid-grade gasoline | Retail | Steel | Steel | Coated & cathodic protection (sti-P3) |  | Double Wall, Fiberglass reinforced plastic |  |  | Other, FLXS ISOLA | Catchment Basin, Single walled catchment basin | Flow Rest 90% Full | Flow Rest 90% Full | Interstitial Monitoring within Secondary Containment |  | Continuous Automatic Tank Gauge |  | Automatic flow restrictor (MLLD), Containment Sump | Containment Sump |  |  | Annual line testing | Annual line testing | Pressurized Piping | UST Currently In Use: 5; UST Temp Close: 0; AST Currently In Use: 0; AST Temp Closed: 0 | 5 | 0 | 0 | 23413-081-014473 | CIRCLE K STORES, INC.
29366 | Currently in Use |  | 1989-01-01 |  | Petroleum | Premium gasoline | Premium gasoline | Retail | Steel | Steel | Coated & cathodic protection (sti-P3) |  | Double Wall, Fiberglass reinforced plastic |  |  | Other, FLXS ISOLA | Catchment Basin, Single walled catchment basin | Flow Rest 90% Full | Flow Rest 90% Full |  |  | Continuous Automatic Tank Gauge |  | Automatic flow restrictor (MLLD), Containment Sump | Containment Sump |  |  | Annual line testing | Annual line testing | Pressurized Piping | UST Currently In Use: 5; UST Temp Close: 0; AST Currently In Use: 0; AST Temp Closed: 0 | 5 | 0 | 0 | 23413-081-014473 | CIRCLE K STORES, INC.
29367 | Currently in Use |  | 1989-01-01 |  | Petroleum | On road diesel | On road diesel | Retail | Steel | Steel | Coated & cathodic protection (sti-P3) |  | Double Wall, Fiberglass reinforced plastic |  |  | Other, FLXS ISOLA | Catchment Basin, Single walled catchment basin | Flow Rest 90% Full | Flow Rest 90% Full |  |  | Continuous Automatic Tank Gauge |  | Automatic flow restrictor (MLLD), Containment Sump | Containment Sump |  |  | Annual line testing | Annual line testing | Pressurized Piping | UST Currently In Use: 5; UST Temp Close: 0; AST Currently In Use: 0; AST Temp Closed: 0 | 5 | 0 | 0 | 23413-081-014473 | CIRCLE K STORES, INC.
29368 | Currently in Use |  | 1989-01-01 |  | Petroleum | Kerosene | Kerosene | Retail | Steel | Steel | Coated & cathodic protection (sti-P3) |  | Double Wall, Fiberglass reinforced plastic |  |  | Other, FLXS ISOLA | Catchment Basin, Single walled catchment basin | Flow Rest 90% Full | Flow Rest 90% Full |  |  | Continuous Automatic Tank Gauge |  | Automatic flow restrictor (MLLD), Containment Sump | Containment Sump |  |  | Annual line testing | Annual line testing | Pressurized Piping | UST Currently In Use: 5; UST Temp Close: 0; AST Currently In Use: 0; AST Temp Closed: 0 | 5 | 0 | 0 | 23413-081-014473 | CIRCLE K STORES, INC.
29369 | Permanently Closed | 1996-04-04 | 1990-09-08 | 1996-04-04 | Petroleum | On road diesel | On road diesel |  | Steel | Steel | Coated & cathodic protection (sti-P3) |  | Fiberglass reinforced plastic |  | 1901-01-01 |  | Catchment Basin, Single walled catchment basin | Automatic shutoff device At 95% full | Automatic shutoff device At 95% full |  |  | Statistical Inventory Reconciliation (SIR) | [5 empty] | Statistical inventory reconciliation (SIR) | Statistical inventory reconciliation (SIR) |  | UST Currently In Use: 3; UST Temp Close: 0; AST Currently In Use: 0; AST Temp Closed: 0 | 3 | 0 | 1 | 23413-081-015224 | CIRCLE K STORES, INC.
29370 | Currently in Use |  | 1990-09-08 |  | Petroleum | Unleaded gasoline | Unleaded gasoline | Retail | Steel | Steel | Coated & cathodic protection (sti-P3), Field installed cathodic protection |  | Double Wall, Fiberglass reinforced plastic |  |  |  | Catchment Basin, Single walled catchment basin | Flow Rest 90% Full | Flow Rest 90% Full |  |  | Statistical Inventory Reconciliation (SIR) |  | Automatic flow restrictor (MLLD), Containment Sump | Containment Sump |  |  | Statistical inventory reconciliation (SIR) | Statistical inventory reconciliation (SIR) |  | UST Currently In Use: 3; UST Temp Close: 0; AST Currently In Use: 0; AST Temp Closed: 0 | 3 | 0 | 1 | 23413-081-015224 | CIRCLE K STORES, INC.
29372 | Currently in Use |  | 1990-09-08 |  | Petroleum | Premium gasoline | Premium gasoline | Retail | Steel | Steel | Coated & cathodic protection (sti-P3), Field installed cathodic protection |  | Double Wall, Fiberglass reinforced plastic |  |  |  | Catchment Basin, Single walled catchment basin | Flow Rest 90% Full | Flow Rest 90% Full |  |  | Statistical Inventory Reconciliation (SIR) |  | Automatic flow restrictor (MLLD), Containment Sump | Containment Sump |  |  | Statistical inventory reconciliation (SIR) | Statistical inventory reconciliation (SIR) |  | UST Currently In Use: 3; UST Temp Close: 0; AST Currently In Use: 0; AST Temp Closed: 0 | 3 | 0 | 1 | 23413-081-015224 | CIRCLE K STORES, INC.
29373 | Currently in Use |  | 1980-01-01 |  | Petroleum | Unleaded gasoline | Unleaded gasoline | Retail | Steel | Steel | Field installed cathodic protection |  | Fiberglass reinforced plastic |  | 2020-01-28 |  | Catchment Basin, Single walled catchment basin | Audible high level alarm At 90% full, Automatic shutoff device At 95% full | Automatic shutoff device At 95% full |  |  | Automatic Tank Gauge |  | Automatic flow restrictor (MLLD) | Automatic flow restrictor (MLLD) |  |  | Annual line testing, Continuous alarm system | Continuous alarm system |  | UST Currently In Use: 4; UST Temp Close: 0; AST Currently In Use: 0; AST Temp Closed: 0 | 4 | 0 | 1 | 25584-087-011788 | GHANASHYAM K PATEL C/O SAMS QUICK S
29374 | Currently in Use |  | 1980-01-01 |  | Petroleum | Mid-grade gasoline | Mid-grade gasoline | Retail | Steel | Steel | Field installed cathodic protection |  | Fiberglass reinforced plastic |  | 2020-01-28 |  | Catchment Basin, Single walled catchment basin | Audible high level alarm At 90% full, Automatic shutoff device At 95% full | Automatic shutoff device At 95% full |  |  | Automatic Tank Gauge |  | Automatic flow restrictor (MLLD) | Automatic flow restrictor (MLLD) |  |  | Annual line testing, Continuous alarm system | Continuous alarm system |  | UST Currently In Use: 4; UST Temp Close: 0; AST Currently In Use: 0; AST Temp Closed: 0 | 4 | 0 | 1 | 25584-087-011788 | GHANASHYAM K PATEL C/O SAMS QUICK S
29375 | Currently in Use |  | 1980-01-01 |  | Petroleum | Premium gasoline | Premium gasoline | Retail | Steel | Steel | Field installed cathodic protection |  | Fiberglass reinforced plastic |  | 2020-01-28 |  | Catchment Basin, Single walled catchment basin | Audible high level alarm At 90% full, Automatic shutoff device At 95% full | Automatic shutoff device At 95% full |  |  | Automatic Tank Gauge |  | Automatic flow restrictor (MLLD) | Automatic flow restrictor (MLLD) |  |  | Annual line testing, Continuous alarm system | Continuous alarm system |  | UST Currently In Use: 4; UST Temp Close: 0; AST Currently In Use: 0; AST Temp Closed: 0 | 4 | 0 | 1 | 25584-087-011788 | GHANASHYAM K PATEL C/O SAMS QUICK S
29376 | Currently in Use |  | 1980-01-01 |  | Petroleum | On road diesel | On road diesel | Retail | Steel | Steel | Field installed cathodic protection |  | Steel |  |  | Field installed cathodic protection | Catchment Basin, Single walled catchment basin | Audible high level alarm At 90% full, Automatic shutoff device At 95% full | Automatic shutoff device At 95% full |  |  | Automatic Tank Gauge |  | Automatic flow restrictor (MLLD) | Automatic flow restrictor (MLLD) |  |  | Continuous alarm system | Continuous alarm system |  | UST Currently In Use: 4; UST Temp Close: 0; AST Currently In Use: 0; AST Temp Closed: 0 | 4 | 0 | 1 | 25584-087-011788 | GHANASHYAM K PATEL C/O SAMS QUICK S
29377 | Permanently Closed | 2019-01-01 | 1984-01-01 | 2019-11-05 | Petroleum | Kerosene | Kerosene | Retail | Steel | Steel | Field installed cathodic protection |  | Steel |  |  | Field installed cathodic protection | Catchment Basin, Single walled catchment basin | Automatic shutoff device At 95% full | Automatic shutoff device At 95% full |  |  | Continuous Automatic Tank Gauge | [8 empty] | UST Currently In Use: 4; UST Temp Close: 0; AST Currently In Use: 0; AST Temp Closed: 0 | 4 | 0 | 1 | 25584-087-011788 | GHANASHYAM K PATEL C/O SAMS QUICK S
29378 | Currently in Use |  | 1973-01-01 |  | Petroleum | Unleaded gasoline | Unleaded gasoline | Retail | Steel | Steel | Field installed cathodic protection |  | Steel |  |  | Field installed cathodic protection | Catchment Basin, Single walled catchment basin | Automatic shutoff device At 95% full | Automatic shutoff device At 95% full |  |  | Statistical Inventory Reconciliation (SIR) |  | Automatic flow restrictor (MLLD) | Automatic flow restrictor (MLLD) |  |  | Statistical inventory reconciliation (SIR) | Statistical inventory reconciliation (SIR) |  | UST Currently In Use: 3; UST Temp Close: 0; AST Currently In Use: 0; AST Temp Closed: 0 | 3 | 0 | 0 | 20342-101-000284 | ANIMAR, INC.
29379 | Currently in Use |  | 1973-01-01 |  | Petroleum | Mid-grade gasoline | Mid-grade gasoline | Retail | Steel | Steel | Field installed cathodic protection |  | Steel |  |  | Field installed cathodic protection | Catchment Basin, Single walled catchment basin | Flow Rest 90% Full | Flow Rest 90% Full |  |  | Statistical Inventory Reconciliation (SIR) |  | Automatic flow restrictor (MLLD) | Automatic flow restrictor (MLLD) |  |  | Statistical inventory reconciliation (SIR) | Statistical inventory reconciliation (SIR) |  | UST Currently In Use: 3; UST Temp Close: 0; AST Currently In Use: 0; AST Temp Closed: 0 | 3 | 0 | 0 | 20342-101-000284 | ANIMAR, INC.
29380 | Currently in Use |  | 1973-01-01 |  | Petroleum | Premium gasoline | Premium gasoline | Retail | Steel | Steel | Field installed cathodic protection |  | Steel |  |  | Field installed cathodic protection | Catchment Basin, Single walled catchment basin | Flow Rest 90% Full | Flow Rest 90% Full |  |  | Statistical Inventory Reconciliation (SIR) |  | Automatic flow restrictor (MLLD) | Automatic flow restrictor (MLLD) |  |  | Statistical inventory reconciliation (SIR) | Statistical inventory reconciliation (SIR) |  | UST Currently In Use: 3; UST Temp Close: 0; AST Currently In Use: 0; AST Temp Closed: 0 | 3 | 0 | 0 | 20342-101-000284 | ANIMAR, INC.
29381 | Currently in Use |  | 1984-01-01 |  | Petroleum | Unleaded gasoline | Unleaded gasoline | Retail | Steel | Steel | Field installed cathodic protection |  | Steel |  |  | Field installed cathodic protection | Catchment Basin, Single walled catchment basin | Automatic shutoff device At 95% full | Automatic shutoff device At 95% full |  |  | Statistical Inventory Reconciliation (SIR) | [8 empty] | UST Currently In Use: 3; UST Temp Close: 0; AST Currently In Use: 0; AST Temp Closed: 0 | 3 | 0 | 0 | 20342-101-007562 | ANIMAR, INC.
29382 | Currently in Use |  | 1984-01-01 |  | Petroleum | Mid-grade gasoline | Mid-grade gasoline | Retail | Steel | Steel | Field installed cathodic protection |  | Steel |  |  | Field installed cathodic protection | Catchment Basin, Single walled catchment basin | Automatic shutoff device At 95% full | Automatic shutoff device At 95% full |  |  | Statistical Inventory Reconciliation (SIR) | [8 empty] | UST Currently In Use: 3; UST Temp Close: 0; AST Currently In Use: 0; AST Temp Closed: 0 | 3 | 0 | 0 | 20342-101-007562 | ANIMAR, INC.
29383 | Currently in Use |  | 1984-01-01 |  | Petroleum | Premium gasoline | Premium gasoline | Retail | Steel | Steel | Field installed cathodic protection |  | Steel |  |  | Field installed cathodic protection | Catchment Basin, Single walled catchment basin | Automatic shutoff device At 95% full | Automatic shutoff device At 95% full |  |  | Statistical Inventory Reconciliation (SIR) | [8 empty] | UST Currently In Use: 3; UST Temp Close: 0; AST Currently In Use: 0; AST Temp Closed: 0 | 3 | 0 | 0 | 20342-101-007562 | ANIMAR, INC.
29384 | Permanently Closed | 1901-01-01 | 1977-01-01 | 1988-08-19 | Petroleum | Unleaded gasoline | Unleaded gasoline |  | Steel | Steel |  | Painted or None | Steel |  | 1901-01-01 | [15 empty] | UST Currently In Use: 2; UST Temp Close: 1; AST Currently In Use: 0; AST Temp Closed: 0 | 2 | 1 | 2 | 25389-101-012529 | TROY 2017 INC
29385 | Permanently Closed | 1901-01-01 | 1977-01-01 | 1988-08-19 | Petroleum | Unleaded gasoline | Unleaded gasoline |  | Steel | Steel |  | Painted or None | Steel |  | 1901-01-01 | [15 empty] | UST Currently In Use: 2; UST Temp Close: 1; AST Currently In Use: 0; AST Temp Closed: 0 | 2 | 1 | 2 | 25389-101-012529 | TROY 2017 INC
29386 | Temporary Closed | 2024-05-01 | 1988-01-01 |  | Petroleum | Premium gasoline | Premium gasoline | Retail | Steel | Steel | Coated & cathodic protection (sti-P3), Field installed cathodic protection |  | Fiberglass reinforced plastic |  |  |  | Catchment Basin, Single walled catchment basin | Flow Rest 90% Full | Flow Rest 90% Full |  |  | Continuous Automatic Tank Gauge |  | Automatic shutoff device (AELLD), Containment Sump | Containment Sump | [5 empty] | UST Currently In Use: 2; UST Temp Close: 1; AST Currently In Use: 0; AST Temp Closed: 0 | 2 | 1 | 2 | 25389-101-012529 | TROY 2017 INC
29387 | Currently in Use |  | 1988-01-01 |  | Petroleum | On road diesel | On road diesel | Retail | Steel | Steel | Coated & cathodic protection (sti-P3), Field installed cathodic protection |  | Fiberglass reinforced plastic |  |  |  | Catchment Basin, Single walled catchment basin | Flow Rest 90% Full | Flow Rest 90% Full |  |  | Continuous Automatic Tank Gauge |  | Automatic shutoff device (AELLD) | Automatic shutoff device (AELLD) | [5 empty] | UST Currently In Use: 2; UST Temp Close: 1; AST Currently In Use: 0; AST Temp Closed: 0 | 2 | 1 | 2 | 25389-101-012529 | TROY 2017 INC
29389 | Currently in Use |  | 1988-01-01 |  | Petroleum | Unleaded gasoline | Unleaded gasoline | Retail | Steel | Steel | Coated & cathodic protection (sti-P3), Field installed cathodic protection |  | Fiberglass reinforced plastic |  |  |  | Catchment Basin, Single walled catchment basin | Flow Rest 90% Full | Flow Rest 90% Full |  |  | Continuous Automatic Tank Gauge |  | Automatic shutoff device (AELLD) | Automatic shutoff device (AELLD) | [5 empty] | UST Currently In Use: 2; UST Temp Close: 1; AST Currently In Use: 0; AST Temp Closed: 0 | 2 | 1 | 2 | 25389-101-012529 | TROY 2017 INC
29390 | Currently in Use |  | 1983-01-01 |  | Petroleum | Premium gasoline | Premium gasoline | Retail | Steel | Steel | Field installed cathodic protection |  | Double Wall, Flexible, ENVIRON |  |  |  | Catchment Basin, Single walled catchment basin | Flow Rest 90% Full | Flow Rest 90% Full |  |  | Statistical Inventory Reconciliation (SIR) |  | Automatic flow restrictor (MLLD), Containment Sump | Containment Sump |  |  | Annual line testing, Statistical inventory reconciliation (SIR) | Statistical inventory reconciliation (SIR) |  | UST Currently In Use: 2; UST Temp Close: 0; AST Currently In Use: 0; AST Temp Closed: 0 | 2 | 0 | 0 | 14249-101-012530 | RUSSELL PETROLEUM CORP
29391 | Currently in Use |  | 1983-01-01 |  | Petroleum | Unleaded gasoline | Unleaded gasoline | Retail | Steel | Steel | Field installed cathodic protection |  | Double Wall, Flexible, ENVIRON |  |  |  | Catchment Basin, Single walled catchment basin | Flow Rest 90% Full | Flow Rest 90% Full |  |  | Statistical Inventory Reconciliation (SIR) |  | Automatic flow restrictor (MLLD), Containment Sump | Containment Sump |  |  | Annual line testing, Statistical inventory reconciliation (SIR) | Statistical inventory reconciliation (SIR) |  | UST Currently In Use: 2; UST Temp Close: 0; AST Currently In Use: 0; AST Temp Closed: 0 | 2 | 0 | 0 | 14249-101-012530 | RUSSELL PETROLEUM CORP
29393 | Currently in Use |  | 1981-01-01 |  | Petroleum | Unleaded gasoline | Unleaded gasoline | Retail | Steel | Steel | Field installed cathodic protection |  | Steel |  |  | Field installed cathodic protection | Catchment Basin, Single walled catchment basin | Automatic shutoff device At 95% full | Automatic shutoff device At 95% full |  |  | Statistical Inventory Reconciliation (SIR) |  | Automatic flow restrictor (MLLD) | Automatic flow restrictor (MLLD) |  |  | Statistical inventory reconciliation (SIR) | Statistical inventory reconciliation (SIR) |  | UST Currently In Use: 2; UST Temp Close: 1; AST Currently In Use: 0; AST Temp Closed: 0 | 2 | 1 | 0 | 20342-101-012533 | ANIMAR, INC.
29394 | Currently in Use |  | 1981-01-01 |  | Petroleum | Mid-grade gasoline | Mid-grade gasoline | Retail | Steel | Steel | Field installed cathodic protection |  | Steel |  |  | Field installed cathodic protection | Catchment Basin, Single walled catchment basin | Automatic shutoff device At 95% full | Automatic shutoff device At 95% full |  |  | Statistical Inventory Reconciliation (SIR) |  | Automatic flow restrictor (MLLD) | Automatic flow restrictor (MLLD) |  |  | Statistical inventory reconciliation (SIR) | Statistical inventory reconciliation (SIR) |  | UST Currently In Use: 2; UST Temp Close: 1; AST Currently In Use: 0; AST Temp Closed: 0 | 2 | 1 | 0 | 20342-101-012533 | ANIMAR, INC.
29395 | Temporary Closed | 2011-05-01 | 1981-01-01 |  | Petroleum | Premium gasoline | Premium gasoline | Retail | Steel | Steel | Field installed cathodic protection |  | Steel |  |  | Field installed cathodic protection | Catchment Basin, Single walled catchment basin | Automatic shutoff device At 95% full | Automatic shutoff device At 95% full |  |  | Statistical Inventory Reconciliation (SIR) | [5 empty] | Statistical inventory reconciliation (SIR) | Statistical inventory reconciliation (SIR) |  | UST Currently In Use: 2; UST Temp Close: 1; AST Currently In Use: 0; AST Temp Closed: 0 | 2 | 1 | 0 | 20342-101-012533 | ANIMAR, INC.
29396 | Currently in Use |  | 1982-01-01 |  | Petroleum | Unleaded gasoline | Unleaded gasoline | Retail | Fiberglass reinforced plastic | Fiberglass reinforced plastic |  |  | Fiberglass reinforced plastic |  | 1901-01-01 |  | Catchment Basin, Single walled catchment basin | Flow Rest 90% Full | Flow Rest 90% Full |  |  | Continuous Automatic Tank Gauge |  | Automatic flow restrictor (MLLD), Containment Sump | Containment Sump |  |  | Annual line testing | Annual line testing |  | UST Currently In Use: 2; UST Temp Close: 0; AST Currently In Use: 0; AST Temp Closed: 0 | 2 | 0 | 1 | 20342-101-012536 | ANIMAR, INC.
29397 | Permanently Closed | 2006-10-01 | 1982-01-01 | 2006-06-06 | Petroleum | Mid-grade gasoline | Mid-grade gasoline | Retail | Fiberglass reinforced plastic | Fiberglass reinforced plastic |  |  | Fiberglass reinforced plastic |  | 1901-01-01 |  | Catchment Basin, Single walled catchment basin | Automatic shutoff device At 95% full | Automatic shutoff device At 95% full |  |  | Statistical Inventory Reconciliation (SIR) | [5 empty] | Statistical inventory reconciliation (SIR) | Statistical inventory reconciliation (SIR) |  | UST Currently In Use: 2; UST Temp Close: 0; AST Currently In Use: 0; AST Temp Closed: 0 | 2 | 0 | 1 | 20342-101-012536 | ANIMAR, INC.
29398 | Currently in Use |  | 1982-01-01 |  | Petroleum | Premium gasoline | Premium gasoline | Retail | Fiberglass reinforced plastic | Fiberglass reinforced plastic |  |  | Fiberglass reinforced plastic |  | 1901-01-01 |  | Catchment Basin, Single walled catchment basin | Flow Rest 90% Full | Flow Rest 90% Full |  |  | Continuous Automatic Tank Gauge |  | Automatic flow restrictor (MLLD), Containment Sump | Containment Sump |  |  | Annual line testing | Annual line testing |  | UST Currently In Use: 2; UST Temp Close: 0; AST Currently In Use: 0; AST Temp Closed: 0 | 2 | 0 | 1 | 20342-101-012536 | ANIMAR, INC.
29399 | Currently in Use |  | 1983-01-01 |  | Petroleum | Unleaded gasoline | Unleaded gasoline | Retail | Fiberglass reinforced plastic | Fiberglass reinforced plastic |  |  | Fiberglass reinforced plastic, W FLX CNTR |  | 1901-01-01 |  | Catchment Basin, Single walled catchment basin | Automatic shutoff device At 95% full | Automatic shutoff device At 95% full |  |  | Statistical Inventory Reconciliation (SIR) |  | Automatic flow restrictor (MLLD) | Automatic flow restrictor (MLLD) | [5 empty] | UST Currently In Use: 2; UST Temp Close: 0; AST Currently In Use: 0; AST Temp Closed: 0 | 2 | 0 | 1 | 20342-101-012537 | ANIMAR, INC.
29400 | Currently in Use |  | 1983-01-01 |  | Petroleum | Premium gasoline | Premium gasoline | Retail | Fiberglass reinforced plastic | Fiberglass reinforced plastic |  |  | Fiberglass reinforced plastic, W FLX CNTR |  | 1901-01-01 |  | Catchment Basin, Single walled catchment basin | Automatic shutoff device At 95% full | Automatic shutoff device At 95% full |  |  | Statistical Inventory Reconciliation (SIR) |  | Automatic flow restrictor (MLLD) | Automatic flow restrictor (MLLD) | [5 empty] | UST Currently In Use: 2; UST Temp Close: 0; AST Currently In Use: 0; AST Temp Closed: 0 | 2 | 0 | 1 | 20342-101-012537 | ANIMAR, INC.
29401 | Permanently Closed | 2012-01-01 | 1983-01-01 | 2012-08-28 | Petroleum | Mid-grade gasoline | Mid-grade gasoline | Retail | Fiberglass reinforced plastic | Fiberglass reinforced plastic |  |  | Fiberglass reinforced plastic, STL SWG JT |  | 1901-01-01 | Field installed cathodic protection | Catchment Basin, Single walled catchment basin |  |  |  |  | Statistical Inventory Reconciliation (SIR) | [5 empty] | Statistical inventory reconciliation (SIR) | Statistical inventory reconciliation (SIR) |  | UST Currently In Use: 2; UST Temp Close: 0; AST Currently In Use: 0; AST Temp Closed: 0 | 2 | 0 | 1 | 20342-101-012537 | ANIMAR, INC.
29402 | Currently in Use |  | 1981-01-01 |  | Petroleum | Unleaded gasoline | Unleaded gasoline | Retail | Fiberglass reinforced plastic | Fiberglass reinforced plastic |  |  | Fiberglass reinforced plastic |  | 1901-01-01 |  | Catchment Basin, Single walled catchment basin | Automatic shutoff device At 95% full, Flow Rest 90% Full | Flow Rest 90% Full |  |  | Continuous Automatic Tank Gauge |  | Automatic flow restrictor (MLLD), Containment Sump | Containment Sump |  |  | Annual line testing | Annual line testing |  | UST Currently In Use: 2; UST Temp Close: 0; AST Currently In Use: 0; AST Temp Closed: 0 | 2 | 0 | 0 | 25390-101-012547 | EASTERN 2017 INC
29403 | Retired |  | 1981-01-01 | 1901-01-01 | Petroleum | Unleaded gasoline | Unleaded gasoline | [23 empty] | UST Currently In Use: 2; UST Temp Close: 0; AST Currently In Use: 0; AST Temp Closed: 0 | 2 | 0 | 0 | 25390-101-012547 | EASTERN 2017 INC
29404 | Currently in Use |  | 1981-01-01 |  | Petroleum | Premium gasoline | Premium gasoline | Retail | Fiberglass reinforced plastic | Fiberglass reinforced plastic |  |  | Fiberglass reinforced plastic |  | 1901-01-01 |  | Catchment Basin, Single walled catchment basin | Automatic shutoff device At 95% full, Flow Rest 90% Full | Flow Rest 90% Full |  |  | Continuous Automatic Tank Gauge |  | Automatic flow restrictor (MLLD), Containment Sump | Containment Sump |  |  | Annual line testing | Annual line testing |  | UST Currently In Use: 2; UST Temp Close: 0; AST Currently In Use: 0; AST Temp Closed: 0 | 2 | 0 | 0 | 25390-101-012547 | EASTERN 2017 INC
29405 | Currently in Use |  | 1984-01-01 |  | Petroleum | Unleaded gasoline | Unleaded gasoline | Retail | Fiberglass coated steel, Fiberglass reinforced plastic | Fiberglass reinforced plastic |  |  | Double Wall, Fiberglass reinforced plastic |  | 2014-01-01 |  | Catchment Basin, Single walled catchment basin | Automatic shutoff device At 95% full, Flow Rest 90% Full | Flow Rest 90% Full |  |  | Continuous Automatic Tank Gauge |  | Automatic shutoff device (AELLD), Containment Sump, Sump sensor relayed to automatically shut off submersible pump | Sump sensor relayed to automatically shut off submersible pump | Interstitial Monitoring within Secondary Containment |  | Continuous alarm system | Continuous alarm system |  | UST Currently In Use: 3; UST Temp Close: 0; AST Currently In Use: 0; AST Temp Closed: 0 | 3 | 0 | 0 | 25389-101-012556 | TROY 2017 INC
29406 | Currently in Use |  | 1984-01-01 |  | Petroleum | Premium gasoline | Premium gasoline | Retail | Fiberglass coated steel, Fiberglass reinforced plastic | Fiberglass reinforced plastic |  |  | Double Wall, Fiberglass reinforced plastic |  | 2014-01-01 |  | Catchment Basin, Single walled catchment basin | Automatic shutoff device At 95% full, Flow Rest 90% Full | Flow Rest 90% Full |  |  | Continuous Automatic Tank Gauge |  | Automatic shutoff device (AELLD), Containment Sump | Containment Sump | Interstitial Monitoring within Secondary Containment |  | Continuous alarm system | Continuous alarm system |  | UST Currently In Use: 3; UST Temp Close: 0; AST Currently In Use: 0; AST Temp Closed: 0 | 3 | 0 | 0 | 25389-101-012556 | TROY 2017 INC
29407 | Currently in Use |  | 1984-01-01 |  | Petroleum | On road diesel | On road diesel | Retail | Fiberglass coated steel, Fiberglass reinforced plastic | Fiberglass reinforced plastic |  |  | Double Wall, Fiberglass reinforced plastic |  | 2014-01-01 |  | Catchment Basin, Single walled catchment basin | Automatic shutoff device At 95% full, Flow Rest 90% Full | Flow Rest 90% Full |  |  | Continuous Automatic Tank Gauge |  | Automatic shutoff device (AELLD), Containment Sump | Containment Sump | Interstitial Monitoring within Secondary Containment |  | Continuous alarm system | Continuous alarm system |  | UST Currently In Use: 3; UST Temp Close: 0; AST Currently In Use: 0; AST Temp Closed: 0 | 3 | 0 | 0 | 25389-101-012556 | TROY 2017 INC
29408 | Currently in Use |  | 1984-01-01 |  | Petroleum | Unleaded gasoline | Unleaded gasoline | Retail | Steel | Steel | Coated & cathodic protection (sti-P3) |  | Steel |  |  | Field installed cathodic protection | Catchment Basin, Single walled catchment basin | Automatic shutoff device At 95% full | Automatic shutoff device At 95% full |  |  | Statistical Inventory Reconciliation (SIR) |  | Automatic flow restrictor (MLLD) | Automatic flow restrictor (MLLD) |  |  | Statistical inventory reconciliation (SIR) | Statistical inventory reconciliation (SIR) |  | UST Currently In Use: 3; UST Temp Close: 0; AST Currently In Use: 0; AST Temp Closed: 0 | 3 | 0 | 2 | 25392-101-013153 | CARTER HILL 2017 INC
29409 | Currently in Use |  | 1984-01-01 |  | Petroleum | Unleaded gasoline | Unleaded gasoline | Retail | Steel | Steel | Coated & cathodic protection (sti-P3) |  | Steel |  |  | Field installed cathodic protection | Catchment Basin, Single walled catchment basin | Automatic shutoff device At 95% full | Automatic shutoff device At 95% full |  |  | Statistical Inventory Reconciliation (SIR) |  | Automatic flow restrictor (MLLD) | Automatic flow restrictor (MLLD) |  |  | Statistical inventory reconciliation (SIR) | Statistical inventory reconciliation (SIR) |  | UST Currently In Use: 3; UST Temp Close: 0; AST Currently In Use: 0; AST Temp Closed: 0 | 3 | 0 | 2 | 25392-101-013153 | CARTER HILL 2017 INC
29410 | Currently in Use |  | 1984-01-01 |  | Petroleum | Unleaded gasoline | Unleaded gasoline | Retail | Steel | Steel | Coated & cathodic protection (sti-P3) |  | Steel |  |  | Field installed cathodic protection | Catchment Basin, Single walled catchment basin | Automatic shutoff device At 95% full | Automatic shutoff device At 95% full |  |  | Statistical Inventory Reconciliation (SIR) |  | Automatic flow restrictor (MLLD) | Automatic flow restrictor (MLLD) |  |  | Statistical inventory reconciliation (SIR) | Statistical inventory reconciliation (SIR) |  | UST Currently In Use: 3; UST Temp Close: 0; AST Currently In Use: 0; AST Temp Closed: 0 | 3 | 0 | 2 | 25392-101-013153 | CARTER HILL 2017 INC
29411 | Permanently Closed | 1901-01-01 | 1976-01-01 | 1987-06-25 | Petroleum | Unleaded gasoline | Unleaded gasoline |  | Steel | Steel |  | Painted or None | Steel |  | 1901-01-01 | [15 empty] | UST Currently In Use: 3; UST Temp Close: 0; AST Currently In Use: 0; AST Temp Closed: 0 | 3 | 0 | 2 | 25392-101-013153 | CARTER HILL 2017 INC
29412 | Permanently Closed | 1901-01-01 | 1976-01-01 | 1987-06-25 | Petroleum | Unleaded gasoline | Unleaded gasoline |  | Steel | Steel |  | Painted or None | Steel |  | 1901-01-01 | [15 empty] | UST Currently In Use: 3; UST Temp Close: 0; AST Currently In Use: 0; AST Temp Closed: 0 | 3 | 0 | 2 | 25392-101-013153 | CARTER HILL 2017 INC
29413 | Permanently Closed | 1971-10-01 | 1968-01-01 | 1988-12-20 | Petroleum | Other, OTHER | Other |  | Steel | Steel |  | Painted or None | Steel |  | 1901-01-01 | [15 empty] | UST Currently In Use: 0; UST Temp Close: 0; AST Currently In Use: 0; AST Temp Closed: 0 | 0 | 0 | 1 | 14543-111-011778 | SPECTRUM STORES INC
29414 | Permanently Closed | 2011-07-07 | 1972-01-01 | 2011-07-07 | Petroleum | Unleaded gasoline | Unleaded gasoline | Retail | Steel | Steel | Field installed cathodic protection |  | Double Wall, Fiberglass reinforced plastic |  |  |  | Catchment Basin, Single walled catchment basin | Automatic shutoff device At 95% full, Flow Rest 90% Full | Flow Rest 90% Full |  |  | Statistical Inventory Reconciliation (SIR) |  | Containment Sump | Containment Sump |  |  | Statistical inventory reconciliation (SIR) | Statistical inventory reconciliation (SIR) |  | UST Currently In Use: 2; UST Temp Close: 0; AST Currently In Use: 0; AST Temp Closed: 0 | 2 | 0 | 5 | 25265-111-011787 | LGWS/CROSS AMERICA PARTNERS
29415 | Permanently Closed | 2010-02-01 | 1972-01-01 | 2011-07-07 | Petroleum | Other, NOT USED | Other | Retail | Steel | Steel | Field installed cathodic protection |  | Double Wall, Fiberglass reinforced plastic |  |  |  | Catchment Basin, Single walled catchment basin | Automatic shutoff device At 95% full, Flow Rest 90% Full | Flow Rest 90% Full |  |  | Statistical Inventory Reconciliation (SIR) |  | Containment Sump | Containment Sump |  |  | Statistical inventory reconciliation (SIR) | Statistical inventory reconciliation (SIR) |  | UST Currently In Use: 2; UST Temp Close: 0; AST Currently In Use: 0; AST Temp Closed: 0 | 2 | 0 | 5 | 25265-111-011787 | LGWS/CROSS AMERICA PARTNERS
29416 | Permanently Closed | 2011-07-07 | 1972-01-01 | 2011-07-07 | Petroleum | Premium gasoline | Premium gasoline | Retail | Steel | Steel | Field installed cathodic protection |  | Fiberglass reinforced plastic |  |  |  | Catchment Basin, Single walled catchment basin | Flow Rest 90% Full | Flow Rest 90% Full |  |  | Statistical Inventory Reconciliation (SIR) | [5 empty] | Statistical inventory reconciliation (SIR) | Statistical inventory reconciliation (SIR) |  | UST Currently In Use: 2; UST Temp Close: 0; AST Currently In Use: 0; AST Temp Closed: 0 | 2 | 0 | 5 | 25265-111-011787 | LGWS/CROSS AMERICA PARTNERS
29417 | Permanently Closed | 2011-07-07 | 1977-01-01 | 2011-07-07 | Petroleum | On road diesel | On road diesel | Retail | Steel | Steel | Field installed cathodic protection |  | Steel |  |  | Field installed cathodic protection | Catchment Basin, Single walled catchment basin | Automatic shutoff device At 95% full, Flow Rest 90% Full | Flow Rest 90% Full |  |  | Statistical Inventory Reconciliation (SIR) | [8 empty] | UST Currently In Use: 2; UST Temp Close: 0; AST Currently In Use: 0; AST Temp Closed: 0 | 2 | 0 | 5 | 25265-111-011787 | LGWS/CROSS AMERICA PARTNERS
29418 | Permanently Closed | 2011-07-07 | 1969-01-01 | 2011-07-07 | Petroleum | Kerosene | Kerosene | Retail | Steel | Steel | Coated & cathodic protection (sti-P3), Field installed cathodic protection |  | Fiberglass reinforced plastic |  |  |  | Catchment Basin, Single walled catchment basin | Automatic shutoff device At 95% full, Flow Rest 90% Full | Flow Rest 90% Full |  |  | Statistical Inventory Reconciliation (SIR) | [8 empty] | UST Currently In Use: 2; UST Temp Close: 0; AST Currently In Use: 0; AST Temp Closed: 0 | 2 | 0 | 5 | 25265-111-011787 | LGWS/CROSS AMERICA PARTNERS
29419 | Permanently Closed | 1998-07-30 | 1975-01-01 | 1998-07-30 | Petroleum | Unleaded gasoline | Unleaded gasoline | Retail | Steel | Steel |  | Painted or None | Steel |  | 1901-01-01 | [6 empty] | Statistical Inventory Reconciliation (SIR) | [5 empty] | Annual line testing | Annual line testing |  | UST Currently In Use: 0; UST Temp Close: 0; AST Currently In Use: 0; AST Temp Closed: 0 | 0 | 0 | 3 | 14543-113-011789 | SPECTRUM STORES INC
29420 | Permanently Closed | 1998-07-30 | 1975-01-01 | 1998-07-30 | Petroleum | Unleaded gasoline | Unleaded gasoline | Retail | Steel | Steel |  | Painted or None | Steel |  | 1901-01-01 | [6 empty] | Statistical Inventory Reconciliation (SIR) | [5 empty] | Annual line testing | Annual line testing |  | UST Currently In Use: 0; UST Temp Close: 0; AST Currently In Use: 0; AST Temp Closed: 0 | 0 | 0 | 3 | 14543-113-011789 | SPECTRUM STORES INC
29421 | Permanently Closed | 1998-07-30 | 1975-01-01 | 1998-07-30 | Petroleum | Unleaded gasoline | Unleaded gasoline | Retail | Steel | Steel |  | Painted or None | Steel |  | 1901-01-01 | [6 empty] | Statistical Inventory Reconciliation (SIR) | [8 empty] | UST Currently In Use: 0; UST Temp Close: 0; AST Currently In Use: 0; AST Temp Closed: 0 | 0 | 0 | 3 | 14543-113-011789 | SPECTRUM STORES INC
29422 | Currently in Use |  | 1989-01-01 |  | Petroleum | Unleaded gasoline | Unleaded gasoline | Retail | Steel | Steel | Coated & cathodic protection (sti-P3), Field installed cathodic protection |  | Steel |  |  | Field installed cathodic protection | Catchment Basin, Single walled catchment basin | Automatic shutoff device At 95% full | Automatic shutoff device At 95% full |  |  | Continuous Automatic Tank Gauge |  | Automatic flow restrictor (MLLD) | Automatic flow restrictor (MLLD) |  |  | Annual line testing | Annual line testing |  | UST Currently In Use: 5; UST Temp Close: 0; AST Currently In Use: 0; AST Temp Closed: 0 | 5 | 0 | 0 | 23413-113-014179 | CIRCLE K STORES, INC.
29423 | Currently in Use |  | 1989-01-01 |  | Petroleum | Unleaded gasoline | Unleaded gasoline | Retail | Steel | Steel | Coated & cathodic protection (sti-P3), Field installed cathodic protection |  | Steel |  |  | Field installed cathodic protection | Catchment Basin, Single walled catchment basin | Flow Rest 90% Full | Flow Rest 90% Full |  |  | Continuous Automatic Tank Gauge |  | Automatic flow restrictor (MLLD) | Automatic flow restrictor (MLLD) |  |  | Annual line testing | Annual line testing |  | UST Currently In Use: 5; UST Temp Close: 0; AST Currently In Use: 0; AST Temp Closed: 0 | 5 | 0 | 0 | 23413-113-014179 | CIRCLE K STORES, INC.
29424 | Currently in Use |  | 1989-01-01 |  | Petroleum | Premium gasoline | Premium gasoline | Retail | Steel | Steel | Coated & cathodic protection (sti-P3), Field installed cathodic protection |  | Steel |  |  | Field installed cathodic protection | Catchment Basin, Single walled catchment basin | Flow Rest 90% Full | Flow Rest 90% Full |  |  | Continuous Automatic Tank Gauge |  | Automatic flow restrictor (MLLD) | Automatic flow restrictor (MLLD) |  |  | Annual line testing | Annual line testing |  | UST Currently In Use: 5; UST Temp Close: 0; AST Currently In Use: 0; AST Temp Closed: 0 | 5 | 0 | 0 | 23413-113-014179 | CIRCLE K STORES, INC.
29425 | Currently in Use |  | 1989-01-01 |  | Petroleum | On road diesel | On road diesel | Retail | Steel | Steel | Coated & cathodic protection (sti-P3), Field installed cathodic protection |  | Steel |  |  | Field installed cathodic protection | Catchment Basin, Single walled catchment basin | Flow Rest 90% Full | Flow Rest 90% Full |  |  | Continuous Automatic Tank Gauge |  | Automatic flow restrictor (MLLD) | Automatic flow restrictor (MLLD) |  |  | Annual line testing | Annual line testing |  | UST Currently In Use: 5; UST Temp Close: 0; AST Currently In Use: 0; AST Temp Closed: 0 | 5 | 0 | 0 | 23413-113-014179 | CIRCLE K STORES, INC.
29426 | Currently in Use |  | 1989-01-01 |  | Petroleum | Kerosene | Kerosene | Retail | Steel | Steel | Coated & cathodic protection (sti-P3), Field installed cathodic protection |  | Steel |  |  | Field installed cathodic protection | Catchment Basin, Single walled catchment basin | Flow Rest 90% Full | Flow Rest 90% Full |  |  | Continuous Automatic Tank Gauge |  | Automatic flow restrictor (MLLD) | Automatic flow restrictor (MLLD) |  |  | Annual line testing | Annual line testing |  | UST Currently In Use: 5; UST Temp Close: 0; AST Currently In Use: 0; AST Temp Closed: 0 | 5 | 0 | 0 | 23413-113-014179 | CIRCLE K STORES, INC.
29427 | Permanently Closed | 1989-08-08 | 1974-01-01 | 1989-08-08 | Petroleum | Unleaded gasoline | Unleaded gasoline |  | Steel | Steel |  |  | Other, CPVC |  | 1901-01-01 | [15 empty] | UST Currently In Use: 0; UST Temp Close: 0; AST Currently In Use: 1; AST Temp Closed: 0 | 0 | 0 | 6 | 14544-043-009360 | GENERAL DYNAMICS MISSIONS SYSTEMS
29428 | Permanently Closed | 1998-11-04 | 1981-01-01 | 1998-11-04 | Petroleum | Used oil | Used oil |  | Steel | Steel |  |  | Other, NO PIPING |  | 1901-01-01 | [12 empty] | Annual line testing | Annual line testing |  | UST Currently In Use: 0; UST Temp Close: 0; AST Currently In Use: 1; AST Temp Closed: 0 | 0 | 0 | 6 | 14544-043-009360 | GENERAL DYNAMICS MISSIONS SYSTEMS
29429 | Permanently Closed | 1901-01-01 | 1980-01-01 |  | Hazardous Substance |  |  |  | Steel | Steel |  | Painted or None | Other, CPVC |  | 1901-01-01 | [15 empty] | UST Currently In Use: 0; UST Temp Close: 0; AST Currently In Use: 1; AST Temp Closed: 0 | 0 | 0 | 6 | 14544-043-009360 | GENERAL DYNAMICS MISSIONS SYSTEMS
29430 | Permanently Closed | 1901-01-01 | 1980-01-01 |  | Hazardous Substance |  |  |  | Steel | Steel |  | Painted or None | Other, CPVC |  | 1901-01-01 | [15 empty] | UST Currently In Use: 0; UST Temp Close: 0; AST Currently In Use: 1; AST Temp Closed: 0 | 0 | 0 | 6 | 14544-043-009360 | GENERAL DYNAMICS MISSIONS SYSTEMS
29431 | Permanently Closed | 1901-01-01 | 1980-01-01 |  | Petroleum | Other, X | Other |  | Steel | Steel |  | Painted or None | Other, CPVC |  | 1901-01-01 | [15 empty] | UST Currently In Use: 0; UST Temp Close: 0; AST Currently In Use: 1; AST Temp Closed: 0 | 0 | 0 | 6 | 14544-043-009360 | GENERAL DYNAMICS MISSIONS SYSTEMS
29435 | Permanently Closed | 1988-01-01 | 1980-01-01 | 1988-01-01 | Petroleum | Unleaded gasoline | Unleaded gasoline | [5 empty] | Other, CPVC |  | 1901-01-01 | [15 empty] | UST Currently In Use: 0; UST Temp Close: 0; AST Currently In Use: 1; AST Temp Closed: 0 | 0 | 0 | 6 | 14544-043-009360 | GENERAL DYNAMICS MISSIONS SYSTEMS
29436 | Temporary Closed | 2011-10-24 | 1988-10-01 |  | Petroleum | Premium gasoline | Premium gasoline | Retail | Fiberglass reinforced plastic | Fiberglass reinforced plastic |  |  | Fiberglass reinforced plastic |  | 1901-01-01 |  | Catchment Basin, Single walled catchment basin | Flow Rest 90% Full | Flow Rest 90% Full |  |  | Statistical Inventory Reconciliation (SIR) | [8 empty] | UST Currently In Use: 0; UST Temp Close: 5; AST Currently In Use: 0; AST Temp Closed: 0 | 0 | 5 | 0 | 24157-073-004830 | NAUSHAD KAMRUDDIN SURANI
29437 | Temporary Closed | 2011-10-24 | 1988-10-01 |  | Petroleum | Mid-grade gasoline | Mid-grade gasoline | Retail | Fiberglass reinforced plastic | Fiberglass reinforced plastic |  |  | Fiberglass reinforced plastic |  | 1901-01-01 |  | Catchment Basin, Single walled catchment basin | Flow Rest 90% Full | Flow Rest 90% Full |  |  | Statistical Inventory Reconciliation (SIR) | [8 empty] | UST Currently In Use: 0; UST Temp Close: 5; AST Currently In Use: 0; AST Temp Closed: 0 | 0 | 5 | 0 | 24157-073-004830 | NAUSHAD KAMRUDDIN SURANI
29438 | Temporary Closed | 2021-06-24 | 1988-10-01 |  | Petroleum | Unleaded gasoline | Unleaded gasoline | Retail | Fiberglass reinforced plastic, Single Wall | Single Wall |  |  | Fiberglass reinforced plastic, Single Wall |  | 1901-01-01 |  | Catchment Basin, Single walled catchment basin | Automatic shutoff device At 95% full | Automatic shutoff device At 95% full |  |  | Statistical Inventory Reconciliation (SIR) | [8 empty] | UST Currently In Use: 0; UST Temp Close: 5; AST Currently In Use: 0; AST Temp Closed: 0 | 0 | 5 | 0 | 24157-073-004830 | NAUSHAD KAMRUDDIN SURANI
29439 | Temporary Closed | 2004-10-01 | 1975-12-01 |  | Petroleum | On road diesel | On road diesel | Retail | Single Wall, Steel | Steel | Field installed cathodic protection, Interior lined (not allowed as a standalone method of corrosion protection) |  | Single Wall, Steel |  | 1901-01-01 | Field installed cathodic protection | Catchment Basin, Single walled catchment basin | Flow Rest 90% Full | Flow Rest 90% Full |  |  | Statistical Inventory Reconciliation (SIR) | [8 empty] | UST Currently In Use: 0; UST Temp Close: 5; AST Currently In Use: 0; AST Temp Closed: 0 | 0 | 5 | 0 | 24157-073-004830 | NAUSHAD KAMRUDDIN SURANI
29440 | Temporary Closed | 2011-10-24 | 1975-12-01 |  | Petroleum | Kerosene | Kerosene | Retail | Steel | Steel | Field installed cathodic protection, Interior lined (not allowed as a standalone method of corrosion protection) |  | Steel |  | 1901-01-01 | Field installed cathodic protection | Catchment Basin, Single walled catchment basin | Flow Rest 90% Full | Flow Rest 90% Full |  |  | Statistical Inventory Reconciliation (SIR) | [8 empty] | UST Currently In Use: 0; UST Temp Close: 5; AST Currently In Use: 0; AST Temp Closed: 0 | 0 | 5 | 0 | 24157-073-004830 | NAUSHAD KAMRUDDIN SURANI
29441 | Temporary Closed | 2014-05-01 | 1964-01-01 |  | Petroleum | Mid-grade gasoline | Mid-grade gasoline | Retail | Single Wall, Steel | Steel | Field installed cathodic protection, Interior lined (not allowed as a standalone method of corrosion protection) |  | Fiberglass reinforced plastic, Single Wall, OLD TYPE |  |  | Other, FLXS ISOLA | Catchment Basin, Single walled catchment basin | Flow Rest 90% Full | Flow Rest 90% Full |  |  | Automatic Tank Gauge |  | Automatic flow restrictor (MLLD) | Automatic flow restrictor (MLLD) |  |  | Annual line testing | Annual line testing |  | UST Currently In Use: 3; UST Temp Close: 1; AST Currently In Use: 0; AST Temp Closed: 0 | 3 | 1 | 1 | 24173-073-004831 | GOOD GUYS LLC
29442 | Currently in Use |  | 1964-01-01 |  | Petroleum | Premium gasoline | Premium gasoline | Retail | Single Wall, Steel | Steel | Field installed cathodic protection, Interior lined (not allowed as a standalone method of corrosion protection) |  | Fiberglass reinforced plastic, Single Wall, OLD TYPE |  |  | Other, FLXS ISOLA | Catchment Basin, Single walled catchment basin | Flow Rest 90% Full | Flow Rest 90% Full |  |  | Automatic Tank Gauge |  | Automatic flow restrictor (MLLD) | Automatic flow restrictor (MLLD) |  |  | Annual line testing | Annual line testing |  | UST Currently In Use: 3; UST Temp Close: 1; AST Currently In Use: 0; AST Temp Closed: 0 | 3 | 1 | 1 | 24173-073-004831 | GOOD GUYS LLC
29443 | Permanently Closed | 1901-01-01 | 1964-01-01 | 1987-10-01 | Petroleum | Kerosene | Kerosene |  | Steel | Steel |  | Painted or None | Steel |  | 1901-01-01 | [15 empty] | UST Currently In Use: 3; UST Temp Close: 1; AST Currently In Use: 0; AST Temp Closed: 0 | 3 | 1 | 1 | 24173-073-004831 | GOOD GUYS LLC
29444 | Currently in Use |  | 1964-01-01 |  | Petroleum | Unleaded gasoline | Unleaded gasoline | Retail | Single Wall, Steel | Steel | Field installed cathodic protection, Interior lined (not allowed as a standalone method of corrosion protection) |  | Fiberglass reinforced plastic, Single Wall, OLD TYPE |  |  | Other, FLXS ISOLA | Catchment Basin, Single walled catchment basin | Flow Rest 90% Full | Flow Rest 90% Full |  |  | Automatic Tank Gauge, Other |  | Automatic flow restrictor (MLLD) | Automatic flow restrictor (MLLD) |  |  | Annual line testing | Annual line testing |  | UST Currently In Use: 3; UST Temp Close: 1; AST Currently In Use: 0; AST Temp Closed: 0 | 3 | 1 | 1 | 24173-073-004831 | GOOD GUYS LLC
29445 | Currently in Use |  | 1987-10-01 |  | Petroleum | Kerosene | Kerosene | Retail | Single Wall, Steel | Steel | Coated & cathodic protection (sti-P3) |  | Fiberglass reinforced plastic, Flexible, OLD TYPE |  |  | Other, FLXS ISOLA | Catchment Basin, Single walled catchment basin | Automatic shutoff device At 95% full | Automatic shutoff device At 95% full |  |  | Automatic Tank Gauge | [8 empty] | UST Currently In Use: 3; UST Temp Close: 1; AST Currently In Use: 0; AST Temp Closed: 0 | 3 | 1 | 1 | 24173-073-004831 | GOOD GUYS LLC
29446 | Temporary Closed | 2021-04-07 | 1980-01-01 |  | Petroleum | Unleaded gasoline | Unleaded gasoline | Retail | Single Wall, Steel | Steel | Field installed cathodic protection, Interior lined (not allowed as a standalone method of corrosion protection) |  | Fiberglass reinforced plastic, Single Wall |  |  | Other, FLXS ISOLA | Catchment Basin, Single walled catchment basin | Automatic shutoff device At 95% full | Automatic shutoff device At 95% full |  |  | Continuous Automatic Tank Gauge | [8 empty] | UST Currently In Use: 1; UST Temp Close: 4; AST Currently In Use: 0; AST Temp Closed: 0 | 1 | 4 | 3 | 25135-073-004832 | RANZAN (JON) JIWANI
29447 | Temporary Closed | 2018-04-06 | 1980-01-01 |  | Petroleum | Premium gasoline | Premium gasoline | Retail | Single Wall, Steel | Steel | Field installed cathodic protection, Interior lined (not allowed as a standalone method of corrosion protection) |  | Fiberglass reinforced plastic, Single Wall |  |  | Other, FLXS ISOLA | Catchment Basin, Single walled catchment basin | Automatic shutoff device At 95% full, Flow Rest 90% Full | Flow Rest 90% Full | [11 empty] | UST Currently In Use: 1; UST Temp Close: 4; AST Currently In Use: 0; AST Temp Closed: 0 | 1 | 4 | 3 | 25135-073-004832 | RANZAN (JON) JIWANI
29448 | Permanently Closed | 1987-10-01 | 1964-01-01 | 1987-10-01 | Petroleum | Unleaded gasoline | Unleaded gasoline |  | Steel | Steel |  | Painted or None | Steel |  | 1901-01-01 | [15 empty] | UST Currently In Use: 1; UST Temp Close: 4; AST Currently In Use: 0; AST Temp Closed: 0 | 1 | 4 | 3 | 25135-073-004832 | RANZAN (JON) JIWANI
29449 | Permanently Closed | 1987-10-01 | 1964-01-01 | 1987-10-01 | Petroleum | Unleaded gasoline | Unleaded gasoline |  | Steel | Steel |  | Painted or None | Steel |  | 1901-01-01 | [15 empty] | UST Currently In Use: 1; UST Temp Close: 4; AST Currently In Use: 0; AST Temp Closed: 0 | 1 | 4 | 3 | 25135-073-004832 | RANZAN (JON) JIWANI
29450 | Permanently Closed | 1901-01-01 | 1964-01-01 |  | Petroleum | Kerosene | Kerosene |  | Steel | Steel |  | Painted or None | Steel |  | 1901-01-01 | [15 empty] | UST Currently In Use: 1; UST Temp Close: 4; AST Currently In Use: 0; AST Temp Closed: 0 | 1 | 4 | 3 | 25135-073-004832 | RANZAN (JON) JIWANI
29451 | Temporary Closed | 2015-12-01 | 1987-10-01 |  | Petroleum | Premium gasoline | Premium gasoline | Retail | Single Wall, Steel | Steel | Coated & cathodic protection (sti-P3), Field installed cathodic protection |  | Fiberglass reinforced plastic, Single Wall |  |  | Other, FLXS ISOLA | Catchment Basin, Single walled catchment basin | Automatic shutoff device At 95% full, Flow Rest 90% Full | Flow Rest 90% Full | [11 empty] | UST Currently In Use: 1; UST Temp Close: 4; AST Currently In Use: 0; AST Temp Closed: 0 | 1 | 4 | 3 | 25135-073-004832 | RANZAN (JON) JIWANI
29452 | Temporary Closed | 2021-04-07 | 1987-10-01 |  | Petroleum | Unleaded gasoline | Unleaded gasoline | Retail | Single Wall, Steel | Steel | Coated & cathodic protection (sti-P3), Field installed cathodic protection |  | Fiberglass reinforced plastic, Single Wall |  |  |  | Catchment Basin, Single walled catchment basin | Automatic shutoff device At 95% full | Automatic shutoff device At 95% full |  |  | Continuous Automatic Tank Gauge | [8 empty] | UST Currently In Use: 1; UST Temp Close: 4; AST Currently In Use: 0; AST Temp Closed: 0 | 1 | 4 | 3 | 25135-073-004832 | RANZAN (JON) JIWANI
29453 | Currently in Use |  | 1987-10-01 |  | Petroleum | Kerosene | Kerosene | Retail | Single Wall, Steel | Steel | Field installed cathodic protection |  | Single Wall, Steel |  |  | Field installed cathodic protection | Catchment Basin, Single walled catchment basin | Automatic shutoff device At 95% full, Flow Rest 90% Full | Flow Rest 90% Full | [11 empty] | UST Currently In Use: 1; UST Temp Close: 4; AST Currently In Use: 0; AST Temp Closed: 0 | 1 | 4 | 3 | 25135-073-004832 | RANZAN (JON) JIWANI
29454 | Permanently Closed | 2006-10-10 | 1972-01-01 | 2006-10-10 | Petroleum | Premium gasoline | Premium gasoline | Retail | Steel | Steel | Field installed cathodic protection |  | Fiberglass reinforced plastic |  |  |  | Catchment Basin, Single walled catchment basin | Automatic shutoff device At 95% full | Automatic shutoff device At 95% full |  |  | Statistical Inventory Reconciliation (SIR) | [5 empty] | Annual line testing, Statistical inventory reconciliation (SIR) | Statistical inventory reconciliation (SIR) |  | UST Currently In Use: 0; UST Temp Close: 3; AST Currently In Use: 0; AST Temp Closed: 0 | 0 | 3 | 1 | 23639-073-004834 | A P SINGH AND ANWAR ALI
29455 | Temporary Closed | 2014-06-11 | 1979-01-01 |  | Petroleum | Kerosene | Kerosene | Retail | Single Wall, Steel | Steel | Field installed cathodic protection |  | Single Wall, Steel |  |  | Field installed cathodic protection | Catchment Basin, Single walled catchment basin | Automatic shutoff device At 95% full | Automatic shutoff device At 95% full |  |  | Statistical Inventory Reconciliation (SIR) | [8 empty] | UST Currently In Use: 0; UST Temp Close: 3; AST Currently In Use: 0; AST Temp Closed: 0 | 0 | 3 | 1 | 23639-073-004834 | A P SINGH AND ANWAR ALI
29456 | Temporary Closed | 2014-06-11 | 1972-01-01 |  | Petroleum | Unleaded gasoline | Unleaded gasoline | Retail | Single Wall, Steel | Steel | Field installed cathodic protection |  | Double Wall, Fiberglass reinforced plastic |  |  |  | Catchment Basin, Single walled catchment basin | Flow Rest 90% Full | Flow Rest 90% Full |  |  | Statistical Inventory Reconciliation (SIR) |  | Automatic flow restrictor (MLLD) | Automatic flow restrictor (MLLD) |  |  | Annual line testing, Statistical inventory reconciliation (SIR) | Statistical inventory reconciliation (SIR) |  | UST Currently In Use: 0; UST Temp Close: 3; AST Currently In Use: 0; AST Temp Closed: 0 | 0 | 3 | 1 | 23639-073-004834 | A P SINGH AND ANWAR ALI
29457 | Temporary Closed | 2019-01-04 | 1982-01-01 |  | Petroleum | On road diesel | On road diesel | Retail | Single Wall, Steel | Steel | Field installed cathodic protection, Interior lined (not allowed as a standalone method of corrosion protection) |  | Fiberglass reinforced plastic, Single Wall |  |  |  | Catchment Basin, Single walled catchment basin | Flow Rest 90% Full | Flow Rest 90% Full |  |  | Automatic Tank Gauge |  | Automatic flow restrictor (MLLD) | Automatic flow restrictor (MLLD) |  |  | Annual line testing | Annual line testing |  | UST Currently In Use: 0; UST Temp Close: 4; AST Currently In Use: 0; AST Temp Closed: 0 | 0 | 4 | 0 | 21838-073-004836 | IA CORPORATION
29458 | Temporary Closed | 2019-01-04 | 1982-01-01 |  | Petroleum | Kerosene | Kerosene | Retail | Single Wall, Steel | Steel | Field installed cathodic protection, Interior lined (not allowed as a standalone method of corrosion protection) |  | Fiberglass reinforced plastic, Single Wall |  |  |  | Catchment Basin, Single walled catchment basin | Flow Rest 90% Full | Flow Rest 90% Full |  |  | Automatic Tank Gauge | [8 empty] | UST Currently In Use: 0; UST Temp Close: 4; AST Currently In Use: 0; AST Temp Closed: 0 | 0 | 4 | 0 | 21838-073-004836 | IA CORPORATION
29459 | Temporary Closed | 2019-01-04 | 1984-12-01 |  | Petroleum | Unleaded gasoline | Unleaded gasoline | Retail | Single Wall, Steel, 8K/8K | Steel | Coated & cathodic protection (sti-P3), Field installed cathodic protection |  | Fiberglass reinforced plastic, Single Wall |  |  |  | Catchment Basin, Single walled catchment basin | Flow Rest 90% Full | Flow Rest 90% Full |  |  | Automatic Tank Gauge |  | Automatic flow restrictor (MLLD) | Automatic flow restrictor (MLLD) |  |  | Annual line testing | Annual line testing |  | UST Currently In Use: 0; UST Temp Close: 4; AST Currently In Use: 0; AST Temp Closed: 0 | 0 | 4 | 0 | 21838-073-004836 | IA CORPORATION
29461 | Temporary Closed | 2015-06-01 | 1984-12-01 |  | Petroleum | Premium gasoline | Premium gasoline | Retail | Single Wall, Steel | Steel | Coated & cathodic protection (sti-P3), Field installed cathodic protection |  | Fiberglass reinforced plastic, Single Wall |  |  |  | Catchment Basin, Single walled catchment basin | Flow Rest 90% Full | Flow Rest 90% Full |  |  | Automatic Tank Gauge |  | Automatic flow restrictor (MLLD) | Automatic flow restrictor (MLLD) |  |  | Annual line testing | Annual line testing |  | UST Currently In Use: 0; UST Temp Close: 4; AST Currently In Use: 0; AST Temp Closed: 0 | 0 | 4 | 0 | 21838-073-004836 | IA CORPORATION
29462 | Currently in Use |  | 1966-12-01 |  | Petroleum | Premium gasoline | Premium gasoline | Retail | Single Wall, Steel | Steel | Field installed cathodic protection, Interior lined (not allowed as a standalone method of corrosion protection) |  | Double Wall, Flexible, TOTAL CONT | SA&TCI |  |  | Catchment Basin, Single walled catchment basin | Automatic shutoff device At 95% full | Automatic shutoff device At 95% full |  |  | Statistical Inventory Reconciliation (SIR) |  | Automatic flow restrictor (MLLD) | Automatic flow restrictor (MLLD) |  |  | Statistical inventory reconciliation (SIR) | Statistical inventory reconciliation (SIR) |  | UST Currently In Use: 3; UST Temp Close: 0; AST Currently In Use: 0; AST Temp Closed: 0 | 3 | 0 | 0 | 11576-073-004837 | DUTCH OIL COMPANY
29463 | Currently in Use |  | 1966-12-01 |  | Petroleum | Unleaded gasoline | Unleaded gasoline | Retail | Single Wall, Steel | Steel | Field installed cathodic protection, Interior lined (not allowed as a standalone method of corrosion protection) |  | Double Wall, Flexible, TOTAL CONT | SA&TCI |  |  | Catchment Basin, Single walled catchment basin | Automatic shutoff device At 95% full | Automatic shutoff device At 95% full |  |  | Statistical Inventory Reconciliation (SIR) |  | Automatic flow restrictor (MLLD) | Automatic flow restrictor (MLLD) |  |  | Statistical inventory reconciliation (SIR) | Statistical inventory reconciliation (SIR) |  | UST Currently In Use: 3; UST Temp Close: 0; AST Currently In Use: 0; AST Temp Closed: 0 | 3 | 0 | 0 | 11576-073-004837 | DUTCH OIL COMPANY
29464 | Currently in Use |  | 1976-12-01 |  | Petroleum | On road diesel | On road diesel | Retail | Single Wall, Steel | Steel | Field installed cathodic protection, Interior lined (not allowed as a standalone method of corrosion protection) |  | Double Wall, Flexible, TOTAL CONT | SA&TCI |  |  | Catchment Basin, Single walled catchment basin | Automatic shutoff device At 95% full | Automatic shutoff device At 95% full |  |  | Statistical Inventory Reconciliation (SIR) |  | Automatic flow restrictor (MLLD) | Automatic flow restrictor (MLLD) |  |  | Statistical inventory reconciliation (SIR) | Statistical inventory reconciliation (SIR) |  | UST Currently In Use: 3; UST Temp Close: 0; AST Currently In Use: 0; AST Temp Closed: 0 | 3 | 0 | 0 | 11576-073-004837 | DUTCH OIL COMPANY
29465 | Permanently Closed | 1987-06-01 | 1974-01-01 | 1987-06-01 | Petroleum | Unleaded gasoline | Unleaded gasoline | Retail | Steel | Steel | Field installed cathodic protection |  | Steel |  | 1901-01-01 | [6 empty] | Statistical Inventory Reconciliation (SIR) | [8 empty] | UST Currently In Use: 0; UST Temp Close: 4; AST Currently In Use: 0; AST Temp Closed: 0 | 0 | 4 | 4 | 23981-073-004838 | FORESITE PARTNERS LLC
29466 | Permanently Closed | 1987-06-01 | 1964-01-01 | 1987-06-01 | Petroleum | Unleaded gasoline | Unleaded gasoline | Retail | Steel | Steel | Field installed cathodic protection |  | Steel |  | 1901-01-01 | [6 empty] | Statistical Inventory Reconciliation (SIR) | [8 empty] | UST Currently In Use: 0; UST Temp Close: 4; AST Currently In Use: 0; AST Temp Closed: 0 | 0 | 4 | 4 | 23981-073-004838 | FORESITE PARTNERS LLC
29467 | Permanently Closed | 1987-06-01 | 1964-01-01 | 1987-06-01 | Petroleum | Unleaded gasoline | Unleaded gasoline | Retail | Steel | Steel | Field installed cathodic protection |  | Steel |  | 1901-01-01 | [6 empty] | Statistical Inventory Reconciliation (SIR) | [8 empty] | UST Currently In Use: 0; UST Temp Close: 4; AST Currently In Use: 0; AST Temp Closed: 0 | 0 | 4 | 4 | 23981-073-004838 | FORESITE PARTNERS LLC
29468 | Permanently Closed | 1987-06-01 | 1983-01-01 | 1987-06-01 | Petroleum | On road diesel | On road diesel | Retail | Fiberglass reinforced plastic | Fiberglass reinforced plastic |  |  | Fiberglass reinforced plastic |  | 1901-01-01 | [6 empty] | Statistical Inventory Reconciliation (SIR) | [8 empty] | UST Currently In Use: 0; UST Temp Close: 4; AST Currently In Use: 0; AST Temp Closed: 0 | 0 | 4 | 4 | 23981-073-004838 | FORESITE PARTNERS LLC
29469 | Permanently Closed | 1990-12-19 | 1978-01-01 | 1990-12-19 | Petroleum | On road diesel | On road diesel |  | Steel | Steel |  | Painted or None | Steel |  | 1901-01-01 | [15 empty] | UST Currently In Use: 0; UST Temp Close: 0; AST Currently In Use: 0; AST Temp Closed: 0 | 0 | 0 | 3 | 14547-073-004839 | THE SPENCER COMPANIES INC
29470 | Permanently Closed | 1990-12-19 | 1964-01-01 | 1990-12-19 | Petroleum | Unleaded gasoline | Unleaded gasoline |  | Steel | Steel |  | Painted or None | Steel |  | 1901-01-01 | [15 empty] | UST Currently In Use: 0; UST Temp Close: 0; AST Currently In Use: 0; AST Temp Closed: 0 | 0 | 0 | 3 | 14547-073-004839 | THE SPENCER COMPANIES INC
29471 | Permanently Closed | 1990-12-19 | 1964-01-01 | 1990-12-19 | Petroleum | Unleaded gasoline | Unleaded gasoline |  | Steel | Steel |  | Painted or None | Steel |  | 1901-01-01 | [15 empty] | UST Currently In Use: 0; UST Temp Close: 0; AST Currently In Use: 0; AST Temp Closed: 0 | 0 | 0 | 3 | 14547-073-004839 | THE SPENCER COMPANIES INC
29472 | Currently in Use |  | 1971-10-01 |  | Petroleum | Premium gasoline | Premium gasoline | Retail | Single Wall, Steel | Steel | Field installed cathodic protection, Interior lined (not allowed as a standalone method of corrosion protection) |  | Double Wall, Fiberglass reinforced plastic, 2-PIECES |  | 1901-01-01 |  | Catchment Basin, Single walled catchment basin | Automatic shutoff device At 95% full | Automatic shutoff device At 95% full |  |  | Automatic Tank Gauge |  | Automatic flow restrictor (MLLD), Containment Sump | Containment Sump |  |  | Annual line testing | Annual line testing |  | UST Currently In Use: 3; UST Temp Close: 0; AST Currently In Use: 0; AST Temp Closed: 0 | 3 | 0 | 1 | 24462-073-004840 | RANEEL LLC
29473 | Currently in Use |  | 1971-10-01 |  | Petroleum | Unleaded gasoline | Unleaded gasoline | Retail | Single Wall, Steel | Steel | Field installed cathodic protection, Interior lined (not allowed as a standalone method of corrosion protection) |  | Double Wall, Fiberglass reinforced plastic, 2-PIECES |  | 1901-01-01 |  | Catchment Basin, Single walled catchment basin | Automatic shutoff device At 95% full | Automatic shutoff device At 95% full |  |  | Automatic Tank Gauge |  | Automatic flow restrictor (MLLD), Containment Sump | Containment Sump |  |  | Annual line testing | Annual line testing |  | UST Currently In Use: 3; UST Temp Close: 0; AST Currently In Use: 0; AST Temp Closed: 0 | 3 | 0 | 1 | 24462-073-004840 | RANEEL LLC
29474 | Currently in Use |  | 1971-10-01 |  | Petroleum | Unleaded gasoline | Unleaded gasoline | Retail | Single Wall, Steel | Steel | Field installed cathodic protection, Interior lined (not allowed as a standalone method of corrosion protection) |  | Double Wall, Fiberglass reinforced plastic, 2-PIECES |  | 1901-01-01 |  | Catchment Basin, Single walled catchment basin | Automatic shutoff device At 95% full | Automatic shutoff device At 95% full |  |  | Automatic Tank Gauge |  | Automatic flow restrictor (MLLD), Containment Sump | Containment Sump |  |  | Annual line testing | Annual line testing |  | UST Currently In Use: 3; UST Temp Close: 0; AST Currently In Use: 0; AST Temp Closed: 0 | 3 | 0 | 1 | 24462-073-004840 | RANEEL LLC
29475 | Permanently Closed | 1993-01-01 | 1971-10-01 | 1993-01-01 | Petroleum | Used oil | Used oil |  | Steel | Steel |  | Painted or None | Steel |  | 1901-01-01 | None | [14 empty] | UST Currently In Use: 3; UST Temp Close: 0; AST Currently In Use: 0; AST Temp Closed: 0 | 3 | 0 | 1 | 24462-073-004840 | RANEEL LLC
29476 | Currently in Use |  | 1982-12-01 |  | Petroleum | Unleaded gasoline | Unleaded gasoline | Retail | Single Wall, Steel | Steel | Field installed cathodic protection |  | Single Wall, Steel |  |  | Field installed cathodic protection | Catchment Basin, Single walled catchment basin | Automatic shutoff device At 95% full | Automatic shutoff device At 95% full |  |  | Continuous Automatic Tank Gauge |  | Automatic flow restrictor (MLLD) | Automatic flow restrictor (MLLD) |  |  | Annual line testing | Annual line testing |  | UST Currently In Use: 5; UST Temp Close: 0; AST Currently In Use: 0; AST Temp Closed: 0 | 5 | 0 | 0 | 11576-073-004841 | DUTCH OIL COMPANY
29477 | Currently in Use |  | 1982-12-01 |  | Petroleum | On road diesel | On road diesel | Retail | Single Wall, Steel | Steel | Field installed cathodic protection |  | Single Wall, Steel |  |  | Field installed cathodic protection | Catchment Basin, Single walled catchment basin | Automatic shutoff device At 95% full | Automatic shutoff device At 95% full |  |  | Continuous Automatic Tank Gauge |  | Automatic flow restrictor (MLLD) | Automatic flow restrictor (MLLD) |  |  | Annual line testing | Annual line testing |  | UST Currently In Use: 5; UST Temp Close: 0; AST Currently In Use: 0; AST Temp Closed: 0 | 5 | 0 | 0 | 11576-073-004841 | DUTCH OIL COMPANY
29478 | Currently in Use |  | 1982-12-01 |  | Petroleum | Unleaded gasoline | Unleaded gasoline | Retail | Single Wall, Steel | Steel | Field installed cathodic protection |  | Single Wall, Steel |  |  | Field installed cathodic protection | Catchment Basin, Single walled catchment basin | Automatic shutoff device At 95% full | Automatic shutoff device At 95% full |  |  | Continuous Automatic Tank Gauge |  | Automatic flow restrictor (MLLD) | Automatic flow restrictor (MLLD) |  |  | Annual line testing | Annual line testing |  | UST Currently In Use: 5; UST Temp Close: 0; AST Currently In Use: 0; AST Temp Closed: 0 | 5 | 0 | 0 | 11576-073-004841 | DUTCH OIL COMPANY
29479 | Currently in Use |  | 1982-12-01 |  | Petroleum | Premium gasoline | Premium gasoline | Retail | Single Wall, Steel | Steel | Field installed cathodic protection |  | Single Wall, Steel |  |  | Field installed cathodic protection | Catchment Basin, Single walled catchment basin | Automatic shutoff device At 95% full | Automatic shutoff device At 95% full |  |  | Continuous Automatic Tank Gauge |  | Automatic flow restrictor (MLLD) | Automatic flow restrictor (MLLD) |  |  | Annual line testing | Annual line testing |  | UST Currently In Use: 5; UST Temp Close: 0; AST Currently In Use: 0; AST Temp Closed: 0 | 5 | 0 | 0 | 11576-073-004841 | DUTCH OIL COMPANY
29480 | Currently in Use |  | 1982-12-01 |  | Petroleum | Kerosene | Kerosene | Retail | Single Wall, Steel | Steel | Field installed cathodic protection |  | Single Wall, Steel |  |  | Field installed cathodic protection | Catchment Basin, Single walled catchment basin | Automatic shutoff device At 95% full | Automatic shutoff device At 95% full |  |  | Continuous Automatic Tank Gauge | [8 empty] | UST Currently In Use: 5; UST Temp Close: 0; AST Currently In Use: 0; AST Temp Closed: 0 | 5 | 0 | 0 | 11576-073-004841 | DUTCH OIL COMPANY
29481 | Permanently Closed | 1901-01-01 | 1964-01-01 | 2011-11-11 | Petroleum | Unleaded gasoline | Unleaded gasoline | Retail | Steel | Steel |  | Painted or None | Steel |  | 1901-01-01 | [6 empty] | Statistical Inventory Reconciliation (SIR) | [8 empty] | UST Currently In Use: 0; UST Temp Close: 0; AST Currently In Use: 0; AST Temp Closed: 0 | 0 | 0 | 12 | 14547-073-005409 | THE SPENCER COMPANIES INC
29482 | Permanently Closed | 1901-01-01 | 1964-01-01 | 2011-11-11 | Petroleum | Unleaded gasoline | Unleaded gasoline |  | Steel | Steel |  | Painted or None | Steel |  | 1901-01-01 | [15 empty] | UST Currently In Use: 0; UST Temp Close: 0; AST Currently In Use: 0; AST Temp Closed: 0 | 0 | 0 | 12 | 14547-073-005409 | THE SPENCER COMPANIES INC
29483 | Permanently Closed | 1901-01-01 | 1964-01-01 | 2011-11-11 | Petroleum | Unleaded gasoline | Unleaded gasoline |  | Steel | Steel |  | Painted or None | Steel |  | 1901-01-01 | [15 empty] | UST Currently In Use: 0; UST Temp Close: 0; AST Currently In Use: 0; AST Temp Closed: 0 | 0 | 0 | 12 | 14547-073-005409 | THE SPENCER COMPANIES INC
29484 | Permanently Closed | 1901-01-01 | 1964-01-01 | 2011-11-11 | Petroleum | Unleaded gasoline | Unleaded gasoline |  | Steel | Steel |  | Painted or None | Steel |  | 1901-01-01 | [15 empty] | UST Currently In Use: 0; UST Temp Close: 0; AST Currently In Use: 0; AST Temp Closed: 0 | 0 | 0 | 12 | 14547-073-005409 | THE SPENCER COMPANIES INC
29485 | Permanently Closed | 1901-01-01 | 1971-01-01 | 2011-11-11 | Petroleum | Kerosene | Kerosene |  | Steel | Steel |  | Painted or None | Steel |  | 1901-01-01 | [15 empty] | UST Currently In Use: 0; UST Temp Close: 0; AST Currently In Use: 0; AST Temp Closed: 0 | 0 | 0 | 12 | 14547-073-005409 | THE SPENCER COMPANIES INC
29486 | Permanently Closed | 1901-01-01 | 1971-01-01 | 2011-11-11 | Petroleum | Kerosene | Kerosene |  | Steel | Steel |  | Painted or None | Steel |  | 1901-01-01 | [15 empty] | UST Currently In Use: 0; UST Temp Close: 0; AST Currently In Use: 0; AST Temp Closed: 0 | 0 | 0 | 12 | 14547-073-005409 | THE SPENCER COMPANIES INC
29487 | Permanently Closed | 1998-01-01 | 1986-01-01 | 1998-02-23 | Petroleum | Unleaded gasoline | Unleaded gasoline | Retail | Steel | Steel | Coated & cathodic protection (sti-P3) |  | Fiberglass reinforced plastic |  | 1901-01-01 | None | [5 empty] | Statistical Inventory Reconciliation (SIR) | [5 empty] | Annual line testing, Statistical inventory reconciliation (SIR) | Statistical inventory reconciliation (SIR) |  | UST Currently In Use: 0; UST Temp Close: 0; AST Currently In Use: 0; AST Temp Closed: 0 | 0 | 0 | 12 | 14547-073-005409 | THE SPENCER COMPANIES INC
29488 | Permanently Closed | 1998-01-01 | 1986-01-01 | 1998-02-23 | Petroleum | Unleaded gasoline | Unleaded gasoline | Retail | Fiberglass coated steel | Fiberglass coated steel |  |  | Fiberglass reinforced plastic |  | 1901-01-01 | None | [5 empty] | Statistical Inventory Reconciliation (SIR) | [5 empty] | Annual line testing, Statistical inventory reconciliation (SIR) | Statistical inventory reconciliation (SIR) |  | UST Currently In Use: 0; UST Temp Close: 0; AST Currently In Use: 0; AST Temp Closed: 0 | 0 | 0 | 12 | 14547-073-005409 | THE SPENCER COMPANIES INC
29489 | Permanently Closed | 1998-01-01 | 1986-01-01 | 1998-02-23 | Petroleum | Unleaded gasoline | Unleaded gasoline | Retail | Fiberglass coated steel | Fiberglass coated steel |  |  | Fiberglass reinforced plastic |  | 1901-01-01 | None | [5 empty] | Statistical Inventory Reconciliation (SIR) | [5 empty] | Annual line testing, Statistical inventory reconciliation (SIR) | Statistical inventory reconciliation (SIR) |  | UST Currently In Use: 0; UST Temp Close: 0; AST Currently In Use: 0; AST Temp Closed: 0 | 0 | 0 | 12 | 14547-073-005409 | THE SPENCER COMPANIES INC
29490 | Permanently Closed | 1998-01-01 | 1986-01-01 | 1998-02-23 | Petroleum | Unleaded gasoline | Unleaded gasoline | Retail | Steel | Steel | Coated & cathodic protection (sti-P3) |  | Fiberglass reinforced plastic |  | 1901-01-01 | None | [5 empty] | Statistical Inventory Reconciliation (SIR) | [5 empty] | Annual line testing, Statistical inventory reconciliation (SIR) | Statistical inventory reconciliation (SIR) |  | UST Currently In Use: 0; UST Temp Close: 0; AST Currently In Use: 0; AST Temp Closed: 0 | 0 | 0 | 12 | 14547-073-005409 | THE SPENCER COMPANIES INC
29491 | Permanently Closed | 1998-01-01 | 1986-01-01 | 1998-02-23 | Petroleum | On road diesel | On road diesel | Retail | Steel | Steel | Coated & cathodic protection (sti-P3) |  | Fiberglass reinforced plastic |  | 1901-01-01 | None | [5 empty] | Statistical Inventory Reconciliation (SIR) | [5 empty] | Annual line testing, Statistical inventory reconciliation (SIR) | Statistical inventory reconciliation (SIR) |  | UST Currently In Use: 0; UST Temp Close: 0; AST Currently In Use: 0; AST Temp Closed: 0 | 0 | 0 | 12 | 14547-073-005409 | THE SPENCER COMPANIES INC
29492 | Permanently Closed | 1998-01-01 | 1986-01-01 | 1998-02-23 | Petroleum | Kerosene | Kerosene |  | Fiberglass coated steel | Fiberglass coated steel |  |  | Fiberglass reinforced plastic |  | 1901-01-01 | [6 empty] | Statistical Inventory Reconciliation (SIR) | [5 empty] | Annual line testing | Annual line testing |  | UST Currently In Use: 0; UST Temp Close: 0; AST Currently In Use: 0; AST Temp Closed: 0 | 0 | 0 | 12 | 14547-073-005409 | THE SPENCER COMPANIES INC
29493 | Permanently Closed | 1901-01-01 | 1964-01-01 | 1988-02-01 | Petroleum | Unleaded gasoline | Unleaded gasoline |  | Steel | Steel |  | Painted or None | Steel |  | 1901-01-01 | [15 empty] | UST Currently In Use: 0; UST Temp Close: 0; AST Currently In Use: 0; AST Temp Closed: 0 | 0 | 0 | 5 | 14547-073-010618 | THE SPENCER COMPANIES INC
29494 | Permanently Closed | 1901-01-01 | 1964-01-01 | 1988-02-01 | Petroleum | Unleaded gasoline | Unleaded gasoline |  | Steel | Steel |  | Painted or None | Steel |  | 1901-01-01 | [15 empty] | UST Currently In Use: 0; UST Temp Close: 0; AST Currently In Use: 0; AST Temp Closed: 0 | 0 | 0 | 5 | 14547-073-010618 | THE SPENCER COMPANIES INC
29495 | Permanently Closed | 1901-01-01 | 1964-01-01 | 1988-02-01 | Petroleum | On road diesel | On road diesel |  | Steel | Steel |  | Painted or None | Steel |  | 1901-01-01 | [15 empty] | UST Currently In Use: 0; UST Temp Close: 0; AST Currently In Use: 0; AST Temp Closed: 0 | 0 | 0 | 5 | 14547-073-010618 | THE SPENCER COMPANIES INC
29496 | Permanently Closed | 1901-01-01 | 1964-01-01 | 1988-02-01 | Petroleum | On road diesel | On road diesel |  | Steel | Steel |  | Painted or None | Steel |  | 1901-01-01 | [15 empty] | UST Currently In Use: 0; UST Temp Close: 0; AST Currently In Use: 0; AST Temp Closed: 0 | 0 | 0 | 5 | 14547-073-010618 | THE SPENCER COMPANIES INC
29497 | Permanently Closed | 1901-01-01 | 1964-01-01 | 1988-02-01 | Petroleum | Used oil | Used oil |  | Steel | Steel |  | Painted or None | Steel |  | 1901-01-01 | [15 empty] | UST Currently In Use: 0; UST Temp Close: 0; AST Currently In Use: 0; AST Temp Closed: 0 | 0 | 0 | 5 | 14547-073-010618 | THE SPENCER COMPANIES INC
29498 | Currently in Use |  | 1983-01-01 |  | Petroleum | Unleaded gasoline | Unleaded gasoline | Retail | Steel, 4K/4K | Steel | Coated & cathodic protection (sti-P3) |  | Fiberglass reinforced plastic, Steel |  |  | Galvanic Cathodic, STEEL STUB | Catchment Basin, Single walled catchment basin | Automatic shutoff device At 95% full | Automatic shutoff device At 95% full |  |  | Continuous Automatic Tank Gauge | [8 empty] | UST Currently In Use: 4; UST Temp Close: 0; AST Currently In Use: 0; AST Temp Closed: 0 | 4 | 0 | 4 | 25122-073-010619 | JEFFERSON AVENUE FOOD MART
29499 | Currently in Use |  | 1983-01-01 |  | Petroleum | Unleaded gasoline | Unleaded gasoline | Retail | Steel | Steel | Coated & cathodic protection (sti-P3) |  | Fiberglass reinforced plastic, Steel |  |  | Galvanic Cathodic, STEEL STUB | Catchment Basin, Single walled catchment basin | Automatic shutoff device At 95% full | Automatic shutoff device At 95% full |  |  | Continuous Automatic Tank Gauge | [8 empty] | UST Currently In Use: 4; UST Temp Close: 0; AST Currently In Use: 0; AST Temp Closed: 0 | 4 | 0 | 4 | 25122-073-010619 | JEFFERSON AVENUE FOOD MART
29500 | Currently in Use |  | 1983-01-01 |  | Petroleum | Premium gasoline | Premium gasoline | Retail | Steel | Steel | Coated & cathodic protection (sti-P3) |  | Fiberglass reinforced plastic, Steel |  |  | Galvanic Cathodic, STEEL STUB | Catchment Basin, Single walled catchment basin | Automatic shutoff device At 95% full | Automatic shutoff device At 95% full |  |  | Continuous Automatic Tank Gauge | [8 empty] | UST Currently In Use: 4; UST Temp Close: 0; AST Currently In Use: 0; AST Temp Closed: 0 | 4 | 0 | 4 | 25122-073-010619 | JEFFERSON AVENUE FOOD MART
29502 | Currently in Use |  | 1983-01-01 |  | Petroleum | Kerosene | Kerosene | Retail | Steel | Steel | Coated & cathodic protection (sti-P3) |  | Fiberglass reinforced plastic, Steel |  |  | Galvanic Cathodic, STEEL STUB | Catchment Basin, Single walled catchment basin | Automatic shutoff device At 95% full | Automatic shutoff device At 95% full |  |  | Continuous Automatic Tank Gauge | [8 empty] | UST Currently In Use: 4; UST Temp Close: 0; AST Currently In Use: 0; AST Temp Closed: 0 | 4 | 0 | 4 | 25122-073-010619 | JEFFERSON AVENUE FOOD MART
29503 | Permanently Closed | 1986-03-01 | 1901-01-01 |  | Petroleum | Other, OTHER | Other |  | Steel | Steel |  | Painted or None | Steel |  | 1901-01-01 | [15 empty] | UST Currently In Use: 4; UST Temp Close: 0; AST Currently In Use: 0; AST Temp Closed: 0 | 4 | 0 | 4 | 25122-073-010619 | JEFFERSON AVENUE FOOD MART
29504 | Permanently Closed | 1986-03-01 | 1901-01-01 |  | Petroleum | Other, OTHER | Other |  | Steel | Steel |  | Painted or None | Steel |  | 1901-01-01 | [15 empty] | UST Currently In Use: 4; UST Temp Close: 0; AST Currently In Use: 0; AST Temp Closed: 0 | 4 | 0 | 4 | 25122-073-010619 | JEFFERSON AVENUE FOOD MART
29505 | Permanently Closed | 1986-03-01 | 1901-01-01 |  | Petroleum | Other, OTHER | Other |  | Steel | Steel |  | Painted or None | Steel |  | 1901-01-01 | [15 empty] | UST Currently In Use: 4; UST Temp Close: 0; AST Currently In Use: 0; AST Temp Closed: 0 | 4 | 0 | 4 | 25122-073-010619 | JEFFERSON AVENUE FOOD MART
29506 | Permanently Closed | 1986-03-01 | 1901-01-01 |  | Petroleum | Other, OTHER | Other |  | Steel | Steel |  | Painted or None | Steel |  | 1901-01-01 | [15 empty] | UST Currently In Use: 4; UST Temp Close: 0; AST Currently In Use: 0; AST Temp Closed: 0 | 4 | 0 | 4 | 25122-073-010619 | JEFFERSON AVENUE FOOD MART
29507 | Permanently Closed | 2004-05-15 | 1986-01-01 | 2005-01-18 | Petroleum | Unleaded gasoline | Unleaded gasoline | Retail | Steel | Steel | Coated & cathodic protection (sti-P3) |  | Fiberglass reinforced plastic |  | 1901-01-01 | None | Catchment Basin, Single walled catchment basin | Automatic shutoff device At 95% full | Automatic shutoff device At 95% full |  |  | Statistical Inventory Reconciliation (SIR) | [8 empty] | UST Currently In Use: 0; UST Temp Close: 0; AST Currently In Use: 0; AST Temp Closed: 0 | 0 | 0 | 4 | 14547-073-010625 | THE SPENCER COMPANIES INC
29508 | Permanently Closed | 2004-05-15 | 1986-01-01 | 2005-01-18 | Petroleum | Mid-grade gasoline | Mid-grade gasoline | Retail | Steel | Steel | Coated & cathodic protection (sti-P3) |  | Fiberglass reinforced plastic |  | 1901-01-01 | None | Catchment Basin, Single walled catchment basin | Automatic shutoff device At 95% full | Automatic shutoff device At 95% full |  |  | Statistical Inventory Reconciliation (SIR) | [8 empty] | UST Currently In Use: 0; UST Temp Close: 0; AST Currently In Use: 0; AST Temp Closed: 0 | 0 | 0 | 4 | 14547-073-010625 | THE SPENCER COMPANIES INC
29509 | Permanently Closed | 2004-05-15 | 1986-01-01 | 2005-01-18 | Petroleum | Premium gasoline | Premium gasoline | Retail | Steel | Steel | Coated & cathodic protection (sti-P3) |  | Fiberglass reinforced plastic |  | 1901-01-01 | None | Catchment Basin, Single walled catchment basin | Automatic shutoff device At 95% full | Automatic shutoff device At 95% full |  |  | Statistical Inventory Reconciliation (SIR) | [8 empty] | UST Currently In Use: 0; UST Temp Close: 0; AST Currently In Use: 0; AST Temp Closed: 0 | 0 | 0 | 4 | 14547-073-010625 | THE SPENCER COMPANIES INC
29510 | Permanently Closed | 2004-05-15 | 1986-01-01 | 2005-01-18 | Petroleum | On road diesel | On road diesel | Retail | Steel | Steel | Coated & cathodic protection (sti-P3) |  | Fiberglass reinforced plastic |  | 1901-01-01 | None | Catchment Basin, Single walled catchment basin | Automatic shutoff device At 95% full | Automatic shutoff device At 95% full |  |  | Statistical Inventory Reconciliation (SIR) | [8 empty] | UST Currently In Use: 0; UST Temp Close: 0; AST Currently In Use: 0; AST Temp Closed: 0 | 0 | 0 | 4 | 14547-073-010625 | THE SPENCER COMPANIES INC
29511 | Permanently Closed | 1968-06-01 | 1964-01-01 |  | Petroleum | Other, OTHER | Other |  | Steel | Steel |  | Painted or None | Steel |  | 1901-01-01 | [15 empty] | UST Currently In Use: 0; UST Temp Close: 0; AST Currently In Use: 0; AST Temp Closed: 0 | 0 | 0 | 3 | 14547-073-010626 | THE SPENCER COMPANIES INC
29512 | Permanently Closed | 1968-06-01 | 1964-01-01 |  | Petroleum | Other, OTHER | Other |  | Steel | Steel |  | Painted or None | Steel |  | 1901-01-01 | [15 empty] | UST Currently In Use: 0; UST Temp Close: 0; AST Currently In Use: 0; AST Temp Closed: 0 | 0 | 0 | 3 | 14547-073-010626 | THE SPENCER COMPANIES INC
29513 | Permanently Closed | 1968-06-01 | 1964-01-01 |  | Petroleum | Other, OTHER | Other |  | Steel | Steel |  | Painted or None | Steel |  | 1901-01-01 | [15 empty] | UST Currently In Use: 0; UST Temp Close: 0; AST Currently In Use: 0; AST Temp Closed: 0 | 0 | 0 | 3 | 14547-073-010626 | THE SPENCER COMPANIES INC
29514 | Currently in Use |  | 1986-04-01 |  | Petroleum | Unleaded gasoline | Unleaded gasoline | Retail | Single Wall, Steel | Steel | Field installed cathodic protection |  | Double Wall, Flexible |  | 1997-01-01 |  | Catchment Basin, Single walled catchment basin | Flow Rest 90% Full | Flow Rest 90% Full |  |  | Continuous Automatic Tank Gauge | Single walled submersible pump containment sump | Automatic flow restrictor (MLLD), Containment Sump | Containment Sump |  |  | Annual line testing | Annual line testing |  | UST Currently In Use: 5; UST Temp Close: 0; AST Currently In Use: 0; AST Temp Closed: 0 | 5 | 0 | 0 | 15201-079-010611 | VULCAN OIL COMPANY INC.
29515 | Currently in Use |  | 1986-04-01 |  | Petroleum | Unleaded gasoline | Unleaded gasoline | Retail | Single Wall, Steel | Steel | Field installed cathodic protection |  | Double Wall, Flexible |  | 1997-01-01 |  | Catchment Basin, Single walled catchment basin | Flow Rest 90% Full | Flow Rest 90% Full |  |  | Continuous Automatic Tank Gauge | Single walled submersible pump containment sump | Automatic flow restrictor (MLLD), Containment Sump | Containment Sump |  |  | Annual line testing | Annual line testing |  | UST Currently In Use: 5; UST Temp Close: 0; AST Currently In Use: 0; AST Temp Closed: 0 | 5 | 0 | 0 | 15201-079-010611 | VULCAN OIL COMPANY INC.
29516 | Currently in Use |  | 1986-04-01 |  | Petroleum | Premium gasoline | Premium gasoline | Retail | Single Wall, Steel | Steel | Field installed cathodic protection |  | Double Wall, Flexible |  | 1997-01-01 |  | Catchment Basin, Single walled catchment basin | Flow Rest 90% Full | Flow Rest 90% Full |  |  | Continuous Automatic Tank Gauge | Single walled submersible pump containment sump | Automatic flow restrictor (MLLD), Containment Sump | Containment Sump |  |  | Annual line testing | Annual line testing |  | UST Currently In Use: 5; UST Temp Close: 0; AST Currently In Use: 0; AST Temp Closed: 0 | 5 | 0 | 0 | 15201-079-010611 | VULCAN OIL COMPANY INC.
29517 | Currently in Use |  | 1986-04-01 |  | Petroleum | On road diesel | On road diesel | Retail | Single Wall, Steel | Steel | Field installed cathodic protection |  | Flexible, Single Wall |  | 1997-01-01 |  | Catchment Basin, Single walled catchment basin | Automatic shutoff device At 95% full | Automatic shutoff device At 95% full |  |  | Continuous Automatic Tank Gauge | Direct Bury submersible pump | [7 empty] | UST Currently In Use: 5; UST Temp Close: 0; AST Currently In Use: 0; AST Temp Closed: 0 | 5 | 0 | 0 | 15201-079-010611 | VULCAN OIL COMPANY INC.
29518 | Currently in Use |  | 1986-04-01 |  | Petroleum | Kerosene | Kerosene | Retail | Single Wall, Steel | Steel | Field installed cathodic protection |  | Flexible, Single Wall |  | 1997-01-01 |  | Catchment Basin, Single walled catchment basin | Automatic shutoff device At 95% full | Automatic shutoff device At 95% full |  |  | Continuous Automatic Tank Gauge | Direct Bury submersible pump | [7 empty] | UST Currently In Use: 5; UST Temp Close: 0; AST Currently In Use: 0; AST Temp Closed: 0 | 5 | 0 | 0 | 15201-079-010611 | VULCAN OIL COMPANY INC.
29519 | Permanently Closed | 1985-03-01 | 1964-01-01 | 1987-01-01 | Petroleum | Other, OTHER | Other |  | Steel | Steel |  | Painted or None | Steel |  | 1901-01-01 | [15 empty] | UST Currently In Use: 0; UST Temp Close: 0; AST Currently In Use: 0; AST Temp Closed: 0 | 0 | 0 | 3 | 14547-079-010612 | THE SPENCER COMPANIES INC
29520 | Permanently Closed | 1985-03-01 | 1964-01-01 | 1987-01-01 | Petroleum | Other, OTHER | Other |  | Steel | Steel |  | Painted or None | Steel |  | 1901-01-01 | [15 empty] | UST Currently In Use: 0; UST Temp Close: 0; AST Currently In Use: 0; AST Temp Closed: 0 | 0 | 0 | 3 | 14547-079-010612 | THE SPENCER COMPANIES INC
29521 | Permanently Closed | 1985-03-01 | 1969-01-01 | 1987-01-01 | Petroleum | Other, OTHER | Other |  | Steel | Steel |  | Painted or None | Steel |  | 1901-01-01 | [15 empty] | UST Currently In Use: 0; UST Temp Close: 0; AST Currently In Use: 0; AST Temp Closed: 0 | 0 | 0 | 3 | 14547-079-010612 | THE SPENCER COMPANIES INC
29522 | Permanently Closed | 2009-03-01 | 1985-01-01 | 2016-05-31 | Petroleum | Unleaded gasoline | Unleaded gasoline | Retail | Steel | Steel | Coated & cathodic protection (sti-P3), Field installed cathodic protection |  | Steel |  | 1901-01-01 | Field installed cathodic protection | Catchment Basin, Single walled catchment basin | Automatic shutoff device At 95% full | Automatic shutoff device At 95% full |  |  | Statistical Inventory Reconciliation (SIR) | [8 empty] | UST Currently In Use: 0; UST Temp Close: 0; AST Currently In Use: 0; AST Temp Closed: 0 | 0 | 0 | 4 | 23956-079-012650 | LARRY CARR
29523 | Permanently Closed | 2009-03-01 | 1985-01-01 | 2016-05-31 | Petroleum | Mid-grade gasoline | Mid-grade gasoline | Retail | Steel | Steel | Coated & cathodic protection (sti-P3), Field installed cathodic protection |  | Steel |  | 1901-01-01 | Field installed cathodic protection | Catchment Basin, Single walled catchment basin | Automatic shutoff device At 95% full | Automatic shutoff device At 95% full |  |  | Statistical Inventory Reconciliation (SIR) | [8 empty] | UST Currently In Use: 0; UST Temp Close: 0; AST Currently In Use: 0; AST Temp Closed: 0 | 0 | 0 | 4 | 23956-079-012650 | LARRY CARR
29524 | Permanently Closed | 2009-03-01 | 1985-01-01 | 2016-05-31 | Petroleum | Premium gasoline | Premium gasoline | Retail | Steel | Steel | Coated & cathodic protection (sti-P3), Field installed cathodic protection |  | Steel |  | 1901-01-01 | Field installed cathodic protection | Catchment Basin, Single walled catchment basin | Automatic shutoff device At 95% full | Automatic shutoff device At 95% full |  |  | Statistical Inventory Reconciliation (SIR) | [8 empty] | UST Currently In Use: 0; UST Temp Close: 0; AST Currently In Use: 0; AST Temp Closed: 0 | 0 | 0 | 4 | 23956-079-012650 | LARRY CARR
29525 | Permanently Closed | 2009-03-01 | 1985-01-01 | 2016-05-31 | Petroleum | On road diesel | On road diesel | Retail | Steel | Steel | Coated & cathodic protection (sti-P3), Field installed cathodic protection |  | Steel |  | 1901-01-01 | Field installed cathodic protection | Catchment Basin, Single walled catchment basin | Automatic shutoff device At 95% full | Automatic shutoff device At 95% full | [11 empty] | UST Currently In Use: 0; UST Temp Close: 0; AST Currently In Use: 0; AST Temp Closed: 0 | 0 | 0 | 4 | 23956-079-012650 | LARRY CARR
29526 | Permanently Closed | 1998-12-21 | 1985-01-01 | 2000-03-23 | Petroleum | Unleaded gasoline | Unleaded gasoline |  | Steel | Steel | Coated & cathodic protection (sti-P3) |  | Steel |  | 1901-01-01 | [15 empty] | UST Currently In Use: 0; UST Temp Close: 0; AST Currently In Use: 0; AST Temp Closed: 0 | 0 | 0 | 4 | 17308-079-012717 | HODGES TIRE AND SERVICE CENTER
29527 | Permanently Closed | 1998-12-21 | 1985-01-01 | 2000-03-23 | Petroleum | Unleaded gasoline | Unleaded gasoline |  | Steel | Steel | Coated & cathodic protection (sti-P3) |  | Steel |  | 1901-01-01 | [15 empty] | UST Currently In Use: 0; UST Temp Close: 0; AST Currently In Use: 0; AST Temp Closed: 0 | 0 | 0 | 4 | 17308-079-012717 | HODGES TIRE AND SERVICE CENTER
29528 | Permanently Closed | 1998-12-21 | 1985-01-01 | 2000-03-23 | Petroleum | Unleaded gasoline | Unleaded gasoline |  | Steel | Steel | Coated & cathodic protection (sti-P3) |  | Steel |  | 1901-01-01 | [15 empty] | UST Currently In Use: 0; UST Temp Close: 0; AST Currently In Use: 0; AST Temp Closed: 0 | 0 | 0 | 4 | 17308-079-012717 | HODGES TIRE AND SERVICE CENTER
29529 | Permanently Closed | 1998-12-21 | 1985-01-01 | 2000-03-23 | Petroleum | On road diesel | On road diesel |  | Steel | Steel | Coated & cathodic protection (sti-P3) |  | Steel |  | 1901-01-01 | [15 empty] | UST Currently In Use: 0; UST Temp Close: 0; AST Currently In Use: 0; AST Temp Closed: 0 | 0 | 0 | 4 | 17308-079-012717 | HODGES TIRE AND SERVICE CENTER
29530 | Permanently Closed | 2015-09-02 | 1990-01-01 | 2020-09-17 | Petroleum | Premium gasoline | Premium gasoline | Retail | Single Wall, Steel | Steel | Coated & cathodic protection (sti-P3) |  | Double Wall, Fiberglass reinforced plastic |  |  |  | Catchment Basin, Single walled catchment basin | Flow Rest 90% Full | Flow Rest 90% Full |  |  | Continuous Automatic Tank Gauge |  | Automatic flow restrictor (MLLD), Containment Sump | Containment Sump |  |  | Annual line testing | Annual line testing |  | UST Currently In Use: 0; UST Temp Close: 0; AST Currently In Use: 0; AST Temp Closed: 0 | 0 | 0 | 5 | 15201-079-014860 | VULCAN OIL COMPANY INC.
29531 | Permanently Closed | 2015-09-02 | 1990-01-01 | 2020-09-17 | Petroleum | Mid-grade gasoline | Mid-grade gasoline | Retail | Single Wall, Steel | Steel | Coated & cathodic protection (sti-P3) |  | Double Wall, Fiberglass reinforced plastic |  |  |  | Catchment Basin, Single walled catchment basin | Flow Rest 90% Full | Flow Rest 90% Full |  |  | Continuous Automatic Tank Gauge |  | Automatic flow restrictor (MLLD), Containment Sump | Containment Sump |  |  | Annual line testing | Annual line testing |  | UST Currently In Use: 0; UST Temp Close: 0; AST Currently In Use: 0; AST Temp Closed: 0 | 0 | 0 | 5 | 15201-079-014860 | VULCAN OIL COMPANY INC.
29532 | Permanently Closed | 2015-09-02 | 1990-01-01 | 2020-09-17 | Petroleum | Unleaded gasoline | Unleaded gasoline | Retail | Single Wall, Steel | Steel | Coated & cathodic protection (sti-P3) |  | Double Wall, Fiberglass reinforced plastic |  |  |  | Catchment Basin, Single walled catchment basin | Flow Rest 90% Full | Flow Rest 90% Full |  |  | Continuous Automatic Tank Gauge |  | Automatic flow restrictor (MLLD), Containment Sump | Containment Sump |  |  | Annual line testing | Annual line testing |  | UST Currently In Use: 0; UST Temp Close: 0; AST Currently In Use: 0; AST Temp Closed: 0 | 0 | 0 | 5 | 15201-079-014860 | VULCAN OIL COMPANY INC.
29533 | Permanently Closed | 2015-09-02 | 1990-01-01 | 2020-09-17 | Petroleum | On road diesel | On road diesel | Retail | Single Wall, Steel | Steel | Coated & cathodic protection (sti-P3) |  | Double Wall, Fiberglass reinforced plastic |  |  |  | Catchment Basin, Single walled catchment basin | Flow Rest 90% Full | Flow Rest 90% Full |  |  | Continuous Automatic Tank Gauge |  | Automatic flow restrictor (MLLD), Containment Sump | Containment Sump |  |  | Annual line testing | Annual line testing |  | UST Currently In Use: 0; UST Temp Close: 0; AST Currently In Use: 0; AST Temp Closed: 0 | 0 | 0 | 5 | 15201-079-014860 | VULCAN OIL COMPANY INC.
29534 | Permanently Closed | 2015-09-02 | 1990-01-01 | 2020-09-17 | Petroleum | Kerosene | Kerosene | Retail | Single Wall, Steel | Steel | Coated & cathodic protection (sti-P3) |  | Double Wall, Fiberglass reinforced plastic |  |  |  | Catchment Basin, Single walled catchment basin | Flow Rest 90% Full | Flow Rest 90% Full |  |  | Continuous Automatic Tank Gauge |  | Automatic flow restrictor (MLLD), Containment Sump | Containment Sump |  |  | Annual line testing | Annual line testing |  | UST Currently In Use: 0; UST Temp Close: 0; AST Currently In Use: 0; AST Temp Closed: 0 | 0 | 0 | 5 | 15201-079-014860 | VULCAN OIL COMPANY INC.
29535 | Permanently Closed | 1998-11-25 | 1985-01-01 | 1998-11-25 | Petroleum | On road diesel | On road diesel |  | Steel | Steel |  | Painted or None | Steel |  | 1901-01-01 |  | Catchment Basin, Single walled catchment basin | Flow Rest 90% Full | Flow Rest 90% Full |  |  | Automatic Tank Gauge, Statistical Inventory Reconciliation (SIR) | [8 empty] | UST Currently In Use: 5; UST Temp Close: 0; AST Currently In Use: 0; AST Temp Closed: 0 | 5 | 0 | 5 | 11576-083-004844 | DUTCH OIL COMPANY
29536 | Permanently Closed | 1998-11-25 | 1976-01-01 | 1998-11-25 | Petroleum | Unleaded gasoline | Unleaded gasoline |  | Steel | Steel |  | Painted or None | Steel |  | 1901-01-01 |  | Catchment Basin, Single walled catchment basin | Flow Rest 90% Full | Flow Rest 90% Full |  |  | Automatic Tank Gauge, Statistical Inventory Reconciliation (SIR) | [5 empty] | Annual line testing | Annual line testing |  | UST Currently In Use: 5; UST Temp Close: 0; AST Currently In Use: 0; AST Temp Closed: 0 | 5 | 0 | 5 | 11576-083-004844 | DUTCH OIL COMPANY
29537 | Permanently Closed | 1998-11-25 | 1976-01-01 | 1998-11-25 | Petroleum | Unleaded gasoline | Unleaded gasoline |  | Steel | Steel |  | Painted or None | Steel |  | 1901-01-01 |  | Catchment Basin, Single walled catchment basin | Flow Rest 90% Full | Flow Rest 90% Full |  |  | Automatic Tank Gauge, Statistical Inventory Reconciliation (SIR) | [5 empty] | Annual line testing | Annual line testing |  | UST Currently In Use: 5; UST Temp Close: 0; AST Currently In Use: 0; AST Temp Closed: 0 | 5 | 0 | 5 | 11576-083-004844 | DUTCH OIL COMPANY
29538 | Permanently Closed | 1998-11-25 | 1976-01-01 | 1998-11-25 | Petroleum | Unleaded gasoline | Unleaded gasoline |  | Steel | Steel |  | Painted or None | Steel |  | 1901-01-01 |  | Catchment Basin, Single walled catchment basin | Flow Rest 90% Full | Flow Rest 90% Full |  |  | Automatic Tank Gauge, Statistical Inventory Reconciliation (SIR) | [5 empty] | Annual line testing | Annual line testing |  | UST Currently In Use: 5; UST Temp Close: 0; AST Currently In Use: 0; AST Temp Closed: 0 | 5 | 0 | 5 | 11576-083-004844 | DUTCH OIL COMPANY
29539 | Permanently Closed | 1998-11-25 | 1985-01-01 | 1998-11-25 | Petroleum | Kerosene | Kerosene |  | Steel | Steel |  | Painted or None | Steel |  | 1901-01-01 |  | Catchment Basin, Single walled catchment basin | Flow Rest 90% Full | Flow Rest 90% Full |  |  | Automatic Tank Gauge, Statistical Inventory Reconciliation (SIR) | [5 empty] | Annual line testing | Annual line testing |  | UST Currently In Use: 5; UST Temp Close: 0; AST Currently In Use: 0; AST Temp Closed: 0 | 5 | 0 | 5 | 11576-083-004844 | DUTCH OIL COMPANY
29540 | Temporary Closed | 2012-12-15 | 1986-01-01 |  | Petroleum | Unleaded gasoline | Unleaded gasoline | Retail | Steel | Steel | Coated & cathodic protection (sti-P3) |  | Fiberglass reinforced plastic |  | 1901-01-01 | None | Catchment Basin, Single walled catchment basin | Automatic shutoff device At 95% full | Automatic shutoff device At 95% full |  |  | Statistical Inventory Reconciliation (SIR) | [8 empty] | UST Currently In Use: 0; UST Temp Close: 3; AST Currently In Use: 0; AST Temp Closed: 0 | 0 | 3 | 3 | 24098-083-010609 | SHARON AGEE
29541 | Temporary Closed | 2012-12-15 | 1986-01-01 |  | Petroleum | Unleaded gasoline | Unleaded gasoline | Retail | Steel | Steel | Coated & cathodic protection (sti-P3) |  | Fiberglass reinforced plastic |  | 1901-01-01 |  | Catchment Basin, Single walled catchment basin | Automatic shutoff device At 95% full | Automatic shutoff device At 95% full |  |  | Statistical Inventory Reconciliation (SIR) | [8 empty] | UST Currently In Use: 0; UST Temp Close: 3; AST Currently In Use: 0; AST Temp Closed: 0 | 0 | 3 | 3 | 24098-083-010609 | SHARON AGEE
29542 | Temporary Closed | 2012-12-15 | 1986-01-01 |  | Petroleum | On road diesel | On road diesel | Retail | Steel | Steel | Coated & cathodic protection (sti-P3) |  | Fiberglass reinforced plastic |  | 1901-01-01 |  | Catchment Basin, Single walled catchment basin | Automatic shutoff device At 95% full | Automatic shutoff device At 95% full |  |  | Statistical Inventory Reconciliation (SIR) | [8 empty] | UST Currently In Use: 0; UST Temp Close: 3; AST Currently In Use: 0; AST Temp Closed: 0 | 0 | 3 | 3 | 24098-083-010609 | SHARON AGEE
29543 | Permanently Closed | 1998-12-21 | 1986-01-01 | 1999-12-01 | Petroleum | Kerosene | Kerosene | Retail | Steel | Steel | Coated & cathodic protection (sti-P3) |  | Fiberglass reinforced plastic |  | 1901-01-01 | None | Catchment Basin, Single walled catchment basin | Flow Rest 90% Full | Flow Rest 90% Full | [11 empty] | UST Currently In Use: 0; UST Temp Close: 3; AST Currently In Use: 0; AST Temp Closed: 0 | 0 | 3 | 3 | 24098-083-010609 | SHARON AGEE
29544 | Permanently Closed | 1986-10-01 | 1966-01-01 |  | Petroleum | Other, OTHER | Other |  | Steel | Steel |  | Painted or None | Other, WO PIPIING |  | 1901-01-01 | [15 empty] | UST Currently In Use: 0; UST Temp Close: 3; AST Currently In Use: 0; AST Temp Closed: 0 | 0 | 3 | 3 | 24098-083-010609 | SHARON AGEE
29545 | Permanently Closed | 1986-10-01 | 1966-01-01 |  | Petroleum | Other, OTHER | Other |  | Steel | Steel |  | Painted or None | Other, NO PIPING |  | 1901-01-01 | [15 empty] | UST Currently In Use: 0; UST Temp Close: 3; AST Currently In Use: 0; AST Temp Closed: 0 | 0 | 3 | 3 | 24098-083-010609 | SHARON AGEE
29546 | Currently in Use |  | 1974-01-01 |  | Petroleum | Unleaded gasoline | Unleaded gasoline | Retail | Steel | Steel | Field installed cathodic protection |  | Steel |  |  | Field installed cathodic protection | Catchment Basin, Single walled catchment basin | Automatic shutoff device At 95% full | Automatic shutoff device At 95% full |  |  | Statistical Inventory Reconciliation (SIR) | [8 empty] | UST Currently In Use: 3; UST Temp Close: 1; AST Currently In Use: 0; AST Temp Closed: 0 | 3 | 1 | 2 | 24871-083-010610 | PHILLIP STEWART
29547 | Temporary Closed | 2015-01-01 | 1974-01-01 |  | Petroleum | Unleaded gasoline | Unleaded gasoline | Retail | Steel | Steel | Field installed cathodic protection |  | Steel |  |  | Field installed cathodic protection | Catchment Basin, Single walled catchment basin | Automatic shutoff device At 95% full | Automatic shutoff device At 95% full |  |  | Statistical Inventory Reconciliation (SIR) | [8 empty] | UST Currently In Use: 3; UST Temp Close: 1; AST Currently In Use: 0; AST Temp Closed: 0 | 3 | 1 | 2 | 24871-083-010610 | PHILLIP STEWART
29548 | Currently in Use |  | 1964-01-01 |  | Petroleum | Other, 100% GAS | Other | Retail | Steel | Steel | Field installed cathodic protection |  | Steel |  |  | Field installed cathodic protection | Catchment Basin, Single walled catchment basin | Automatic shutoff device At 95% full | Automatic shutoff device At 95% full |  |  | Statistical Inventory Reconciliation (SIR) | [8 empty] | UST Currently In Use: 3; UST Temp Close: 1; AST Currently In Use: 0; AST Temp Closed: 0 | 3 | 1 | 2 | 24871-083-010610 | PHILLIP STEWART
29549 | Currently in Use |  | 1964-01-01 |  | Petroleum | On road diesel | On road diesel | Retail | Steel | Steel | Field installed cathodic protection |  | Steel |  |  | Field installed cathodic protection | Catchment Basin, Single walled catchment basin | Automatic shutoff device At 95% full | Automatic shutoff device At 95% full |  |  | Statistical Inventory Reconciliation (SIR) | [8 empty] | UST Currently In Use: 3; UST Temp Close: 1; AST Currently In Use: 0; AST Temp Closed: 0 | 3 | 1 | 2 | 24871-083-010610 | PHILLIP STEWART
29550 | Permanently Closed | 1991-01-31 | 1964-01-01 | 1991-01-31 | Petroleum | Kerosene | Kerosene |  | Steel | Steel |  | Painted or None | Steel |  | 1901-01-01 |  | Catchment Basin, Single walled catchment basin | [13 empty] | UST Currently In Use: 3; UST Temp Close: 1; AST Currently In Use: 0; AST Temp Closed: 0 | 3 | 1 | 2 | 24871-083-010610 | PHILLIP STEWART
29551 | Permanently Closed | 1980-12-01 | 1964-01-01 | 1992-05-19 | Petroleum | Used oil | Used oil |  | Steel | Steel |  | Painted or None | Steel |  | 1901-01-01 | [15 empty] | UST Currently In Use: 3; UST Temp Close: 1; AST Currently In Use: 0; AST Temp Closed: 0 | 3 | 1 | 2 | 24871-083-010610 | PHILLIP STEWART
29552 | Cannot Locate or abandoned |  | 1978-01-01 |  | Petroleum | Unleaded gasoline | Unleaded gasoline |  | Steel | Steel |  | Painted or None | Steel |  | 1901-01-01 | [6 empty] | Statistical Inventory Reconciliation (SIR) | [8 empty] | UST Currently In Use: 0; UST Temp Close: 0; AST Currently In Use: 0; AST Temp Closed: 0 | 0 | 0 | 0 | 21159-083-010613 | PHIL JOHNSON
29553 | Cannot Locate or abandoned |  | 1969-01-01 |  | Petroleum | Unleaded gasoline | Unleaded gasoline |  | Steel | Steel |  | Painted or None | Steel |  | 1901-01-01 | [6 empty] | Statistical Inventory Reconciliation (SIR) | [5 empty] | Annual line testing | Annual line testing |  | UST Currently In Use: 0; UST Temp Close: 0; AST Currently In Use: 0; AST Temp Closed: 0 | 0 | 0 | 0 | 21159-083-010613 | PHIL JOHNSON
29554 | Cannot Locate or abandoned |  | 1964-01-01 |  | Petroleum | Unleaded gasoline | Unleaded gasoline |  | Steel | Steel |  | Painted or None | Steel |  | 1901-01-01 | [6 empty] | Statistical Inventory Reconciliation (SIR) | [5 empty] | Annual line testing | Annual line testing |  | UST Currently In Use: 0; UST Temp Close: 0; AST Currently In Use: 0; AST Temp Closed: 0 | 0 | 0 | 0 | 21159-083-010613 | PHIL JOHNSON
29555 | Permanently Closed | 1901-01-01 | 1980-01-01 | 1988-10-01 | Petroleum | Unleaded gasoline | Unleaded gasoline |  | Steel | Steel |  | Painted or None | Steel |  | 1901-01-01 | [15 empty] | UST Currently In Use: 0; UST Temp Close: 0; AST Currently In Use: 0; AST Temp Closed: 0 | 0 | 0 | 7 | 14547-083-010617 | THE SPENCER COMPANIES INC
29556 | Permanently Closed | 1901-01-01 | 1967-01-01 | 1988-10-01 | Petroleum | Unleaded gasoline | Unleaded gasoline |  | Steel | Steel |  | Painted or None | Steel |  | 1901-01-01 | [15 empty] | UST Currently In Use: 0; UST Temp Close: 0; AST Currently In Use: 0; AST Temp Closed: 0 | 0 | 0 | 7 | 14547-083-010617 | THE SPENCER COMPANIES INC
29557 | Permanently Closed | 1901-01-01 | 1967-01-01 | 1988-10-01 | Petroleum | Unleaded gasoline | Unleaded gasoline |  | Steel | Steel |  | Painted or None | Steel |  | 1901-01-01 | [15 empty] | UST Currently In Use: 0; UST Temp Close: 0; AST Currently In Use: 0; AST Temp Closed: 0 | 0 | 0 | 7 | 14547-083-010617 | THE SPENCER COMPANIES INC
29558 | Permanently Closed | 1901-01-01 | 1967-01-01 | 1988-10-01 | Petroleum | On road diesel | On road diesel |  | Steel | Steel |  | Painted or None | Steel |  | 1901-01-01 | [15 empty] | UST Currently In Use: 0; UST Temp Close: 0; AST Currently In Use: 0; AST Temp Closed: 0 | 0 | 0 | 7 | 14547-083-010617 | THE SPENCER COMPANIES INC
29559 | Permanently Closed | 1901-01-01 | 1967-01-01 | 1988-10-01 | Petroleum | Kerosene | Kerosene |  | Steel | Steel |  | Painted or None | Steel |  | 1901-01-01 | [15 empty] | UST Currently In Use: 0; UST Temp Close: 0; AST Currently In Use: 0; AST Temp Closed: 0 | 0 | 0 | 7 | 14547-083-010617 | THE SPENCER COMPANIES INC
29560 | Permanently Closed | 1901-01-01 | 1967-01-01 | 1988-10-01 | Petroleum | Used oil | Used oil |  | Steel | Steel |  | Painted or None | Steel |  | 1901-01-01 | [15 empty] | UST Currently In Use: 0; UST Temp Close: 0; AST Currently In Use: 0; AST Temp Closed: 0 | 0 | 0 | 7 | 14547-083-010617 | THE SPENCER COMPANIES INC
29561 | Permanently Closed | 1901-01-01 | 1967-01-01 | 1988-10-01 | Petroleum | Kerosene | Kerosene |  | Steel | Steel |  | Painted or None | Steel |  | 1901-01-01 | [15 empty] | UST Currently In Use: 0; UST Temp Close: 0; AST Currently In Use: 0; AST Temp Closed: 0 | 0 | 0 | 7 | 14547-083-010617 | THE SPENCER COMPANIES INC
29562 | Permanently Closed | 2005-02-01 | 1967-12-01 | 2005-04-25 | Petroleum | Premium gasoline | Premium gasoline | Industrial | Steel | Steel | Field installed cathodic protection, Interior lined (not allowed as a standalone method of corrosion protection) |  | Fiberglass reinforced plastic |  | 1901-01-01 |  | Catchment Basin, Single walled catchment basin | Automatic shutoff device At 95% full | Automatic shutoff device At 95% full |  |  | Statistical Inventory Reconciliation (SIR) | [8 empty] | UST Currently In Use: 0; UST Temp Close: 0; AST Currently In Use: 0; AST Temp Closed: 0 | 0 | 0 | 1 | 14547-089-004810 | THE SPENCER COMPANIES INC
29563 | Permanently Closed | 2016-01-13 | 1986-01-13 | 2021-04-22 | Petroleum | Unleaded gasoline | Unleaded gasoline | Retail | Single Wall, Steel | Steel | Coated & cathodic protection (sti-P3) |  | Double Wall, Flexible |  |  |  | Catchment Basin, Single walled catchment basin | Flow Rest 90% Full | Flow Rest 90% Full |  |  | Statistical Inventory Reconciliation (SIR) |  | Automatic flow restrictor (MLLD), Containment Sump | Containment Sump | Interstitial Monitoring within Secondary Containment | MANUAL/VISUAL CHECK | Statistical inventory reconciliation (SIR) | Statistical inventory reconciliation (SIR) |  | UST Currently In Use: 0; UST Temp Close: 0; AST Currently In Use: 0; AST Temp Closed: 0 | 0 | 0 | 5 | 14547-089-004811 | THE SPENCER COMPANIES INC
29564 | Permanently Closed | 2016-01-13 | 1986-01-13 | 2021-04-22 | Petroleum | Premium gasoline | Premium gasoline | Retail | Single Wall, Steel | Steel | Coated & cathodic protection (sti-P3) |  | Double Wall, Flexible |  |  |  | Catchment Basin, Single walled catchment basin | Flow Rest 90% Full | Flow Rest 90% Full |  |  | Statistical Inventory Reconciliation (SIR) |  | Automatic flow restrictor (MLLD), Containment Sump | Containment Sump | Interstitial Monitoring within Secondary Containment | MANUAL/VISUAL CHECK | Statistical inventory reconciliation (SIR) | Statistical inventory reconciliation (SIR) |  | UST Currently In Use: 0; UST Temp Close: 0; AST Currently In Use: 0; AST Temp Closed: 0 | 0 | 0 | 5 | 14547-089-004811 | THE SPENCER COMPANIES INC
29565 | Permanently Closed | 2016-01-13 | 1986-01-13 | 2021-04-22 | Petroleum | Mid-grade gasoline | Mid-grade gasoline | Retail | Single Wall, Steel | Steel | Coated & cathodic protection (sti-P3) |  | Double Wall, Flexible |  |  |  | Catchment Basin, Single walled catchment basin | Flow Rest 90% Full | Flow Rest 90% Full |  |  | Statistical Inventory Reconciliation (SIR) |  | Automatic flow restrictor (MLLD), Containment Sump | Containment Sump | Interstitial Monitoring within Secondary Containment | MANUAL/VISUAL CHECK | Statistical inventory reconciliation (SIR) | Statistical inventory reconciliation (SIR) |  | UST Currently In Use: 0; UST Temp Close: 0; AST Currently In Use: 0; AST Temp Closed: 0 | 0 | 0 | 5 | 14547-089-004811 | THE SPENCER COMPANIES INC
29566 | Permanently Closed | 2016-01-13 | 1986-01-13 | 2021-04-22 | Petroleum | On road diesel | On road diesel | Retail | Single Wall, Steel | Steel | Coated & cathodic protection (sti-P3) |  | Double Wall, Flexible |  |  |  | Catchment Basin, Single walled catchment basin | Flow Rest 90% Full | Flow Rest 90% Full |  |  | Statistical Inventory Reconciliation (SIR) |  | Automatic flow restrictor (MLLD), Containment Sump | Containment Sump | Interstitial Monitoring within Secondary Containment | MANUAL/VISUAL CHECK | Statistical inventory reconciliation (SIR) | Statistical inventory reconciliation (SIR) |  | UST Currently In Use: 0; UST Temp Close: 0; AST Currently In Use: 0; AST Temp Closed: 0 | 0 | 0 | 5 | 14547-089-004811 | THE SPENCER COMPANIES INC
29567 | Permanently Closed | 2016-01-13 | 1986-01-13 | 2021-04-22 | Petroleum | On road diesel | On road diesel | Retail | Single Wall, Steel | Steel | Coated & cathodic protection (sti-P3) |  | Double Wall, Fiberglass reinforced plastic |  |  |  | Catchment Basin, Single walled catchment basin | Flow Rest 90% Full | Flow Rest 90% Full |  |  | Statistical Inventory Reconciliation (SIR) | [8 empty] | UST Currently In Use: 0; UST Temp Close: 0; AST Currently In Use: 0; AST Temp Closed: 0 | 0 | 0 | 5 | 14547-089-004811 | THE SPENCER COMPANIES INC
29568 | Permanently Closed | 1901-01-01 | 1974-01-01 | 1987-01-01 | Petroleum | Other, OTHER | Other |  | Steel | Steel |  | Painted or None | Steel |  | 1901-01-01 | [15 empty] | UST Currently In Use: 0; UST Temp Close: 0; AST Currently In Use: 0; AST Temp Closed: 0 | 0 | 0 | 3 | 14547-089-004812 | THE SPENCER COMPANIES INC
29569 | Permanently Closed | 1901-01-01 | 1974-01-01 | 1987-01-01 | Petroleum | Other, OTHER | Other |  | Steel | Steel |  | Painted or None | Steel |  | 1901-01-01 | [15 empty] | UST Currently In Use: 0; UST Temp Close: 0; AST Currently In Use: 0; AST Temp Closed: 0 | 0 | 0 | 3 | 14547-089-004812 | THE SPENCER COMPANIES INC
29570 | Permanently Closed | 1901-01-01 | 1964-01-01 | 1987-01-01 | Petroleum | Other, OTHER | Other |  | Steel | Steel |  | Painted or None | Steel |  | 1901-01-01 | [15 empty] | UST Currently In Use: 0; UST Temp Close: 0; AST Currently In Use: 0; AST Temp Closed: 0 | 0 | 0 | 3 | 14547-089-004812 | THE SPENCER COMPANIES INC
29571 | Permanently Closed | 1990-11-28 | 1969-01-01 | 1990-11-28 | Petroleum | On road diesel | On road diesel |  | Steel | Steel |  | Painted or None | Steel |  | 1901-01-01 | [15 empty] | UST Currently In Use: 0; UST Temp Close: 0; AST Currently In Use: 0; AST Temp Closed: 0 | 0 | 0 | 1 | 14547-089-004813 | THE SPENCER COMPANIES INC
29572 | Permanently Closed | 1998-12-01 | 1983-01-01 | 1998-12-14 | Petroleum | Unleaded gasoline | Unleaded gasoline |  | Steel | Steel | Coated & cathodic protection (sti-P3) |  | Steel |  | 1901-01-01 | [6 empty] | Automatic Tank Gauge, Statistical Inventory Reconciliation (SIR) | [5 empty] | Statistical inventory reconciliation (SIR) | Statistical inventory reconciliation (SIR) |  | UST Currently In Use: 5; UST Temp Close: 0; AST Currently In Use: 0; AST Temp Closed: 0 | 5 | 0 | 5 | 11576-089-004814 | DUTCH OIL COMPANY
29573 | Permanently Closed | 1998-12-01 | 1967-01-01 | 1998-12-14 | Petroleum | Unleaded gasoline | Unleaded gasoline |  | Steel | Steel | Coated & cathodic protection (sti-P3) |  | Steel |  | 1901-01-01 | [6 empty] | Automatic Tank Gauge, Statistical Inventory Reconciliation (SIR) | [5 empty] | Statistical inventory reconciliation (SIR) | Statistical inventory reconciliation (SIR) |  | UST Currently In Use: 5; UST Temp Close: 0; AST Currently In Use: 0; AST Temp Closed: 0 | 5 | 0 | 5 | 11576-089-004814 | DUTCH OIL COMPANY
29574 | Permanently Closed | 1998-12-01 | 1967-01-01 | 1998-12-14 | Petroleum | Unleaded gasoline | Unleaded gasoline |  | Steel | Steel | Coated & cathodic protection (sti-P3) |  | Steel |  | 1901-01-01 | [6 empty] | Automatic Tank Gauge, Statistical Inventory Reconciliation (SIR) | [5 empty] | Statistical inventory reconciliation (SIR) | Statistical inventory reconciliation (SIR) |  | UST Currently In Use: 5; UST Temp Close: 0; AST Currently In Use: 0; AST Temp Closed: 0 | 5 | 0 | 5 | 11576-089-004814 | DUTCH OIL COMPANY
29575 | Permanently Closed | 1998-12-01 | 1983-01-01 | 1998-12-14 | Petroleum | Kerosene | Kerosene |  | Steel | Steel | Coated & cathodic protection (sti-P3) |  | Steel |  | 1901-01-01 | [6 empty] | Automatic Tank Gauge, Statistical Inventory Reconciliation (SIR) | [8 empty] | UST Currently In Use: 5; UST Temp Close: 0; AST Currently In Use: 0; AST Temp Closed: 0 | 5 | 0 | 5 | 11576-089-004814 | DUTCH OIL COMPANY
29576 | Permanently Closed | 1998-12-01 | 1983-01-01 | 1998-12-14 | Petroleum | On road diesel | On road diesel |  | Steel | Steel | Coated & cathodic protection (sti-P3) |  | Steel |  | 1901-01-01 | [6 empty] | Automatic Tank Gauge, Statistical Inventory Reconciliation (SIR) | [5 empty] | Statistical inventory reconciliation (SIR) | Statistical inventory reconciliation (SIR) |  | UST Currently In Use: 5; UST Temp Close: 0; AST Currently In Use: 0; AST Temp Closed: 0 | 5 | 0 | 5 | 11576-089-004814 | DUTCH OIL COMPANY
29577 | Permanently Closed | 1901-01-01 | 1974-01-01 | 1988-07-05 | Petroleum | Unleaded gasoline | Unleaded gasoline |  | Steel | Steel |  | Painted or None | Steel |  | 1901-01-01 | [15 empty] | UST Currently In Use: 0; UST Temp Close: 0; AST Currently In Use: 0; AST Temp Closed: 0 | 0 | 0 | 8 | 14547-089-004815 | THE SPENCER COMPANIES INC
29578 | Permanently Closed | 1901-01-01 | 1968-01-01 | 1988-07-05 | Petroleum | Unleaded gasoline | Unleaded gasoline |  | Steel | Steel |  | Painted or None | Steel |  | 1901-01-01 | [15 empty] | UST Currently In Use: 0; UST Temp Close: 0; AST Currently In Use: 0; AST Temp Closed: 0 | 0 | 0 | 8 | 14547-089-004815 | THE SPENCER COMPANIES INC
29579 | Permanently Closed | 1901-01-01 | 1968-01-01 | 1988-07-05 | Petroleum | Unleaded gasoline | Unleaded gasoline |  | Steel | Steel |  | Painted or None | Steel |  | 1901-01-01 | [15 empty] | UST Currently In Use: 0; UST Temp Close: 0; AST Currently In Use: 0; AST Temp Closed: 0 | 0 | 0 | 8 | 14547-089-004815 | THE SPENCER COMPANIES INC
29580 | Permanently Closed | 1901-01-01 | 1968-01-01 | 1988-07-05 | Petroleum | Unleaded gasoline | Unleaded gasoline |  | Steel | Steel |  | Painted or None | Steel |  | 1901-01-01 | [15 empty] | UST Currently In Use: 0; UST Temp Close: 0; AST Currently In Use: 0; AST Temp Closed: 0 | 0 | 0 | 8 | 14547-089-004815 | THE SPENCER COMPANIES INC
29581 | Permanently Closed | 1998-12-08 | 1987-01-01 | 1998-12-08 | Petroleum | Unleaded gasoline | Unleaded gasoline |  | Steel | Steel |  | Painted or None | Steel |  | 1901-01-01 |  | Catchment Basin, Single walled catchment basin |  |  |  |  | Statistical Inventory Reconciliation (SIR) | [5 empty] | Annual line testing, Statistical inventory reconciliation (SIR) | Statistical inventory reconciliation (SIR) |  | UST Currently In Use: 0; UST Temp Close: 0; AST Currently In Use: 0; AST Temp Closed: 0 | 0 | 0 | 8 | 14547-089-004815 | THE SPENCER COMPANIES INC
29582 | Permanently Closed | 1998-12-08 | 1987-01-01 | 1998-12-08 | Petroleum | Unleaded gasoline | Unleaded gasoline |  | Steel | Steel |  | Painted or None | Steel |  | 1901-01-01 |  | Catchment Basin, Single walled catchment basin |  |  |  |  | Statistical Inventory Reconciliation (SIR) | [5 empty] | Annual line testing, Statistical inventory reconciliation (SIR) | Statistical inventory reconciliation (SIR) |  | UST Currently In Use: 0; UST Temp Close: 0; AST Currently In Use: 0; AST Temp Closed: 0 | 0 | 0 | 8 | 14547-089-004815 | THE SPENCER COMPANIES INC
29583 | Permanently Closed | 1998-12-08 | 1987-01-01 | 1998-12-08 | Petroleum | Unleaded gasoline | Unleaded gasoline |  | Steel | Steel |  | Painted or None | Steel |  | 1901-01-01 |  | Catchment Basin, Single walled catchment basin |  |  |  |  | Statistical Inventory Reconciliation (SIR) | [5 empty] | Annual line testing, Statistical inventory reconciliation (SIR) | Statistical inventory reconciliation (SIR) |  | UST Currently In Use: 0; UST Temp Close: 0; AST Currently In Use: 0; AST Temp Closed: 0 | 0 | 0 | 8 | 14547-089-004815 | THE SPENCER COMPANIES INC
29584 | Permanently Closed | 1998-12-08 | 1987-01-01 | 1998-12-08 | Petroleum | Kerosene | Kerosene |  | Steel | Steel |  | Painted or None | Steel |  | 1901-01-01 |  | Catchment Basin, Single walled catchment basin |  |  |  |  | Statistical Inventory Reconciliation (SIR) | [5 empty] | Annual line testing, Statistical inventory reconciliation (SIR) | Statistical inventory reconciliation (SIR) |  | UST Currently In Use: 0; UST Temp Close: 0; AST Currently In Use: 0; AST Temp Closed: 0 | 0 | 0 | 8 | 14547-089-004815 | THE SPENCER COMPANIES INC
29585 | Permanently Closed | 1901-01-01 | 1974-01-01 | 1988-12-10 | Petroleum | Unleaded gasoline | Unleaded gasoline |  | Steel | Steel |  | Painted or None | Steel |  | 1901-01-01 | [15 empty] | UST Currently In Use: 0; UST Temp Close: 0; AST Currently In Use: 0; AST Temp Closed: 0 | 0 | 0 | 4 | 14547-089-004816 | THE SPENCER COMPANIES INC
29586 | Permanently Closed | 1901-01-01 | 1974-01-01 | 1988-12-10 | Petroleum | Unleaded gasoline | Unleaded gasoline |  | Steel | Steel |  | Painted or None | Steel |  | 1901-01-01 | [15 empty] | UST Currently In Use: 0; UST Temp Close: 0; AST Currently In Use: 0; AST Temp Closed: 0 | 0 | 0 | 4 | 14547-089-004816 | THE SPENCER COMPANIES INC
29587 | Permanently Closed | 1901-01-01 | 1974-01-01 | 1988-12-10 | Petroleum | Unleaded gasoline | Unleaded gasoline |  | Steel | Steel |  | Painted or None | Steel |  | 1901-01-01 | [15 empty] | UST Currently In Use: 0; UST Temp Close: 0; AST Currently In Use: 0; AST Temp Closed: 0 | 0 | 0 | 4 | 14547-089-004816 | THE SPENCER COMPANIES INC
29588 | Permanently Closed | 1901-01-01 | 1974-01-01 | 1988-12-10 | Petroleum | Unleaded gasoline | Unleaded gasoline |  | Steel | Steel |  | Painted or None | Steel |  | 1901-01-01 | [15 empty] | UST Currently In Use: 0; UST Temp Close: 0; AST Currently In Use: 0; AST Temp Closed: 0 | 0 | 0 | 4 | 14547-089-004816 | THE SPENCER COMPANIES INC
29589 | Permanently Closed | 1997-08-11 | 1976-01-01 | 1997-08-11 | Petroleum | Unleaded gasoline | Unleaded gasoline |  | Steel | Steel |  | Painted or None | Steel |  | 1901-01-01 | [6 empty] | Statistical Inventory Reconciliation (SIR) | [5 empty] | Annual line testing | Annual line testing |  | UST Currently In Use: 0; UST Temp Close: 0; AST Currently In Use: 0; AST Temp Closed: 0 | 0 | 0 | 2 | 14547-089-004819 | THE SPENCER COMPANIES INC
29590 | Permanently Closed | 1997-08-11 | 1976-01-01 | 1997-08-11 | Petroleum | Unleaded gasoline | Unleaded gasoline |  | Steel | Steel |  | Painted or None | Steel |  | 1901-01-01 | [6 empty] | Statistical Inventory Reconciliation (SIR) | [5 empty] | Annual line testing | Annual line testing |  | UST Currently In Use: 0; UST Temp Close: 0; AST Currently In Use: 0; AST Temp Closed: 0 | 0 | 0 | 2 | 14547-089-004819 | THE SPENCER COMPANIES INC
29591 | Permanently Closed | 1993-01-04 | 1979-01-01 | 1993-01-04 | Petroleum | Other, MNRLSPIRIT | Other |  | Steel | Steel |  | Painted or None | Steel |  | 1901-01-01 | [15 empty] | UST Currently In Use: 0; UST Temp Close: 0; AST Currently In Use: 0; AST Temp Closed: 0 | 0 | 0 | 1 | 14547-089-004820 | THE SPENCER COMPANIES INC
29592 | Permanently Closed | 1992-05-11 | 1982-01-01 | 1992-05-11 | Petroleum | Other, MNRLSPIRIT | Other |  | Steel | Steel |  | Painted or None | Steel |  | 1901-01-01 | [15 empty] | UST Currently In Use: 0; UST Temp Close: 0; AST Currently In Use: 0; AST Temp Closed: 0 | 0 | 0 | 1 | 17602-089-004821 | THOMAS R DASHNER
29593 | Currently in Use |  | 1984-12-01 |  | Petroleum | On road diesel | On road diesel | Retail | Single Wall, Steel | Steel | Field installed cathodic protection, Interior lined (not allowed as a standalone method of corrosion protection) |  | Double Wall, Fiberglass reinforced plastic |  |  |  | Catchment Basin, Single walled catchment basin | Automatic shutoff device At 95% full | Automatic shutoff device At 95% full |  |  | Automatic Tank Gauge |  | Automatic flow restrictor (MLLD), Containment Sump | Containment Sump | Interstitial Monitoring within Secondary Containment | MANUAL/VISUAL CHECK | Continuous alarm system | Continuous alarm system |  | UST Currently In Use: 4; UST Temp Close: 0; AST Currently In Use: 0; AST Temp Closed: 0 | 4 | 0 | 1 | 11576-089-004822 | DUTCH OIL COMPANY
29594 | Currently in Use |  | 1972-12-01 |  | Petroleum | Premium gasoline | Premium gasoline | Retail | Single Wall, Steel | Steel | Field installed cathodic protection, Interior lined (not allowed as a standalone method of corrosion protection) |  | Double Wall, Fiberglass reinforced plastic |  |  |  | Catchment Basin, Single walled catchment basin | Automatic shutoff device At 95% full | Automatic shutoff device At 95% full |  |  | Automatic Tank Gauge |  | Automatic flow restrictor (MLLD), Containment Sump | Containment Sump | Interstitial Monitoring within Secondary Containment | MANUAL/VISUAL CHECK | Continuous alarm system | Continuous alarm system |  | UST Currently In Use: 4; UST Temp Close: 0; AST Currently In Use: 0; AST Temp Closed: 0 | 4 | 0 | 1 | 11576-089-004822 | DUTCH OIL COMPANY
29595 | Currently in Use |  | 1972-12-01 |  | Petroleum | Mid-grade gasoline | Mid-grade gasoline | Retail | Single Wall, Steel | Steel | Field installed cathodic protection, Interior lined (not allowed as a standalone method of corrosion protection) |  | Double Wall, Fiberglass reinforced plastic |  |  |  | Catchment Basin, Single walled catchment basin | Automatic shutoff device At 95% full | Automatic shutoff device At 95% full |  |  | Automatic Tank Gauge |  | Automatic flow restrictor (MLLD), Containment Sump | Containment Sump | Interstitial Monitoring within Secondary Containment | MANUAL/VISUAL CHECK | Continuous alarm system | Continuous alarm system |  | UST Currently In Use: 4; UST Temp Close: 0; AST Currently In Use: 0; AST Temp Closed: 0 | 4 | 0 | 1 | 11576-089-004822 | DUTCH OIL COMPANY
29596 | Currently in Use |  | 1972-12-01 |  | Petroleum | Unleaded gasoline | Unleaded gasoline | Retail | Single Wall, Steel | Steel | Field installed cathodic protection, Interior lined (not allowed as a standalone method of corrosion protection) |  | Double Wall, Fiberglass reinforced plastic |  |  |  | Catchment Basin, Single walled catchment basin | Automatic shutoff device At 95% full | Automatic shutoff device At 95% full |  |  | Automatic Tank Gauge |  | Automatic flow restrictor (MLLD), Containment Sump | Containment Sump | Interstitial Monitoring within Secondary Containment | MANUAL/VISUAL CHECK | Continuous alarm system | Continuous alarm system |  | UST Currently In Use: 4; UST Temp Close: 0; AST Currently In Use: 0; AST Temp Closed: 0 | 4 | 0 | 1 | 11576-089-004822 | DUTCH OIL COMPANY
29597 | Permanently Closed | 1994-06-17 | 1976-01-01 | 1994-06-17 | Petroleum | Used oil | Used oil |  | Steel | Steel |  | Painted or None | Fiberglass reinforced plastic |  | 1901-01-01 | Other, DOUBLEWALL | Catchment Basin, Single walled catchment basin | Flow Rest 90% Full | Flow Rest 90% Full |  |  | Automatic Tank Gauge | [8 empty] | UST Currently In Use: 4; UST Temp Close: 0; AST Currently In Use: 0; AST Temp Closed: 0 | 4 | 0 | 1 | 11576-089-004822 | DUTCH OIL COMPANY
29598 | Permanently Closed | 1998-05-12 | 1981-01-01 | 1998-05-12 | Petroleum | Unleaded gasoline | Unleaded gasoline |  | Steel | Steel |  | Painted or None | Steel |  | 1901-01-01 | [6 empty] | Statistical Inventory Reconciliation (SIR) | [8 empty] | UST Currently In Use: 3; UST Temp Close: 0; AST Currently In Use: 0; AST Temp Closed: 0 | 3 | 0 | 3 | 11576-089-004823 | DUTCH OIL COMPANY
29599 | Permanently Closed | 1998-05-12 | 1981-01-01 | 1998-05-12 | Petroleum | Unleaded gasoline | Unleaded gasoline |  | Steel | Steel |  | Painted or None | Steel |  | 1901-01-01 | [6 empty] | Statistical Inventory Reconciliation (SIR) | [8 empty] | UST Currently In Use: 3; UST Temp Close: 0; AST Currently In Use: 0; AST Temp Closed: 0 | 3 | 0 | 3 | 11576-089-004823 | DUTCH OIL COMPANY
29600 | Permanently Closed | 1998-05-12 | 1981-01-01 | 1998-05-12 | Petroleum | On road diesel | On road diesel |  | Steel | Steel |  | Painted or None | Steel |  | 1901-01-01 | [6 empty] | Statistical Inventory Reconciliation (SIR) | [8 empty] | UST Currently In Use: 3; UST Temp Close: 0; AST Currently In Use: 0; AST Temp Closed: 0 | 3 | 0 | 3 | 11576-089-004823 | DUTCH OIL COMPANY
29601 | Permanently Closed | 1997-06-26 | 1976-01-01 | 1997-06-26 | Petroleum | Unleaded gasoline | Unleaded gasoline |  | Steel | Steel |  | Painted or None | Steel |  | 1901-01-01 | [6 empty] | Statistical Inventory Reconciliation (SIR) | [5 empty] | Annual line testing | Annual line testing |  | UST Currently In Use: 0; UST Temp Close: 0; AST Currently In Use: 0; AST Temp Closed: 0 | 0 | 0 | 3 | 14547-089-004824 | THE SPENCER COMPANIES INC
29602 | Permanently Closed | 1997-06-26 | 1976-01-01 | 1997-06-26 | Petroleum | Unleaded gasoline | Unleaded gasoline |  | Steel | Steel |  | Painted or None | Steel |  | 1901-01-01 | [6 empty] | Statistical Inventory Reconciliation (SIR) | [5 empty] | Annual line testing | Annual line testing |  | UST Currently In Use: 0; UST Temp Close: 0; AST Currently In Use: 0; AST Temp Closed: 0 | 0 | 0 | 3 | 14547-089-004824 | THE SPENCER COMPANIES INC
29603 | Permanently Closed | 1997-06-26 | 1976-01-01 | 1997-06-26 | Petroleum | Unleaded gasoline | Unleaded gasoline |  | Steel | Steel |  | Painted or None | Steel |  | 1901-01-01 | [6 empty] | Statistical Inventory Reconciliation (SIR) | [5 empty] | Annual line testing | Annual line testing |  | UST Currently In Use: 0; UST Temp Close: 0; AST Currently In Use: 0; AST Temp Closed: 0 | 0 | 0 | 3 | 14547-089-004824 | THE SPENCER COMPANIES INC
29604 | Permanently Closed | 1991-04-28 | 1979-01-01 | 1991-04-28 | Petroleum | Unleaded gasoline | Unleaded gasoline |  | Steel | Steel |  | Painted or None | Steel |  | 1901-01-01 | [12 empty] | Annual line testing | Annual line testing |  | UST Currently In Use: 3; UST Temp Close: 0; AST Currently In Use: 0; AST Temp Closed: 0 | 3 | 0 | 4 | 11576-089-004825 | DUTCH OIL COMPANY
29605 | Permanently Closed | 1991-04-28 | 1979-01-01 | 1991-04-28 | Petroleum | Unleaded gasoline | Unleaded gasoline |  | Steel | Steel |  | Painted or None | Steel |  | 1901-01-01 | [12 empty] | Annual line testing | Annual line testing |  | UST Currently In Use: 3; UST Temp Close: 0; AST Currently In Use: 0; AST Temp Closed: 0 | 3 | 0 | 4 | 11576-089-004825 | DUTCH OIL COMPANY
29606 | Permanently Closed | 1991-04-28 | 1979-01-01 | 1991-04-28 | Petroleum | Unleaded gasoline | Unleaded gasoline |  | Steel | Steel |  | Painted or None | Steel |  | 1901-01-01 | [12 empty] | Annual line testing | Annual line testing |  | UST Currently In Use: 3; UST Temp Close: 0; AST Currently In Use: 0; AST Temp Closed: 0 | 3 | 0 | 4 | 11576-089-004825 | DUTCH OIL COMPANY
29607 | Permanently Closed | 1991-04-28 | 1979-01-01 | 1991-04-28 | Petroleum | Kerosene | Kerosene |  | Steel | Steel |  | Painted or None | Steel |  | 1901-01-01 | [15 empty] | UST Currently In Use: 3; UST Temp Close: 0; AST Currently In Use: 0; AST Temp Closed: 0 | 3 | 0 | 4 | 11576-089-004825 | DUTCH OIL COMPANY
29609 | Permanently Closed | 1997-02-01 | 1974-01-01 | 1997-04-30 | Petroleum | Unleaded gasoline | Unleaded gasoline |  | Steel | Steel |  | Painted or None | Steel |  | 1901-01-01 | [6 empty] | Statistical Inventory Reconciliation (SIR) | [5 empty] | Annual line testing | Annual line testing |  | UST Currently In Use: 0; UST Temp Close: 0; AST Currently In Use: 0; AST Temp Closed: 0 | 0 | 0 | 3 | 14547-089-004826 | THE SPENCER COMPANIES INC
29610 | Permanently Closed | 1997-02-01 | 1974-01-01 | 1997-04-30 | Petroleum | Unleaded gasoline | Unleaded gasoline |  | Steel | Steel |  | Painted or None | Steel |  | 1901-01-01 | [6 empty] | Statistical Inventory Reconciliation (SIR) | [5 empty] | Annual line testing | Annual line testing |  | UST Currently In Use: 0; UST Temp Close: 0; AST Currently In Use: 0; AST Temp Closed: 0 | 0 | 0 | 3 | 14547-089-004826 | THE SPENCER COMPANIES INC
29611 | Permanently Closed | 1997-02-01 | 1974-01-01 | 1997-04-30 | Petroleum | Unleaded gasoline | Unleaded gasoline |  | Steel | Steel |  | Painted or None | Steel |  | 1901-01-01 | [6 empty] | Statistical Inventory Reconciliation (SIR) | [5 empty] | Annual line testing | Annual line testing |  | UST Currently In Use: 0; UST Temp Close: 0; AST Currently In Use: 0; AST Temp Closed: 0 | 0 | 0 | 3 | 14547-089-004826 | THE SPENCER COMPANIES INC
29612 | Permanently Closed | 1996-03-19 | 1978-01-01 | 1996-03-19 | Petroleum | Unleaded gasoline | Unleaded gasoline | Retail | Steel | Steel | Coated & cathodic protection (sti-P3), Interior lined (not allowed as a standalone method of corrosion protection) |  | Fiberglass reinforced plastic, Steel |  | 1901-01-01 |  | Catchment Basin, Single walled catchment basin | Flow Rest 90% Full | Flow Rest 90% Full |  |  | Automatic Tank Gauge, Statistical Inventory Reconciliation (SIR) | [8 empty] | UST Currently In Use: 3; UST Temp Close: 0; AST Currently In Use: 0; AST Temp Closed: 0 | 3 | 0 | 2 | 11576-089-004827 | DUTCH OIL COMPANY
29613 | Currently in Use |  | 1967-01-01 |  | Petroleum | On road diesel | On road diesel | Retail | Single Wall, Steel | Steel | Field installed cathodic protection, Interior lined (not allowed as a standalone method of corrosion protection) |  | Fiberglass reinforced plastic, Single Wall |  |  |  | Catchment Basin, Single walled catchment basin | Automatic shutoff device At 95% full | Automatic shutoff device At 95% full |  |  | Automatic Tank Gauge, Statistical Inventory Reconciliation (SIR) | [8 empty] | UST Currently In Use: 3; UST Temp Close: 0; AST Currently In Use: 0; AST Temp Closed: 0 | 3 | 0 | 2 | 11576-089-004827 | DUTCH OIL COMPANY
29614 | Currently in Use |  | 1967-01-01 |  | Petroleum | Unleaded gasoline | Unleaded gasoline | Retail | Single Wall, Steel | Steel | Field installed cathodic protection, Interior lined (not allowed as a standalone method of corrosion protection) |  | Fiberglass reinforced plastic, Single Wall |  |  |  | Catchment Basin, Single walled catchment basin | Automatic shutoff device At 95% full | Automatic shutoff device At 95% full |  |  | Automatic Tank Gauge, Statistical Inventory Reconciliation (SIR) | [8 empty] | UST Currently In Use: 3; UST Temp Close: 0; AST Currently In Use: 0; AST Temp Closed: 0 | 3 | 0 | 2 | 11576-089-004827 | DUTCH OIL COMPANY
29616 | Permanently Closed | 1994-06-17 | 1986-01-01 | 1994-06-17 | Petroleum | On road diesel | On road diesel |  | Steel | Steel | Coated & cathodic protection (sti-P3) |  | Steel |  | 1901-01-01 | [15 empty] | UST Currently In Use: 3; UST Temp Close: 0; AST Currently In Use: 0; AST Temp Closed: 0 | 3 | 0 | 2 | 11576-089-004827 | DUTCH OIL COMPANY
29617 | Permanently Closed | 1901-01-01 | 1974-01-01 |  | Petroleum | Unleaded gasoline | Unleaded gasoline |  | Steel | Steel |  | Painted or None | Steel |  | 1901-01-01 | [15 empty] | UST Currently In Use: 0; UST Temp Close: 0; AST Currently In Use: 0; AST Temp Closed: 0 | 0 | 0 | 8 | 14547-089-004828 | THE SPENCER COMPANIES INC
29618 | Permanently Closed | 1901-01-01 | 1964-01-01 |  | Petroleum | Unleaded gasoline | Unleaded gasoline |  | Steel | Steel |  | Painted or None | Steel |  | 1901-01-01 | [15 empty] | UST Currently In Use: 0; UST Temp Close: 0; AST Currently In Use: 0; AST Temp Closed: 0 | 0 | 0 | 8 | 14547-089-004828 | THE SPENCER COMPANIES INC
29619 | Permanently Closed | 1901-01-01 | 1964-01-01 |  | Petroleum | Unleaded gasoline | Unleaded gasoline |  | Steel | Steel |  | Painted or None | Steel |  | 1901-01-01 | [15 empty] | UST Currently In Use: 0; UST Temp Close: 0; AST Currently In Use: 0; AST Temp Closed: 0 | 0 | 0 | 8 | 14547-089-004828 | THE SPENCER COMPANIES INC
29620 | Permanently Closed | 2016-12-31 | 1987-01-01 | 2021-04-30 | Petroleum | Unleaded gasoline | Unleaded gasoline | Retail | Fiberglass reinforced plastic, Single Wall | Single Wall |  |  | Fiberglass reinforced plastic, Single Wall |  | 1901-01-01 |  | Catchment Basin, Single walled catchment basin | Automatic shutoff device At 95% full | Automatic shutoff device At 95% full |  |  | Statistical Inventory Reconciliation (SIR) |  | Automatic flow restrictor (MLLD) | Automatic flow restrictor (MLLD) |  |  | Statistical inventory reconciliation (SIR) | Statistical inventory reconciliation (SIR) |  | UST Currently In Use: 0; UST Temp Close: 0; AST Currently In Use: 0; AST Temp Closed: 0 | 0 | 0 | 8 | 14547-089-004828 | THE SPENCER COMPANIES INC
29621 | Permanently Closed | 2016-12-31 | 1987-01-01 | 2021-04-30 | Petroleum | Mid-grade gasoline | Mid-grade gasoline | Retail | Fiberglass reinforced plastic, Single Wall | Single Wall |  |  | Fiberglass reinforced plastic, Single Wall |  | 1901-01-01 |  | Catchment Basin, Single walled catchment basin | Automatic shutoff device At 95% full | Automatic shutoff device At 95% full |  |  | Statistical Inventory Reconciliation (SIR) |  | Automatic flow restrictor (MLLD) | Automatic flow restrictor (MLLD) |  |  | Statistical inventory reconciliation (SIR) | Statistical inventory reconciliation (SIR) |  | UST Currently In Use: 0; UST Temp Close: 0; AST Currently In Use: 0; AST Temp Closed: 0 | 0 | 0 | 8 | 14547-089-004828 | THE SPENCER COMPANIES INC
29622 | Permanently Closed | 2016-12-31 | 1987-01-01 | 2021-04-30 | Petroleum | Premium gasoline | Premium gasoline | Retail | Fiberglass reinforced plastic, Single Wall | Single Wall |  |  | Fiberglass reinforced plastic, Single Wall |  | 1901-01-01 |  | Catchment Basin, Single walled catchment basin | Automatic shutoff device At 95% full | Automatic shutoff device At 95% full |  |  | Statistical Inventory Reconciliation (SIR) |  | Automatic flow restrictor (MLLD) | Automatic flow restrictor (MLLD) |  |  | Statistical inventory reconciliation (SIR) | Statistical inventory reconciliation (SIR) |  | UST Currently In Use: 0; UST Temp Close: 0; AST Currently In Use: 0; AST Temp Closed: 0 | 0 | 0 | 8 | 14547-089-004828 | THE SPENCER COMPANIES INC
29623 | Permanently Closed | 2016-12-31 | 1987-01-01 | 2021-04-30 | Petroleum | On road diesel | On road diesel | Retail | Fiberglass reinforced plastic, Single Wall | Single Wall |  |  | Fiberglass reinforced plastic, Single Wall |  | 1901-01-01 |  | Catchment Basin, Single walled catchment basin | Flow Rest 90% Full | Flow Rest 90% Full |  |  | Statistical Inventory Reconciliation (SIR) |  | Automatic flow restrictor (MLLD) | Automatic flow restrictor (MLLD) |  |  | Statistical inventory reconciliation (SIR) | Statistical inventory reconciliation (SIR) |  | UST Currently In Use: 0; UST Temp Close: 0; AST Currently In Use: 0; AST Temp Closed: 0 | 0 | 0 | 8 | 14547-089-004828 | THE SPENCER COMPANIES INC
29624 | Permanently Closed | 2016-12-31 | 1987-01-01 | 2021-04-30 | Petroleum | Kerosene | Kerosene | Retail | Fiberglass reinforced plastic, Single Wall | Single Wall |  |  | Fiberglass reinforced plastic, Single Wall |  | 1901-01-01 |  | Catchment Basin, REPLACED | Flow Rest 90% Full | Flow Rest 90% Full |  |  | Statistical Inventory Reconciliation (SIR) |  | Automatic flow restrictor (MLLD) | Automatic flow restrictor (MLLD) |  |  | Statistical inventory reconciliation (SIR) | Statistical inventory reconciliation (SIR) |  | UST Currently In Use: 0; UST Temp Close: 0; AST Currently In Use: 0; AST Temp Closed: 0 | 0 | 0 | 8 | 14547-089-004828 | THE SPENCER COMPANIES INC
29625 | Currently in Use |  | 1986-01-01 |  | Petroleum | Unleaded gasoline | Unleaded gasoline | Retail | Single Wall, Steel | Steel | Coated & cathodic protection (sti-P3) |  | Fiberglass reinforced plastic, Single Wall |  |  |  | Catchment Basin, Single walled catchment basin | Automatic shutoff device At 95% full | Automatic shutoff device At 95% full |  |  | Statistical Inventory Reconciliation (SIR) |  | Automatic flow restrictor (MLLD) | Automatic flow restrictor (MLLD) |  |  | Statistical inventory reconciliation (SIR) | Statistical inventory reconciliation (SIR) |  | UST Currently In Use: 4; UST Temp Close: 0; AST Currently In Use: 0; AST Temp Closed: 0 | 4 | 0 | 0 | 23587-089-004829 | LACEY'S SPRING A&C INC.
29626 | Currently in Use |  | 1986-01-01 |  | Petroleum | Unleaded gasoline | Unleaded gasoline | Retail | Single Wall, Steel | Steel | Coated & cathodic protection (sti-P3) |  | Fiberglass reinforced plastic, Single Wall |  |  |  | Catchment Basin, Single walled catchment basin | Automatic shutoff device At 95% full | Automatic shutoff device At 95% full |  |  | Statistical Inventory Reconciliation (SIR) |  | Other, MANIFOLDED | Other |  |  | Statistical inventory reconciliation (SIR) | Statistical inventory reconciliation (SIR) |  | UST Currently In Use: 4; UST Temp Close: 0; AST Currently In Use: 0; AST Temp Closed: 0 | 4 | 0 | 0 | 23587-089-004829 | LACEY'S SPRING A&C INC.
29627 | Currently in Use |  | 1986-01-01 |  | Petroleum | Premium gasoline | Premium gasoline | Retail | Single Wall, Steel | Steel | Coated & cathodic protection (sti-P3) |  | Fiberglass reinforced plastic, Single Wall |  |  |  | Catchment Basin, Single walled catchment basin | Automatic shutoff device At 95% full | Automatic shutoff device At 95% full |  |  | Statistical Inventory Reconciliation (SIR) |  | Automatic flow restrictor (MLLD) | Automatic flow restrictor (MLLD) |  |  | Statistical inventory reconciliation (SIR) | Statistical inventory reconciliation (SIR) |  | UST Currently In Use: 4; UST Temp Close: 0; AST Currently In Use: 0; AST Temp Closed: 0 | 4 | 0 | 0 | 23587-089-004829 | LACEY'S SPRING A&C INC.
29628 | Currently in Use |  | 1986-01-01 |  | Petroleum | On road diesel | On road diesel | Retail | Single Wall, Steel | Steel | Coated & cathodic protection (sti-P3) |  | Fiberglass reinforced plastic, Single Wall |  |  |  | Catchment Basin, Single walled catchment basin | Automatic shutoff device At 95% full | Automatic shutoff device At 95% full |  |  | Statistical Inventory Reconciliation (SIR) | [8 empty] | UST Currently In Use: 4; UST Temp Close: 0; AST Currently In Use: 0; AST Temp Closed: 0 | 4 | 0 | 0 | 23587-089-004829 | LACEY'S SPRING A&C INC.
29629 | Permanently Closed | 1991-07-15 | 1969-01-01 | 1991-07-15 | Petroleum | Unleaded gasoline | Unleaded gasoline |  | Steel | Steel |  | Painted or None | Steel |  | 1901-01-01 | [15 empty] | UST Currently In Use: 0; UST Temp Close: 0; AST Currently In Use: 0; AST Temp Closed: 0 | 0 | 0 | 4 | 14547-089-004845 | THE SPENCER COMPANIES INC
29630 | Permanently Closed | 1991-07-15 | 1969-01-01 | 1991-07-15 | Petroleum | Unleaded gasoline | Unleaded gasoline |  | Steel | Steel |  | Painted or None | Steel |  | 1901-01-01 | [15 empty] | UST Currently In Use: 0; UST Temp Close: 0; AST Currently In Use: 0; AST Temp Closed: 0 | 0 | 0 | 4 | 14547-089-004845 | THE SPENCER COMPANIES INC
29631 | Permanently Closed | 1991-07-15 | 1964-01-01 | 1991-07-15 | Petroleum | Unleaded gasoline | Unleaded gasoline |  | Steel | Steel |  | Painted or None | Steel |  | 1901-01-01 | [15 empty] | UST Currently In Use: 0; UST Temp Close: 0; AST Currently In Use: 0; AST Temp Closed: 0 | 0 | 0 | 4 | 14547-089-004845 | THE SPENCER COMPANIES INC
29632 | Permanently Closed | 1991-07-15 | 1964-01-01 | 1991-07-15 | Petroleum | Unleaded gasoline | Unleaded gasoline |  | Steel | Steel |  | Painted or None | Steel |  | 1901-01-01 | [15 empty] | UST Currently In Use: 0; UST Temp Close: 0; AST Currently In Use: 0; AST Temp Closed: 0 | 0 | 0 | 4 | 14547-089-004845 | THE SPENCER COMPANIES INC
29633 | Permanently Closed | 2001-03-06 | 1977-12-31 | 2001-03-06 | Petroleum | Mid-grade gasoline | Mid-grade gasoline | Retail | Steel | Steel | Field installed cathodic protection, Interior lined (not allowed as a standalone method of corrosion protection) |  | Fiberglass reinforced plastic |  | 1901-01-01 | Field installed cathodic protection | Catchment Basin, Single walled catchment basin | Automatic shutoff device At 95% full | Automatic shutoff device At 95% full |  |  | Automatic Tank Gauge, Statistical Inventory Reconciliation (SIR) | [8 empty] | UST Currently In Use: 0; UST Temp Close: 0; AST Currently In Use: 0; AST Temp Closed: 0 | 0 | 0 | 4 | 14547-089-010562 | THE SPENCER COMPANIES INC
29634 | Permanently Closed | 2001-03-06 | 1972-12-31 | 2001-03-06 | Petroleum | Premium gasoline | Premium gasoline | Retail | Steel | Steel | Field installed cathodic protection, Interior lined (not allowed as a standalone method of corrosion protection) |  | Fiberglass reinforced plastic |  | 1901-01-01 | Field installed cathodic protection | Catchment Basin, Single walled catchment basin | Automatic shutoff device At 95% full | Automatic shutoff device At 95% full |  |  | Automatic Tank Gauge, Statistical Inventory Reconciliation (SIR) | [8 empty] | UST Currently In Use: 0; UST Temp Close: 0; AST Currently In Use: 0; AST Temp Closed: 0 | 0 | 0 | 4 | 14547-089-010562 | THE SPENCER COMPANIES INC
29635 | Permanently Closed | 2001-03-06 | 1972-12-31 | 2001-03-06 | Petroleum | Unleaded gasoline | Unleaded gasoline | Retail | Steel | Steel | Field installed cathodic protection, Interior lined (not allowed as a standalone method of corrosion protection) |  | Fiberglass reinforced plastic |  | 1901-01-01 | Field installed cathodic protection | Catchment Basin, Single walled catchment basin | Automatic shutoff device At 95% full | Automatic shutoff device At 95% full |  |  | Automatic Tank Gauge, Statistical Inventory Reconciliation (SIR) | [8 empty] | UST Currently In Use: 0; UST Temp Close: 0; AST Currently In Use: 0; AST Temp Closed: 0 | 0 | 0 | 4 | 14547-089-010562 | THE SPENCER COMPANIES INC
29637 | Permanently Closed | 1994-06-17 | 1969-01-01 | 1994-06-17 | Petroleum | Used oil | Used oil |  | Steel | Steel |  | Painted or None | Steel |  | 1901-01-01 | [6 empty] | Automatic Tank Gauge | [5 empty] | Annual line testing | Annual line testing |  | UST Currently In Use: 0; UST Temp Close: 0; AST Currently In Use: 0; AST Temp Closed: 0 | 0 | 0 | 4 | 14547-089-010562 | THE SPENCER COMPANIES INC
29638 | Currently in Use |  | 1974-02-01 01:00 |  | Petroleum | Unleaded gasoline | Unleaded gasoline | Retail | Single Wall, Steel | Steel | Field installed cathodic protection, Interior lined (not allowed as a standalone method of corrosion protection) |  | Double Wall, Flexible, ENVIROFLEX |  |  |  | Catchment Basin, Single walled catchment basin | Automatic shutoff device At 95% full, Flow Rest 90% Full | Flow Rest 90% Full |  |  | Automatic Tank Gauge, Statistical Inventory Reconciliation (SIR) | Single walled submersible pump containment sump | Automatic flow restrictor (MLLD), Containment Sump | Containment Sump |  |  | Statistical inventory reconciliation (SIR) | Statistical inventory reconciliation (SIR) |  | UST Currently In Use: 4; UST Temp Close: 0; AST Currently In Use: 0; AST Temp Closed: 0 | 4 | 0 | 0 | 11576-089-010622 | DUTCH OIL COMPANY
29639 | Currently in Use |  | 1974-02-01 01:00 |  | Petroleum | Mid-grade gasoline | Mid-grade gasoline | Retail | Single Wall, Steel | Steel | Field installed cathodic protection, Interior lined (not allowed as a standalone method of corrosion protection) |  | Double Wall, Flexible, ENVIROFLEX |  |  |  | Catchment Basin, Single walled catchment basin | Automatic shutoff device At 95% full | Automatic shutoff device At 95% full |  |  | Automatic Tank Gauge, Statistical Inventory Reconciliation (SIR) | Single walled submersible pump containment sump | Automatic flow restrictor (MLLD), Containment Sump | Containment Sump |  |  | Statistical inventory reconciliation (SIR) | Statistical inventory reconciliation (SIR) |  | UST Currently In Use: 4; UST Temp Close: 0; AST Currently In Use: 0; AST Temp Closed: 0 | 4 | 0 | 0 | 11576-089-010622 | DUTCH OIL COMPANY
29640 | Currently in Use |  | 1974-02-01 01:00 |  | Petroleum | Unleaded gasoline | Unleaded gasoline | Retail | Single Wall, Steel | Steel | Field installed cathodic protection, Interior lined (not allowed as a standalone method of corrosion protection) |  | Double Wall, Flexible, ENVIROFLEX |  |  |  | Catchment Basin, Single walled catchment basin | Automatic shutoff device At 95% full | Automatic shutoff device At 95% full |  |  | Automatic Tank Gauge, Statistical Inventory Reconciliation (SIR) | Single walled submersible pump containment sump | Automatic flow restrictor (MLLD), Containment Sump | Containment Sump |  |  | Statistical inventory reconciliation (SIR) | Statistical inventory reconciliation (SIR) |  | UST Currently In Use: 4; UST Temp Close: 0; AST Currently In Use: 0; AST Temp Closed: 0 | 4 | 0 | 0 | 11576-089-010622 | DUTCH OIL COMPANY
29641 | Currently in Use |  | 1983-12-01 |  | Petroleum | On road diesel | On road diesel | Retail | Single Wall, Steel | Steel | Field installed cathodic protection, Interior lined (not allowed as a standalone method of corrosion protection) |  | Double Wall, Flexible, ENVIROFLEX |  |  |  | Catchment Basin, Single walled catchment basin | Automatic shutoff device At 95% full | Automatic shutoff device At 95% full |  |  | Automatic Tank Gauge, Statistical Inventory Reconciliation (SIR) | Single walled submersible pump containment sump | Automatic flow restrictor (MLLD), Containment Sump | Containment Sump |  |  | Statistical inventory reconciliation (SIR) | Statistical inventory reconciliation (SIR) |  | UST Currently In Use: 4; UST Temp Close: 0; AST Currently In Use: 0; AST Temp Closed: 0 | 4 | 0 | 0 | 11576-089-010622 | DUTCH OIL COMPANY
29642 | Currently in Use |  | 1980-12-01 |  | Petroleum | Unleaded gasoline | Unleaded gasoline | Retail | Single Wall, Steel | Steel | Field installed cathodic protection |  | Fiberglass reinforced plastic, Single Wall |  |  |  | Catchment Basin, Single walled catchment basin | Flow Rest 90% Full | Flow Rest 90% Full |  |  | Automatic Tank Gauge, Statistical Inventory Reconciliation (SIR) |  | Automatic flow restrictor (MLLD) | Automatic flow restrictor (MLLD) |  |  | Statistical inventory reconciliation (SIR) | Statistical inventory reconciliation (SIR) |  | UST Currently In Use: 3; UST Temp Close: 2; AST Currently In Use: 0; AST Temp Closed: 0 | 3 | 2 | 0 | 25542-089-010623 | KANUBHAI N PATEL
29643 | Currently in Use |  | 1980-12-01 |  | Petroleum | Mid-grade gasoline | Mid-grade gasoline | Retail | Single Wall, Steel | Steel | Field installed cathodic protection |  | Fiberglass reinforced plastic, Single Wall |  |  |  | Catchment Basin, Single walled catchment basin | Flow Rest 90% Full | Flow Rest 90% Full |  |  | Statistical Inventory Reconciliation (SIR) |  | Automatic flow restrictor (MLLD) | Automatic flow restrictor (MLLD) |  |  | Statistical inventory reconciliation (SIR) | Statistical inventory reconciliation (SIR) |  | UST Currently In Use: 3; UST Temp Close: 2; AST Currently In Use: 0; AST Temp Closed: 0 | 3 | 2 | 0 | 25542-089-010623 | KANUBHAI N PATEL
29644 | Currently in Use |  | 1982-12-01 |  | Petroleum | Premium gasoline | Premium gasoline | Retail | Single Wall, Steel | Steel | Field installed cathodic protection |  | Fiberglass reinforced plastic, Single Wall |  |  |  | Catchment Basin, Single walled catchment basin | Flow Rest 90% Full | Flow Rest 90% Full |  |  | Statistical Inventory Reconciliation (SIR) |  | Automatic flow restrictor (MLLD) | Automatic flow restrictor (MLLD) |  |  | Statistical inventory reconciliation (SIR) | Statistical inventory reconciliation (SIR) |  | UST Currently In Use: 3; UST Temp Close: 2; AST Currently In Use: 0; AST Temp Closed: 0 | 3 | 2 | 0 | 25542-089-010623 | KANUBHAI N PATEL
29645 | Temporary Closed | 2024-12-17 | 1986-12-01 |  | Petroleum | On road diesel | On road diesel | Retail | Single Wall, Steel | Steel | Field installed cathodic protection |  | Fiberglass reinforced plastic, Single Wall |  |  |  | Catchment Basin, Single walled catchment basin | Flow Rest 90% Full | Flow Rest 90% Full |  |  | Statistical Inventory Reconciliation (SIR) | [8 empty] | UST Currently In Use: 3; UST Temp Close: 2; AST Currently In Use: 0; AST Temp Closed: 0 | 3 | 2 | 0 | 25542-089-010623 | KANUBHAI N PATEL
29646 | Temporary Closed | 2014-01-01 | 1986-12-01 |  | Petroleum | Kerosene | Kerosene | Retail | Single Wall, Steel | Steel | Field installed cathodic protection |  | Fiberglass reinforced plastic, Single Wall |  |  |  | Catchment Basin, Single walled catchment basin | Flow Rest 90% Full | Flow Rest 90% Full |  |  | Automatic Tank Gauge, Statistical Inventory Reconciliation (SIR) | [8 empty] | UST Currently In Use: 3; UST Temp Close: 2; AST Currently In Use: 0; AST Temp Closed: 0 | 3 | 2 | 0 | 25542-089-010623 | KANUBHAI N PATEL
29647 | Currently in Use |  | 1985-01-01 |  | Petroleum | Unleaded gasoline | Unleaded gasoline | Retail | Single Wall, Steel | Steel | Coated & cathodic protection (sti-P3), Field installed cathodic protection |  | Fiberglass reinforced plastic, Single Wall |  |  |  | Catchment Basin, Single walled catchment basin | Automatic shutoff device At 95% full | Automatic shutoff device At 95% full |  |  | Continuous Automatic Tank Gauge |  | Automatic shutoff device (AELLD) | Automatic shutoff device (AELLD) |  |  |  |  | Pressurized Piping | UST Currently In Use: 2; UST Temp Close: 2; AST Currently In Use: 0; AST Temp Closed: 0 | 2 | 2 | 0 | 21663-089-012716 | CHONG T YI
29648 | Currently in Use |  | 1985-01-01 |  | Petroleum | Mid-grade gasoline | Mid-grade gasoline | Retail | Single Wall, Steel | Steel | Coated & cathodic protection (sti-P3), Field installed cathodic protection |  | Fiberglass reinforced plastic, Single Wall |  |  |  | Catchment Basin, Single walled catchment basin | Automatic shutoff device At 95% full | Automatic shutoff device At 95% full |  |  | Continuous Automatic Tank Gauge |  | Automatic shutoff device (AELLD) | Automatic shutoff device (AELLD) | [5 empty] | UST Currently In Use: 2; UST Temp Close: 2; AST Currently In Use: 0; AST Temp Closed: 0 | 2 | 2 | 0 | 21663-089-012716 | CHONG T YI
29649 | Temporary Closed | 2025-10-01 | 1985-01-01 |  | Petroleum | Premium gasoline | Premium gasoline | Retail | Single Wall, Steel | Steel | Coated & cathodic protection (sti-P3), Field installed cathodic protection |  | Fiberglass reinforced plastic, Single Wall |  |  |  | Catchment Basin, Single walled catchment basin | Automatic shutoff device At 95% full | Automatic shutoff device At 95% full |  |  | Continuous Automatic Tank Gauge |  | Automatic shutoff device (AELLD) | Automatic shutoff device (AELLD) | [5 empty] | UST Currently In Use: 2; UST Temp Close: 2; AST Currently In Use: 0; AST Temp Closed: 0 | 2 | 2 | 0 | 21663-089-012716 | CHONG T YI
29650 | Temporary Closed | 2025-10-01 | 1985-01-01 |  | Petroleum | On road diesel | On road diesel | Retail | Single Wall, Steel | Steel | Coated & cathodic protection (sti-P3), Field installed cathodic protection |  | Fiberglass reinforced plastic, Single Wall |  |  |  | Catchment Basin, Single walled catchment basin | Automatic shutoff device At 95% full | Automatic shutoff device At 95% full |  |  | Continuous Automatic Tank Gauge |  | Automatic shutoff device (AELLD) | Automatic shutoff device (AELLD) | [5 empty] | UST Currently In Use: 2; UST Temp Close: 2; AST Currently In Use: 0; AST Temp Closed: 0 | 2 | 2 | 0 | 21663-089-012716 | CHONG T YI
29651 | Permanently Closed | 1996-01-01 | 1985-01-01 | 1996-01-01 | Petroleum | Unleaded gasoline | Unleaded gasoline |  | Steel | Steel | Coated & cathodic protection (sti-P3) |  | Steel |  | 1901-01-01 | [6 empty] | Statistical Inventory Reconciliation (SIR) | [8 empty] | UST Currently In Use: 0; UST Temp Close: 0; AST Currently In Use: 0; AST Temp Closed: 0 | 0 | 0 | 3 | 14547-089-012718 | THE SPENCER COMPANIES INC
29652 | Permanently Closed | 1996-01-01 | 1985-01-01 | 1996-01-01 | Petroleum | Unleaded gasoline | Unleaded gasoline |  | Steel | Steel | Coated & cathodic protection (sti-P3) |  | Steel |  | 1901-01-01 | [6 empty] | Statistical Inventory Reconciliation (SIR) | [8 empty] | UST Currently In Use: 0; UST Temp Close: 0; AST Currently In Use: 0; AST Temp Closed: 0 | 0 | 0 | 3 | 14547-089-012718 | THE SPENCER COMPANIES INC
29653 | Permanently Closed | 1996-01-01 | 1985-01-01 | 1996-01-01 | Petroleum | On road diesel | On road diesel |  | Steel | Steel | Coated & cathodic protection (sti-P3) |  | Steel |  | 1901-01-01 | [6 empty] | Statistical Inventory Reconciliation (SIR) | [8 empty] | UST Currently In Use: 0; UST Temp Close: 0; AST Currently In Use: 0; AST Temp Closed: 0 | 0 | 0 | 3 | 14547-089-012718 | THE SPENCER COMPANIES INC
29654 | Currently in Use |  | 1988-09-30 |  | Petroleum | Unleaded gasoline | Unleaded gasoline | Retail | Steel | Steel | Coated & cathodic protection (sti-P3) |  | Fiberglass reinforced plastic |  |  |  | Catchment Basin, Single walled catchment basin | Automatic shutoff device At 95% full | Automatic shutoff device At 95% full |  |  | Automatic Tank Gauge |  | Automatic flow restrictor (MLLD) | Automatic flow restrictor (MLLD) |  |  | Annual line testing | Annual line testing |  | UST Currently In Use: 5; UST Temp Close: 0; AST Currently In Use: 0; AST Temp Closed: 0 | 5 | 0 | 0 | 24322-089-013876 | A & B HOLDINGS, LLC
29656 | Currently in Use |  | 1988-09-30 |  | Petroleum | Premium gasoline | Premium gasoline | Retail | Steel | Steel | Coated & cathodic protection (sti-P3) |  | Fiberglass reinforced plastic |  |  | Other, FLXS ISOLA | Catchment Basin, Single walled catchment basin | Automatic shutoff device At 95% full | Automatic shutoff device At 95% full |  |  | Automatic Tank Gauge |  | Automatic flow restrictor (MLLD) | Automatic flow restrictor (MLLD) |  |  | Annual line testing | Annual line testing |  | UST Currently In Use: 5; UST Temp Close: 0; AST Currently In Use: 0; AST Temp Closed: 0 | 5 | 0 | 0 | 24322-089-013876 | A & B HOLDINGS, LLC
29657 | Currently in Use |  | 1988-09-30 |  | Petroleum | On road diesel | On road diesel | Retail | Steel | Steel | Coated & cathodic protection (sti-P3) |  | Fiberglass reinforced plastic |  |  | Other, FLXS ISOLA | Catchment Basin, Single walled catchment basin | Automatic shutoff device At 95% full | Automatic shutoff device At 95% full |  |  | Automatic Tank Gauge |  | Automatic flow restrictor (MLLD) | Automatic flow restrictor (MLLD) |  |  | Annual line testing | Annual line testing |  | UST Currently In Use: 5; UST Temp Close: 0; AST Currently In Use: 0; AST Temp Closed: 0 | 5 | 0 | 0 | 24322-089-013876 | A & B HOLDINGS, LLC
29658 | Currently in Use |  | 1988-09-30 |  | Petroleum | Kerosene | Kerosene | Retail | Steel | Steel | Coated & cathodic protection (sti-P3) |  | Fiberglass reinforced plastic |  |  | Other, FLXS ISOLA | Catchment Basin, Single walled catchment basin | Automatic shutoff device At 95% full | Automatic shutoff device At 95% full |  |  | Automatic Tank Gauge |  | Automatic flow restrictor (MLLD) | Automatic flow restrictor (MLLD) |  |  | Annual line testing | Annual line testing |  | UST Currently In Use: 5; UST Temp Close: 0; AST Currently In Use: 0; AST Temp Closed: 0 | 5 | 0 | 0 | 24322-089-013876 | A & B HOLDINGS, LLC
29659 | Temporary Closed | 2025-04-01 | 1988-03-01 |  | Petroleum | Premium gasoline | Premium gasoline | Retail | Fiberglass reinforced plastic | Fiberglass reinforced plastic |  |  | Fiberglass reinforced plastic |  | 1901-01-01 |  | Catchment Basin, Single walled catchment basin | Automatic shutoff device At 95% full | Automatic shutoff device At 95% full |  |  | Automatic Tank Gauge, Statistical Inventory Reconciliation (SIR) |  | Automatic flow restrictor (MLLD) | Automatic flow restrictor (MLLD) |  |  | Statistical inventory reconciliation (SIR) | Statistical inventory reconciliation (SIR) |  | UST Currently In Use: 0; UST Temp Close: 5; AST Currently In Use: 0; AST Temp Closed: 0 | 0 | 5 | 0 | 11576-089-013877 | DUTCH OIL COMPANY
29660 | Temporary Closed | 2025-04-01 | 1988-03-01 |  | Petroleum | Mid-grade gasoline | Mid-grade gasoline | Retail | Fiberglass reinforced plastic | Fiberglass reinforced plastic |  |  | Fiberglass reinforced plastic |  | 1901-01-01 |  | Catchment Basin, Single walled catchment basin | Automatic shutoff device At 95% full | Automatic shutoff device At 95% full |  |  | Automatic Tank Gauge, Statistical Inventory Reconciliation (SIR) |  | Automatic flow restrictor (MLLD) | Automatic flow restrictor (MLLD) |  |  | Statistical inventory reconciliation (SIR) | Statistical inventory reconciliation (SIR) |  | UST Currently In Use: 0; UST Temp Close: 5; AST Currently In Use: 0; AST Temp Closed: 0 | 0 | 5 | 0 | 11576-089-013877 | DUTCH OIL COMPANY
29661 | Temporary Closed | 2025-04-01 | 1988-03-01 |  | Petroleum | Unleaded gasoline | Unleaded gasoline | Retail | Fiberglass reinforced plastic | Fiberglass reinforced plastic |  |  | Fiberglass reinforced plastic |  | 1901-01-01 |  | Catchment Basin, Single walled catchment basin | Automatic shutoff device At 95% full | Automatic shutoff device At 95% full |  |  | Automatic Tank Gauge, Statistical Inventory Reconciliation (SIR) |  | Automatic flow restrictor (MLLD) | Automatic flow restrictor (MLLD) |  |  | Statistical inventory reconciliation (SIR) | Statistical inventory reconciliation (SIR) |  | UST Currently In Use: 0; UST Temp Close: 5; AST Currently In Use: 0; AST Temp Closed: 0 | 0 | 5 | 0 | 11576-089-013877 | DUTCH OIL COMPANY
29662 | Temporary Closed | 2025-04-01 | 1988-03-01 |  | Petroleum | On road diesel | On road diesel | Retail | Fiberglass reinforced plastic | Fiberglass reinforced plastic |  |  | Fiberglass reinforced plastic |  | 1901-01-01 |  | Catchment Basin, Single walled catchment basin | Automatic shutoff device At 95% full | Automatic shutoff device At 95% full |  |  | Automatic Tank Gauge, Statistical Inventory Reconciliation (SIR) |  | Automatic flow restrictor (MLLD) | Automatic flow restrictor (MLLD) |  |  | Statistical inventory reconciliation (SIR) | Statistical inventory reconciliation (SIR) |  | UST Currently In Use: 0; UST Temp Close: 5; AST Currently In Use: 0; AST Temp Closed: 0 | 0 | 5 | 0 | 11576-089-013877 | DUTCH OIL COMPANY
29663 | Temporary Closed | 2025-04-01 | 1988-03-01 |  | Petroleum | Kerosene | Kerosene | Retail | Fiberglass reinforced plastic | Fiberglass reinforced plastic |  |  | Fiberglass reinforced plastic |  | 1901-01-01 |  | Catchment Basin, Single walled catchment basin | Automatic shutoff device At 95% full | Automatic shutoff device At 95% full |  |  | Automatic Tank Gauge, Statistical Inventory Reconciliation (SIR) |  | Automatic flow restrictor (MLLD) | Automatic flow restrictor (MLLD) |  |  | Statistical inventory reconciliation (SIR) | Statistical inventory reconciliation (SIR) |  | UST Currently In Use: 0; UST Temp Close: 5; AST Currently In Use: 0; AST Temp Closed: 0 | 0 | 5 | 0 | 11576-089-013877 | DUTCH OIL COMPANY
29664 | Cannot Locate or abandoned | 2001-12-04 | 1987-01-01 |  | Petroleum | Unleaded gasoline | Unleaded gasoline | Retail | Steel | Steel | Coated & cathodic protection (sti-P3) |  | Steel |  | 1901-01-01 |  | Catchment Basin, Single walled catchment basin | Flow Rest 90% Full | Flow Rest 90% Full | [8 empty] | Annual line testing | Annual line testing |  | UST Currently In Use: 0; UST Temp Close: 0; AST Currently In Use: 0; AST Temp Closed: 0 | 0 | 0 | 0 | 20270-089-013878 | JAMES JOHNSON
29665 | Cannot Locate or abandoned | 2001-12-04 | 1987-01-01 |  | Petroleum | Mid-grade gasoline | Mid-grade gasoline | Retail | Steel | Steel | Coated & cathodic protection (sti-P3) |  | Steel |  | 1901-01-01 |  | Catchment Basin, Single walled catchment basin | Flow Rest 90% Full | Flow Rest 90% Full | [8 empty] | Annual line testing | Annual line testing |  | UST Currently In Use: 0; UST Temp Close: 0; AST Currently In Use: 0; AST Temp Closed: 0 | 0 | 0 | 0 | 20270-089-013878 | JAMES JOHNSON
29666 | Cannot Locate or abandoned | 2001-12-04 | 1987-01-01 |  | Petroleum | Premium gasoline | Premium gasoline | Retail | Steel | Steel | Coated & cathodic protection (sti-P3) |  | Steel |  | 1901-01-01 |  | Catchment Basin, Single walled catchment basin | Flow Rest 90% Full | Flow Rest 90% Full | [8 empty] | Annual line testing | Annual line testing |  | UST Currently In Use: 0; UST Temp Close: 0; AST Currently In Use: 0; AST Temp Closed: 0 | 0 | 0 | 0 | 20270-089-013878 | JAMES JOHNSON
29667 | Cannot Locate or abandoned | 2001-12-04 | 1987-01-01 |  | Petroleum | On road diesel | On road diesel | Retail | Steel | Steel | Coated & cathodic protection (sti-P3) |  | Steel |  | 1901-01-01 |  | Catchment Basin, Single walled catchment basin | Flow Rest 90% Full | Flow Rest 90% Full | [8 empty] | Annual line testing | Annual line testing |  | UST Currently In Use: 0; UST Temp Close: 0; AST Currently In Use: 0; AST Temp Closed: 0 | 0 | 0 | 0 | 20270-089-013878 | JAMES JOHNSON
29668 | Currently in Use |  | 1989-01-01 |  | Petroleum | Unleaded gasoline | Unleaded gasoline | Retail | Fiberglass reinforced plastic, Single Wall | Single Wall |  |  | Double Wall, Flexible |  | 1901-01-01 |  | Catchment Basin, Single walled catchment basin | Automatic shutoff device At 95% full, T 5/25/18 | Automatic shutoff device At 95% full |  |  | Automatic Tank Gauge |  | Automatic flow restrictor (MLLD) | Automatic flow restrictor (MLLD) |  |  | Annual line testing | Annual line testing |  | UST Currently In Use: 4; UST Temp Close: 0; AST Currently In Use: 0; AST Temp Closed: 0 | 4 | 0 | 0 | 24924-089-013977 | MARYAM GOLPAYESANI
29669 | Currently in Use |  | 1989-01-01 |  | Petroleum | Premium gasoline | Premium gasoline | Retail | Fiberglass reinforced plastic, Single Wall | Single Wall |  |  | Double Wall, Flexible |  | 1901-01-01 |  | Catchment Basin, Single walled catchment basin | Automatic shutoff device At 95% full, T 5/25/18 | Automatic shutoff device At 95% full |  |  | Automatic Tank Gauge |  | Automatic flow restrictor (MLLD) | Automatic flow restrictor (MLLD) |  |  | Annual line testing | Annual line testing |  | UST Currently In Use: 4; UST Temp Close: 0; AST Currently In Use: 0; AST Temp Closed: 0 | 4 | 0 | 0 | 24924-089-013977 | MARYAM GOLPAYESANI
29670 | Currently in Use |  | 1989-01-01 |  | Petroleum | On road diesel | On road diesel | Retail | Fiberglass reinforced plastic, Single Wall | Single Wall |  |  | Double Wall, Flexible |  | 1901-01-01 |  | Catchment Basin, Single walled catchment basin | Automatic shutoff device At 95% full, T 5/25/18 | Automatic shutoff device At 95% full |  |  | Automatic Tank Gauge |  | Automatic flow restrictor (MLLD) | Automatic flow restrictor (MLLD) |  |  | Annual line testing | Annual line testing |  | UST Currently In Use: 4; UST Temp Close: 0; AST Currently In Use: 0; AST Temp Closed: 0 | 4 | 0 | 0 | 24924-089-013977 | MARYAM GOLPAYESANI
29671 | Currently in Use |  | 1989-01-01 |  | Petroleum | Unleaded gasoline | Unleaded gasoline | Retail | Fiberglass reinforced plastic, Single Wall | Single Wall |  |  | Fiberglass reinforced plastic, Single Wall |  | 1901-01-01 | None | Catchment Basin, Single walled catchment basin | Flow Rest 90% Full | Flow Rest 90% Full |  |  | Statistical Inventory Reconciliation (SIR) |  | Automatic flow restrictor (MLLD) | Automatic flow restrictor (MLLD) |  |  | Statistical inventory reconciliation (SIR) | Statistical inventory reconciliation (SIR) |  | UST Currently In Use: 4; UST Temp Close: 0; AST Currently In Use: 0; AST Temp Closed: 0 | 4 | 0 | 0 | 21767-089-014176 | S. ABDELREZA ALAVI
29672 | Currently in Use |  | 1989-01-01 |  | Petroleum | Mid-grade gasoline | Mid-grade gasoline | Retail | Fiberglass reinforced plastic, Single Wall | Single Wall |  |  | Fiberglass reinforced plastic, Single Wall |  | 1901-01-01 | None | Catchment Basin, Single walled catchment basin | Flow Rest 90% Full | Flow Rest 90% Full |  |  | Statistical Inventory Reconciliation (SIR) |  | Automatic flow restrictor (MLLD) | Automatic flow restrictor (MLLD) |  |  | Statistical inventory reconciliation (SIR) | Statistical inventory reconciliation (SIR) |  | UST Currently In Use: 4; UST Temp Close: 0; AST Currently In Use: 0; AST Temp Closed: 0 | 4 | 0 | 0 | 21767-089-014176 | S. ABDELREZA ALAVI
29673 | Currently in Use |  | 1989-01-01 |  | Petroleum | Unleaded gasoline | Unleaded gasoline | Retail | Fiberglass reinforced plastic, Single Wall | Single Wall |  |  | Fiberglass reinforced plastic, Single Wall |  | 1901-01-01 | None | Catchment Basin, Single walled catchment basin | Flow Rest 90% Full | Flow Rest 90% Full |  |  | Statistical Inventory Reconciliation (SIR) |  | Automatic flow restrictor (MLLD) | Automatic flow restrictor (MLLD) |  |  | Statistical inventory reconciliation (SIR) | Statistical inventory reconciliation (SIR) |  | UST Currently In Use: 4; UST Temp Close: 0; AST Currently In Use: 0; AST Temp Closed: 0 | 4 | 0 | 0 | 21767-089-014176 | S. ABDELREZA ALAVI
29674 | Currently in Use |  | 1989-01-01 |  | Petroleum | On road diesel | On road diesel | Retail | Fiberglass reinforced plastic, Single Wall | Single Wall |  |  | Fiberglass reinforced plastic, Single Wall |  | 1901-01-01 | None | Catchment Basin, Single walled catchment basin | Flow Rest 90% Full | Flow Rest 90% Full |  |  | Statistical Inventory Reconciliation (SIR) |  | Automatic flow restrictor (MLLD) | Automatic flow restrictor (MLLD) |  |  | Statistical inventory reconciliation (SIR) | Statistical inventory reconciliation (SIR) |  | UST Currently In Use: 4; UST Temp Close: 0; AST Currently In Use: 0; AST Temp Closed: 0 | 4 | 0 | 0 | 21767-089-014176 | S. ABDELREZA ALAVI
29675 | Permanently Closed | 1998-01-05 | 1979-01-01 | 1998-01-05 | Petroleum | On road diesel | On road diesel |  | Steel | Steel |  | Painted or None | Steel |  | 1901-01-01 | [6 empty] | Statistical Inventory Reconciliation (SIR) | [8 empty] | UST Currently In Use: 0; UST Temp Close: 0; AST Currently In Use: 0; AST Temp Closed: 0 | 0 | 0 | 4 | 14547-095-010621 | THE SPENCER COMPANIES INC
29676 | Permanently Closed | 1998-01-05 | 1974-01-01 | 1998-01-05 | Petroleum | Unleaded gasoline | Unleaded gasoline |  | Steel | Steel |  | Painted or None | Steel |  | 1901-01-01 | [6 empty] | Statistical Inventory Reconciliation (SIR) | [5 empty] | Annual line testing | Annual line testing |  | UST Currently In Use: 0; UST Temp Close: 0; AST Currently In Use: 0; AST Temp Closed: 0 | 0 | 0 | 4 | 14547-095-010621 | THE SPENCER COMPANIES INC
29677 | Permanently Closed | 1998-01-05 | 1974-01-01 | 1998-01-05 | Petroleum | Unleaded gasoline | Unleaded gasoline |  | Steel | Steel |  | Painted or None | Steel |  | 1901-01-01 | [6 empty] | Statistical Inventory Reconciliation (SIR) | [5 empty] | Annual line testing | Annual line testing |  | UST Currently In Use: 0; UST Temp Close: 0; AST Currently In Use: 0; AST Temp Closed: 0 | 0 | 0 | 4 | 14547-095-010621 | THE SPENCER COMPANIES INC
29678 | Permanently Closed | 1998-01-05 | 1964-01-01 | 1998-01-05 | Petroleum | Unleaded gasoline | Unleaded gasoline |  | Steel | Steel |  | Painted or None | Steel |  | 1901-01-01 | [6 empty] | Statistical Inventory Reconciliation (SIR) | [5 empty] | Annual line testing | Annual line testing |  | UST Currently In Use: 0; UST Temp Close: 0; AST Currently In Use: 0; AST Temp Closed: 0 | 0 | 0 | 4 | 14547-095-010621 | THE SPENCER COMPANIES INC
29679 | Temporary Closed | 2013-04-29 | 1981-01-01 |  | Petroleum | On road diesel | On road diesel | Retail | Steel | Steel | Field installed cathodic protection, Interior lined (not allowed as a standalone method of corrosion protection) |  | Fiberglass reinforced plastic |  |  |  | Catchment Basin, Single walled catchment basin | Flow Rest 90% Full | Flow Rest 90% Full |  |  | Statistical Inventory Reconciliation (SIR) | [8 empty] | UST Currently In Use: 0; UST Temp Close: 5; AST Currently In Use: 0; AST Temp Closed: 0 | 0 | 5 | 0 | 25458-101-004833 | LIONS PRIDE PROPERTY INC
29680 | Temporary Closed | 2013-04-29 | 1981-01-01 |  | Petroleum | Kerosene | Kerosene | Retail | Steel | Steel | Field installed cathodic protection, Interior lined (not allowed as a standalone method of corrosion protection) |  | Fiberglass reinforced plastic |  |  |  | Catchment Basin, Single walled catchment basin | Flow Rest 90% Full | Flow Rest 90% Full |  |  | Statistical Inventory Reconciliation (SIR) | [8 empty] | UST Currently In Use: 0; UST Temp Close: 5; AST Currently In Use: 0; AST Temp Closed: 0 | 0 | 5 | 0 | 25458-101-004833 | LIONS PRIDE PROPERTY INC
29681 | Temporary Closed | 2013-04-29 | 1981-01-01 |  | Petroleum | Mid-grade gasoline | Mid-grade gasoline | Retail | Steel | Steel | Field installed cathodic protection, Interior lined (not allowed as a standalone method of corrosion protection) |  | Fiberglass reinforced plastic |  |  |  | Catchment Basin, Single walled catchment basin | Flow Rest 90% Full | Flow Rest 90% Full |  |  | Statistical Inventory Reconciliation (SIR) |  | Automatic flow restrictor (MLLD) | Automatic flow restrictor (MLLD) |  |  | Statistical inventory reconciliation (SIR) | Statistical inventory reconciliation (SIR) |  | UST Currently In Use: 0; UST Temp Close: 5; AST Currently In Use: 0; AST Temp Closed: 0 | 0 | 5 | 0 | 25458-101-004833 | LIONS PRIDE PROPERTY INC
29682 | Temporary Closed | 2013-04-29 | 1977-01-01 |  | Petroleum | Premium gasoline | Premium gasoline | Retail | Steel | Steel | Field installed cathodic protection, Interior lined (not allowed as a standalone method of corrosion protection) |  | Fiberglass reinforced plastic |  |  |  | Catchment Basin, Single walled catchment basin | Flow Rest 90% Full | Flow Rest 90% Full |  |  | Statistical Inventory Reconciliation (SIR) |  | Automatic flow restrictor (MLLD) | Automatic flow restrictor (MLLD) |  |  | Statistical inventory reconciliation (SIR) | Statistical inventory reconciliation (SIR) |  | UST Currently In Use: 0; UST Temp Close: 5; AST Currently In Use: 0; AST Temp Closed: 0 | 0 | 5 | 0 | 25458-101-004833 | LIONS PRIDE PROPERTY INC
29683 | Temporary Closed | 2013-04-29 | 1980-01-01 |  | Petroleum | Unleaded gasoline | Unleaded gasoline | Retail | Steel | Steel | Field installed cathodic protection, Interior lined (not allowed as a standalone method of corrosion protection) |  | Fiberglass reinforced plastic |  |  |  | Catchment Basin, Single walled catchment basin | Flow Rest 90% Full | Flow Rest 90% Full |  |  | Statistical Inventory Reconciliation (SIR) |  | Automatic flow restrictor (MLLD) | Automatic flow restrictor (MLLD) |  |  | Statistical inventory reconciliation (SIR) | Statistical inventory reconciliation (SIR) |  | UST Currently In Use: 0; UST Temp Close: 5; AST Currently In Use: 0; AST Temp Closed: 0 | 0 | 5 | 0 | 25458-101-004833 | LIONS PRIDE PROPERTY INC
29684 |  | 1996-01-01 | 1969-01-01 |  | Petroleum | On road diesel | On road diesel | Industrial | Single Wall, Steel | Steel |  | Painted or None | Single Wall, Steel |  | 1901-01-01 | [12 empty] | Annual line testing | Annual line testing |  | UST Currently In Use: 0; UST Temp Close: 0; AST Currently In Use: 0; AST Temp Closed: 0 | 0 | 0 | 0 | 17306-103-004842 | HUGHES LANDSCAPING INC
29685 |  | 1996-01-01 | 1969-01-01 |  | Petroleum | On road diesel | On road diesel | Industrial | Single Wall, Steel | Steel |  | Painted or None | Single Wall, Steel |  | 1901-01-01 | [15 empty] | UST Currently In Use: 0; UST Temp Close: 0; AST Currently In Use: 0; AST Temp Closed: 0 | 0 | 0 | 0 | 17306-103-004842 | HUGHES LANDSCAPING INC
29686 | Permanently Closed | 1986-09-01 | 1964-01-01 |  | Petroleum | Unleaded gasoline | Unleaded gasoline |  | Steel | Steel |  | Painted or None | Steel |  | 1901-01-01 | [15 empty] | UST Currently In Use: 0; UST Temp Close: 0; AST Currently In Use: 0; AST Temp Closed: 0 | 0 | 0 | 7 | 14547-103-004846 | THE SPENCER COMPANIES INC
29687 | Permanently Closed | 1986-09-01 | 1964-01-01 |  | Petroleum | Unleaded gasoline | Unleaded gasoline |  | Steel | Steel |  | Painted or None | Steel |  | 1901-01-01 | [15 empty] | UST Currently In Use: 0; UST Temp Close: 0; AST Currently In Use: 0; AST Temp Closed: 0 | 0 | 0 | 7 | 14547-103-004846 | THE SPENCER COMPANIES INC
29688 | Permanently Closed | 1986-09-01 | 1964-01-01 |  | Petroleum | Unleaded gasoline | Unleaded gasoline |  | Steel | Steel |  | Painted or None | Steel |  | 1901-01-01 | [15 empty] | UST Currently In Use: 0; UST Temp Close: 0; AST Currently In Use: 0; AST Temp Closed: 0 | 0 | 0 | 7 | 14547-103-004846 | THE SPENCER COMPANIES INC
29689 | Permanently Closed | 1991-02-11 | 1964-01-01 | 1991-02-11 | Petroleum | Used oil | Used oil |  | Steel | Steel |  | Painted or None | Steel |  | 1901-01-01 | [15 empty] | UST Currently In Use: 0; UST Temp Close: 0; AST Currently In Use: 0; AST Temp Closed: 0 | 0 | 0 | 7 | 14547-103-004846 | THE SPENCER COMPANIES INC
29690 | Permanently Closed | 1997-02-01 | 1984-01-01 | 1998-05-11 | Petroleum | Unleaded gasoline | Unleaded gasoline |  | Steel | Steel | Coated & cathodic protection (sti-P3) |  | Steel |  | 1901-01-01 | [6 empty] | Statistical Inventory Reconciliation (SIR) | [8 empty] | UST Currently In Use: 0; UST Temp Close: 0; AST Currently In Use: 0; AST Temp Closed: 0 | 0 | 0 | 7 | 14547-103-004846 | THE SPENCER COMPANIES INC
29691 | Permanently Closed | 1997-02-01 | 1984-01-01 | 1998-05-11 | Petroleum | Unleaded gasoline | Unleaded gasoline |  | Steel | Steel | Coated & cathodic protection (sti-P3) |  | Steel |  | 1901-01-01 | [6 empty] | Statistical Inventory Reconciliation (SIR) | [8 empty] | UST Currently In Use: 0; UST Temp Close: 0; AST Currently In Use: 0; AST Temp Closed: 0 | 0 | 0 | 7 | 14547-103-004846 | THE SPENCER COMPANIES INC
29692 | Permanently Closed | 1997-02-01 | 1984-01-01 | 1998-05-11 | Petroleum | Unleaded gasoline | Unleaded gasoline |  | Steel | Steel | Coated & cathodic protection (sti-P3) |  | Steel |  | 1901-01-01 | [6 empty] | Statistical Inventory Reconciliation (SIR) | [8 empty] | UST Currently In Use: 0; UST Temp Close: 0; AST Currently In Use: 0; AST Temp Closed: 0 | 0 | 0 | 7 | 14547-103-004846 | THE SPENCER COMPANIES INC
29693 | Permanently Closed | 1994-06-02 | 1981-01-01 | 1994-06-02 | Petroleum | Unleaded gasoline | Unleaded gasoline |  | Steel | Steel |  | Painted or None | Steel |  | 1901-01-01 | [6 empty] | Statistical Inventory Reconciliation (SIR) | [5 empty] | Annual line testing | Annual line testing |  | UST Currently In Use: 2; UST Temp Close: 1; AST Currently In Use: 0; AST Temp Closed: 0 | 2 | 1 | 5 | 11576-103-004847 | DUTCH OIL COMPANY
29694 | Permanently Closed | 1994-06-02 | 1981-01-01 | 1994-06-02 | Petroleum | Unleaded gasoline | Unleaded gasoline |  | Steel | Steel |  | Painted or None | Steel |  | 1901-01-01 | [6 empty] | Statistical Inventory Reconciliation (SIR) | [5 empty] | Annual line testing | Annual line testing |  | UST Currently In Use: 2; UST Temp Close: 1; AST Currently In Use: 0; AST Temp Closed: 0 | 2 | 1 | 5 | 11576-103-004847 | DUTCH OIL COMPANY
29695 | Permanently Closed | 1994-06-02 | 1981-01-01 | 1994-06-02 | Petroleum | On road diesel | On road diesel |  | Steel | Steel |  | Painted or None | Steel |  | 1901-01-01 | [6 empty] | Statistical Inventory Reconciliation (SIR) | [5 empty] | Annual line testing | Annual line testing |  | UST Currently In Use: 2; UST Temp Close: 1; AST Currently In Use: 0; AST Temp Closed: 0 | 2 | 1 | 5 | 11576-103-004847 | DUTCH OIL COMPANY
29696 | Permanently Closed | 1994-06-02 | 1983-01-01 | 1994-06-02 | Petroleum | On road diesel | On road diesel |  | Steel | Steel |  | Painted or None | Steel |  | 1901-01-01 | [6 empty] | Statistical Inventory Reconciliation (SIR) | [8 empty] | UST Currently In Use: 2; UST Temp Close: 1; AST Currently In Use: 0; AST Temp Closed: 0 | 2 | 1 | 5 | 11576-103-004847 | DUTCH OIL COMPANY
29697 | Permanently Closed | 1994-06-02 | 1980-01-01 | 1994-06-02 | Petroleum | On road diesel | On road diesel |  | Steel | Steel |  | Painted or None | Steel |  | 1901-01-01 | [6 empty] | Statistical Inventory Reconciliation (SIR) | [8 empty] | UST Currently In Use: 2; UST Temp Close: 1; AST Currently In Use: 0; AST Temp Closed: 0 | 2 | 1 | 5 | 11576-103-004847 | DUTCH OIL COMPANY
29698 | Temporary Closed | 2005-03-17 | 1984-01-01 |  | Petroleum | On road diesel | On road diesel | Industrial | Single Wall, Steel | Steel | Coated & cathodic protection (sti-P3) |  | Other, NO PIPING |  | 1901-01-01 |  | Catchment Basin, Single walled catchment basin | Automatic shutoff device At 95% full | Automatic shutoff device At 95% full |  |  | Statistical Inventory Reconciliation (SIR) | [8 empty] | UST Currently In Use: 0; UST Temp Close: 1; AST Currently In Use: 0; AST Temp Closed: 0 | 0 | 1 | 0 | 15531-103-004848 | HICKS OIL COMPANY INC
29699 | Permanently Closed | 2016-01-22 | 1986-12-01 | 2021-05-14 | Petroleum | Premium gasoline | Premium gasoline | Industrial, Retail | Single Wall, Steel | Steel | Coated & cathodic protection (sti-P3) |  | Single Wall, Steel |  |  | Field installed cathodic protection | Catchment Basin, Single walled catchment basin | Automatic shutoff device At 95% full, Flow Rest 90% Full | Flow Rest 90% Full |  |  | Statistical Inventory Reconciliation (SIR) | [8 empty] | UST Currently In Use: 0; UST Temp Close: 0; AST Currently In Use: 0; AST Temp Closed: 0 | 0 | 0 | 3 | 14547-103-004849 | THE SPENCER COMPANIES INC
29700 | Permanently Closed | 2021-05-01 | 1986-12-01 | 2021-05-14 | Petroleum | On road diesel | On road diesel | Industrial, Retail | Single Wall, Steel | Steel | Coated & cathodic protection (sti-P3) |  | Single Wall, Steel |  |  | Field installed cathodic protection | Catchment Basin, Single walled catchment basin | Automatic shutoff device At 95% full | Automatic shutoff device At 95% full |  |  | Statistical Inventory Reconciliation (SIR) | [8 empty] | UST Currently In Use: 0; UST Temp Close: 0; AST Currently In Use: 0; AST Temp Closed: 0 | 0 | 0 | 3 | 14547-103-004849 | THE SPENCER COMPANIES INC
29701 | Permanently Closed | 2021-05-01 | 1986-12-01 | 2021-05-14 | Petroleum | Unleaded gasoline | Unleaded gasoline | Industrial, Retail | Single Wall, Steel | Steel | Coated & cathodic protection (sti-P3) |  | Single Wall, Steel |  |  | Field installed cathodic protection | Catchment Basin, Single walled catchment basin | Automatic shutoff device At 95% full | Automatic shutoff device At 95% full |  |  | Statistical Inventory Reconciliation (SIR) | [8 empty] | UST Currently In Use: 0; UST Temp Close: 0; AST Currently In Use: 0; AST Temp Closed: 0 | 0 | 0 | 3 | 14547-103-004849 | THE SPENCER COMPANIES INC
29702 | Permanently Closed | 2020-07-15 | 1969-01-01 | 2021-05-10 | Petroleum | Unleaded gasoline | Unleaded gasoline | Industrial | Single Wall, Steel | Steel | Field installed cathodic protection, Interior lined (not allowed as a standalone method of corrosion protection) |  | Flexible, Single Wall |  |  |  | Catchment Basin, Single walled catchment basin | Flow Rest 90% Full | Flow Rest 90% Full |  |  | Statistical Inventory Reconciliation (SIR) | [8 empty] | UST Currently In Use: 0; UST Temp Close: 0; AST Currently In Use: 0; AST Temp Closed: 0 | 0 | 0 | 2 | 14547-103-018959 | THE SPENCER COMPANIES INC
29703 | Permanently Closed | 2021-05-01 | 1969-01-01 | 2021-05-10 | Petroleum | On road diesel | On road diesel | Industrial | Single Wall, Steel | Steel | Field installed cathodic protection, Interior lined (not allowed as a standalone method of corrosion protection) |  | Flexible, Single Wall |  |  |  | Catchment Basin, Single walled catchment basin | Flow Rest 90% Full | Flow Rest 90% Full |  |  | Statistical Inventory Reconciliation (SIR) | [8 empty] | UST Currently In Use: 0; UST Temp Close: 0; AST Currently In Use: 0; AST Temp Closed: 0 | 0 | 0 | 2 | 14547-103-018959 | THE SPENCER COMPANIES INC
29704 | Permanently Closed | 1994-02-17 | 1968-01-01 | 1994-02-17 | Petroleum | Unleaded gasoline | Unleaded gasoline |  | Steel | Steel |  | Painted or None | Steel |  | 1901-01-01 | [6 empty] | Statistical Inventory Reconciliation (SIR) | [8 empty] | UST Currently In Use: 4; UST Temp Close: 0; AST Currently In Use: 0; AST Temp Closed: 0 | 4 | 0 | 3 | 11576-103-004852 | DUTCH OIL COMPANY
29705 | Permanently Closed | 1994-02-17 | 1968-01-01 | 1994-02-17 | Petroleum | Unleaded gasoline | Unleaded gasoline |  | Steel | Steel |  | Painted or None | Steel |  | 1901-01-01 | [6 empty] | Statistical Inventory Reconciliation (SIR) | [8 empty] | UST Currently In Use: 4; UST Temp Close: 0; AST Currently In Use: 0; AST Temp Closed: 0 | 4 | 0 | 3 | 11576-103-004852 | DUTCH OIL COMPANY
29706 | Permanently Closed | 1994-02-17 | 1964-01-01 | 1994-02-17 | Petroleum | Unleaded gasoline | Unleaded gasoline |  | Steel | Steel |  | Painted or None | Steel |  | 1901-01-01 | [6 empty] | Statistical Inventory Reconciliation (SIR) | [8 empty] | UST Currently In Use: 4; UST Temp Close: 0; AST Currently In Use: 0; AST Temp Closed: 0 | 4 | 0 | 3 | 11576-103-004852 | DUTCH OIL COMPANY
29707 | Cannot Locate or abandoned | 1999-02-01 | 1986-01-01 |  | Petroleum | Unleaded gasoline | Unleaded gasoline | Retail | Single Wall, Steel | Steel | Coated & cathodic protection (sti-P3) |  | Double Wall, Fiberglass reinforced plastic, Steel |  | 1901-01-01 |  | Catchment Basin, Single walled catchment basin |  |  |  |  | Statistical Inventory Reconciliation (SIR) | [5 empty] | Statistical inventory reconciliation (SIR) | Statistical inventory reconciliation (SIR) |  | UST Currently In Use: 0; UST Temp Close: 0; AST Currently In Use: 0; AST Temp Closed: 0 | 0 | 0 | 1 | 20452-103-004855 | ALI B. HAJIALILU
29708 | Cannot Locate or abandoned | 1999-02-01 | 1986-01-01 |  | Petroleum | Mid-grade gasoline | Mid-grade gasoline | Retail | Single Wall, Steel | Steel | Coated & cathodic protection (sti-P3) |  | Double Wall, Fiberglass reinforced plastic, Steel |  | 1901-01-01 |  | Catchment Basin, Single walled catchment basin |  |  |  |  | Statistical Inventory Reconciliation (SIR) | [5 empty] | Statistical inventory reconciliation (SIR) | Statistical inventory reconciliation (SIR) |  | UST Currently In Use: 0; UST Temp Close: 0; AST Currently In Use: 0; AST Temp Closed: 0 | 0 | 0 | 1 | 20452-103-004855 | ALI B. HAJIALILU
29709 | Cannot Locate or abandoned | 1999-02-01 | 1986-01-01 |  | Petroleum | Premium gasoline | Premium gasoline | Retail | Single Wall, Steel | Steel | Coated & cathodic protection (sti-P3) |  | Double Wall, Fiberglass reinforced plastic, Steel |  | 1901-01-01 |  | Catchment Basin, Single walled catchment basin | Automatic shutoff device At 95% full | Automatic shutoff device At 95% full |  |  | Statistical Inventory Reconciliation (SIR) | [5 empty] | Statistical inventory reconciliation (SIR) | Statistical inventory reconciliation (SIR) |  | UST Currently In Use: 0; UST Temp Close: 0; AST Currently In Use: 0; AST Temp Closed: 0 | 0 | 0 | 1 | 20452-103-004855 | ALI B. HAJIALILU
29710 | Permanently Closed | 1991-02-27 | 1967-01-01 | 1991-02-27 | Petroleum | Kerosene | Kerosene |  | Steel | Steel |  | Painted or None | Steel |  | 1901-01-01 | [15 empty] | UST Currently In Use: 0; UST Temp Close: 0; AST Currently In Use: 0; AST Temp Closed: 0 | 0 | 0 | 1 | 20452-103-004855 | ALI B. HAJIALILU
29711 | Permanently Closed | 1994-04-27 | 1979-01-01 | 1994-04-27 | Petroleum | On road diesel | On road diesel |  | Steel | Steel |  | Painted or None | Steel |  | 1901-01-01 | [6 empty] | Statistical Inventory Reconciliation (SIR) | [5 empty] | Annual line testing | Annual line testing |  | UST Currently In Use: 0; UST Temp Close: 0; AST Currently In Use: 0; AST Temp Closed: 0 | 0 | 0 | 9 | 11379-103-004856 | SIBLEY OIL COMPANY
29712 | Permanently Closed | 1994-04-27 | 1974-01-01 | 1994-04-27 | Petroleum | Unleaded gasoline | Unleaded gasoline |  | Steel | Steel |  | Painted or None | Steel |  | 1901-01-01 | [6 empty] | Statistical Inventory Reconciliation (SIR) | [5 empty] | Annual line testing | Annual line testing |  | UST Currently In Use: 0; UST Temp Close: 0; AST Currently In Use: 0; AST Temp Closed: 0 | 0 | 0 | 9 | 11379-103-004856 | SIBLEY OIL COMPANY
29713 | Permanently Closed | 1994-04-27 | 1970-01-01 | 1994-04-27 | Petroleum | Unleaded gasoline | Unleaded gasoline |  | Steel | Steel |  | Painted or None | Steel |  | 1901-01-01 | [6 empty] | Statistical Inventory Reconciliation (SIR) | [5 empty] | Annual line testing | Annual line testing |  | UST Currently In Use: 0; UST Temp Close: 0; AST Currently In Use: 0; AST Temp Closed: 0 | 0 | 0 | 9 | 11379-103-004856 | SIBLEY OIL COMPANY
29714 | Permanently Closed | 1994-04-27 | 1966-01-01 | 1994-04-27 | Petroleum | Unleaded gasoline | Unleaded gasoline |  | Steel | Steel |  | Painted or None | Steel |  | 1901-01-01 | [6 empty] | Statistical Inventory Reconciliation (SIR) | [5 empty] | Annual line testing | Annual line testing |  | UST Currently In Use: 0; UST Temp Close: 0; AST Currently In Use: 0; AST Temp Closed: 0 | 0 | 0 | 9 | 11379-103-004856 | SIBLEY OIL COMPANY
29715 | Permanently Closed | 1994-04-27 | 1966-01-01 | 1994-04-27 | Petroleum | Unleaded gasoline | Unleaded gasoline |  | Steel | Steel |  | Painted or None | Steel |  | 1901-01-01 | [6 empty] | Statistical Inventory Reconciliation (SIR) | [5 empty] | Annual line testing | Annual line testing |  | UST Currently In Use: 0; UST Temp Close: 0; AST Currently In Use: 0; AST Temp Closed: 0 | 0 | 0 | 9 | 11379-103-004856 | SIBLEY OIL COMPANY
29716 | Permanently Closed | 1995-08-30 | 1983-01-01 | 1995-08-30 | Petroleum | Unleaded gasoline | Unleaded gasoline |  | Steel | Steel |  | Painted or None | Steel |  | 1901-01-01 | [15 empty] | UST Currently In Use: 0; UST Temp Close: 0; AST Currently In Use: 0; AST Temp Closed: 0 | 0 | 0 | 1 | 17307-103-004857 | SOUTHERN SALES INC
29717 | Permanently Closed | 1993-01-12 | 1969-01-01 | 1993-01-12 | Petroleum | On road diesel | On road diesel |  | Steel | Steel |  | Painted or None | Steel |  | 1901-01-01 | [15 empty] | UST Currently In Use: 0; UST Temp Close: 0; AST Currently In Use: 0; AST Temp Closed: 0 | 0 | 0 | 9 | 14547-103-010615 | THE SPENCER COMPANIES INC
29718 | Permanently Closed | 1993-01-12 | 1983-01-01 | 1993-01-12 | Petroleum | Unleaded gasoline | Unleaded gasoline |  | Steel | Steel | Coated & cathodic protection (sti-P3) |  | Steel |  | 1901-01-01 | [15 empty] | UST Currently In Use: 0; UST Temp Close: 0; AST Currently In Use: 0; AST Temp Closed: 0 | 0 | 0 | 9 | 14547-103-010615 | THE SPENCER COMPANIES INC
29719 | Permanently Closed | 1993-01-12 | 1969-01-01 | 1993-01-12 | Petroleum | Unleaded gasoline | Unleaded gasoline |  | Steel | Steel |  | Painted or None | Steel |  | 1901-01-01 | [15 empty] | UST Currently In Use: 0; UST Temp Close: 0; AST Currently In Use: 0; AST Temp Closed: 0 | 0 | 0 | 9 | 14547-103-010615 | THE SPENCER COMPANIES INC
29720 | Permanently Closed | 1993-01-12 | 1969-01-01 | 1993-01-12 | Petroleum | Unleaded gasoline | Unleaded gasoline |  | Steel | Steel |  | Painted or None | Steel |  | 1901-01-01 | [15 empty] | UST Currently In Use: 0; UST Temp Close: 0; AST Currently In Use: 0; AST Temp Closed: 0 | 0 | 0 | 9 | 14547-103-010615 | THE SPENCER COMPANIES INC
29721 | Permanently Closed | 1993-01-12 | 1982-01-01 | 1993-01-12 | Petroleum | Kerosene | Kerosene |  | Steel | Steel |  | Painted or None | Steel |  | 1901-01-01 | [15 empty] | UST Currently In Use: 0; UST Temp Close: 0; AST Currently In Use: 0; AST Temp Closed: 0 | 0 | 0 | 9 | 14547-103-010615 | THE SPENCER COMPANIES INC
29723 | Retired | 1980-01-01 | 1969-01-01 |  | Petroleum | Used oil | Used oil |  | Steel | Steel |  | Painted or None | Steel |  | 1901-01-01 | [15 empty] | UST Currently In Use: 0; UST Temp Close: 0; AST Currently In Use: 0; AST Temp Closed: 0 | 0 | 0 | 9 | 14547-103-010615 | THE SPENCER COMPANIES INC
29724 | Permanently Closed | 1994-12-28 | 1970-01-01 | 1994-12-28 | Petroleum | Unleaded gasoline | Unleaded gasoline |  | Steel | Steel |  | Painted or None | Steel |  | 1901-01-01 | [6 empty] | Statistical Inventory Reconciliation (SIR) | [8 empty] | UST Currently In Use: 4; UST Temp Close: 0; AST Currently In Use: 0; AST Temp Closed: 0 | 4 | 0 | 5 | 11576-103-010616 | DUTCH OIL COMPANY
29725 | Permanently Closed | 1994-12-28 | 1970-01-01 | 1994-12-28 | Petroleum | Unleaded gasoline | Unleaded gasoline |  | Steel | Steel |  | Painted or None | Steel |  | 1901-01-01 | [6 empty] | Statistical Inventory Reconciliation (SIR) | [8 empty] | UST Currently In Use: 4; UST Temp Close: 0; AST Currently In Use: 0; AST Temp Closed: 0 | 4 | 0 | 5 | 11576-103-010616 | DUTCH OIL COMPANY
29726 | Permanently Closed | 1994-12-28 | 1970-01-01 | 1994-12-28 | Petroleum | Unleaded gasoline | Unleaded gasoline |  | Steel | Steel |  | Painted or None | Steel |  | 1901-01-01 | [6 empty] | Statistical Inventory Reconciliation (SIR) | [8 empty] | UST Currently In Use: 4; UST Temp Close: 0; AST Currently In Use: 0; AST Temp Closed: 0 | 4 | 0 | 5 | 11576-103-010616 | DUTCH OIL COMPANY
29727 | Permanently Closed | 1980-01-01 | 1901-01-01 | 2011-11-11 | Petroleum | Used oil | Used oil |  | Steel | Steel |  | Painted or None | Steel |  | 1901-01-01 | [15 empty] | UST Currently In Use: 4; UST Temp Close: 0; AST Currently In Use: 0; AST Temp Closed: 0 | 4 | 0 | 5 | 11576-103-010616 | DUTCH OIL COMPANY
29728 | Permanently Closed | 1980-01-01 | 1901-01-01 | 2011-11-11 | Petroleum | On road diesel | On road diesel |  | Steel | Steel |  | Painted or None | Steel |  | 1901-01-01 | [15 empty] | UST Currently In Use: 4; UST Temp Close: 0; AST Currently In Use: 0; AST Temp Closed: 0 | 4 | 0 | 5 | 11576-103-010616 | DUTCH OIL COMPANY
29729 | Permanently Closed | 2006-02-10 | 1977-12-31 | 2015-05-20 | Petroleum | On road diesel | On road diesel | Retail | Single Wall, Steel | Steel | Field installed cathodic protection, Interior lined (not allowed as a standalone method of corrosion protection) |  | Fiberglass reinforced plastic, Single Wall |  |  |  | Catchment Basin, Single walled catchment basin | Automatic shutoff device At 95% full | Automatic shutoff device At 95% full |  |  | Automatic Tank Gauge, Statistical Inventory Reconciliation (SIR) | [5 empty] | Statistical inventory reconciliation (SIR) | Statistical inventory reconciliation (SIR) |  | UST Currently In Use: 0; UST Temp Close: 0; AST Currently In Use: 0; AST Temp Closed: 0 | 0 | 0 | 5 | 14547-103-010620 | THE SPENCER COMPANIES INC
29730 | Permanently Closed | 2006-02-10 | 1969-01-01 | 2015-05-20 | Petroleum | Unleaded gasoline | Unleaded gasoline | Retail | Single Wall, Steel | Steel | Field installed cathodic protection, Interior lined (not allowed as a standalone method of corrosion protection) |  | Fiberglass reinforced plastic, Single Wall |  |  |  | Catchment Basin, Single walled catchment basin | Automatic shutoff device At 95% full | Automatic shutoff device At 95% full |  |  | Automatic Tank Gauge, Statistical Inventory Reconciliation (SIR) | [5 empty] | Statistical inventory reconciliation (SIR) | Statistical inventory reconciliation (SIR) |  | UST Currently In Use: 0; UST Temp Close: 0; AST Currently In Use: 0; AST Temp Closed: 0 | 0 | 0 | 5 | 14547-103-010620 | THE SPENCER COMPANIES INC
29731 | Permanently Closed | 2006-02-10 | 1969-01-01 | 2015-05-20 | Petroleum | Mid-grade gasoline | Mid-grade gasoline | Retail | Single Wall, Steel | Steel | Field installed cathodic protection, Interior lined (not allowed as a standalone method of corrosion protection) |  | Fiberglass reinforced plastic, Single Wall |  |  |  | Catchment Basin, Single walled catchment basin | Automatic shutoff device At 95% full | Automatic shutoff device At 95% full |  |  | Automatic Tank Gauge, Statistical Inventory Reconciliation (SIR) | [5 empty] | Statistical inventory reconciliation (SIR) | Statistical inventory reconciliation (SIR) |  | UST Currently In Use: 0; UST Temp Close: 0; AST Currently In Use: 0; AST Temp Closed: 0 | 0 | 0 | 5 | 14547-103-010620 | THE SPENCER COMPANIES INC
29732 | Permanently Closed | 2006-02-10 | 1969-01-01 | 2015-05-20 | Petroleum | Premium gasoline | Premium gasoline | Retail | Single Wall, Steel | Steel | Field installed cathodic protection, Interior lined (not allowed as a standalone method of corrosion protection) |  | Fiberglass reinforced plastic, Single Wall |  |  |  | Catchment Basin, Single walled catchment basin | Automatic shutoff device At 95% full | Automatic shutoff device At 95% full |  |  | Automatic Tank Gauge, Statistical Inventory Reconciliation (SIR) | [5 empty] | Statistical inventory reconciliation (SIR) | Statistical inventory reconciliation (SIR) |  | UST Currently In Use: 0; UST Temp Close: 0; AST Currently In Use: 0; AST Temp Closed: 0 | 0 | 0 | 5 | 14547-103-010620 | THE SPENCER COMPANIES INC
29733 | Permanently Closed | 1988-11-01 | 1966-01-01 | 1988-11-01 | Petroleum | Used oil | Used oil |  | Steel | Steel |  | Painted or None | Steel |  | 1901-01-01 | [6 empty] | Automatic Tank Gauge, Statistical Inventory Reconciliation (SIR) | [8 empty] | UST Currently In Use: 0; UST Temp Close: 0; AST Currently In Use: 0; AST Temp Closed: 0 | 0 | 0 | 5 | 14547-103-010620 | THE SPENCER COMPANIES INC
29734 | Permanently Closed | 1901-01-01 | 1959-01-01 | 1988-12-15 | Petroleum | Unleaded gasoline | Unleaded gasoline |  | Steel | Steel |  | Painted or None | Steel |  | 1901-01-01 | [15 empty] | UST Currently In Use: 4; UST Temp Close: 1; AST Currently In Use: 0; AST Temp Closed: 0 | 4 | 1 | 5 | 24052-115-004835 | SADRUDIN NILGIRIWALA
29735 | Permanently Closed | 1901-01-01 | 1959-01-01 | 1988-12-15 | Petroleum | Unleaded gasoline | Unleaded gasoline |  | Steel | Steel |  | Painted or None | Steel |  | 1901-01-01 | [15 empty] | UST Currently In Use: 4; UST Temp Close: 1; AST Currently In Use: 0; AST Temp Closed: 0 | 4 | 1 | 5 | 24052-115-004835 | SADRUDIN NILGIRIWALA
29736 | Permanently Closed | 1901-01-01 | 1959-01-01 | 1988-12-15 | Petroleum | Unleaded gasoline | Unleaded gasoline |  | Steel | Steel |  | Painted or None | Steel |  | 1901-01-01 | [15 empty] | UST Currently In Use: 4; UST Temp Close: 1; AST Currently In Use: 0; AST Temp Closed: 0 | 4 | 1 | 5 | 24052-115-004835 | SADRUDIN NILGIRIWALA
29737 | Permanently Closed | 1901-01-01 | 1959-01-01 | 1988-12-15 | Petroleum | On road diesel | On road diesel |  | Steel | Steel |  | Painted or None | Steel |  | 1901-01-01 | [15 empty] | UST Currently In Use: 4; UST Temp Close: 1; AST Currently In Use: 0; AST Temp Closed: 0 | 4 | 1 | 5 | 24052-115-004835 | SADRUDIN NILGIRIWALA
29738 | Permanently Closed | 1901-01-01 | 1959-01-01 | 1988-12-15 | Petroleum | Other, OTHER | Other |  | Steel | Steel |  | Painted or None | Steel |  | 1901-01-01 | [15 empty] | UST Currently In Use: 4; UST Temp Close: 1; AST Currently In Use: 0; AST Temp Closed: 0 | 4 | 1 | 5 | 24052-115-004835 | SADRUDIN NILGIRIWALA
29739 | Currently in Use |  | 1988-12-30 |  | Petroleum | Unleaded gasoline | Unleaded gasoline |  | Steel | Steel | Coated & cathodic protection (sti-P3) |  | Fiberglass reinforced plastic, Single Wall |  |  |  | Catchment Basin, Single walled catchment basin | Flow Rest 90% Full | Flow Rest 90% Full |  |  | Automatic Tank Gauge |  | Automatic flow restrictor (MLLD) | Automatic flow restrictor (MLLD) |  |  | Annual line testing | Annual line testing |  | UST Currently In Use: 4; UST Temp Close: 1; AST Currently In Use: 0; AST Temp Closed: 0 | 4 | 1 | 5 | 24052-115-004835 | SADRUDIN NILGIRIWALA
29740 | Currently in Use |  | 1988-12-30 |  | Petroleum | Premium gasoline | Premium gasoline |  | Steel | Steel | Coated & cathodic protection (sti-P3) |  | Fiberglass reinforced plastic, Single Wall |  |  |  | Catchment Basin, Single walled catchment basin | Flow Rest 90% Full | Flow Rest 90% Full |  |  | Automatic Tank Gauge |  | Automatic flow restrictor (MLLD) | Automatic flow restrictor (MLLD) |  |  | Annual line testing | Annual line testing |  | UST Currently In Use: 4; UST Temp Close: 1; AST Currently In Use: 0; AST Temp Closed: 0 | 4 | 1 | 5 | 24052-115-004835 | SADRUDIN NILGIRIWALA
29741 | Temporary Closed | 2011-11-17 | 1988-12-30 |  | Petroleum | Other, 100% | Other |  | Steel | Steel | Coated & cathodic protection (sti-P3) |  | Fiberglass reinforced plastic, Single Wall |  |  |  | Catchment Basin, Single walled catchment basin | Flow Rest 90% Full | Flow Rest 90% Full |  |  | Automatic Tank Gauge |  | Automatic flow restrictor (MLLD) | Automatic flow restrictor (MLLD) |  |  | Annual line testing | Annual line testing |  | UST Currently In Use: 4; UST Temp Close: 1; AST Currently In Use: 0; AST Temp Closed: 0 | 4 | 1 | 5 | 24052-115-004835 | SADRUDIN NILGIRIWALA
29742 | Currently in Use |  | 1988-12-30 |  | Petroleum | On road diesel | On road diesel |  | Steel | Steel | Coated & cathodic protection (sti-P3) |  | Fiberglass reinforced plastic, Single Wall |  |  |  | Catchment Basin, Single walled catchment basin | Flow Rest 90% Full | Flow Rest 90% Full |  |  | Automatic Tank Gauge |  | Automatic flow restrictor (MLLD) | Automatic flow restrictor (MLLD) |  |  | Annual line testing | Annual line testing |  | UST Currently In Use: 4; UST Temp Close: 1; AST Currently In Use: 0; AST Temp Closed: 0 | 4 | 1 | 5 | 24052-115-004835 | SADRUDIN NILGIRIWALA
29743 | Currently in Use |  | 1988-12-30 |  | Petroleum | Ethanol free gasoline | Ethanol free gasoline |  | Steel | Steel | Coated & cathodic protection (sti-P3) |  | Fiberglass reinforced plastic, Single Wall |  |  |  | Catchment Basin, Single walled catchment basin | Flow Rest 90% Full | Flow Rest 90% Full |  |  | Automatic Tank Gauge |  | Automatic flow restrictor (MLLD) | Automatic flow restrictor (MLLD) |  |  | Annual line testing | Annual line testing |  | UST Currently In Use: 4; UST Temp Close: 1; AST Currently In Use: 0; AST Temp Closed: 0 | 4 | 1 | 5 | 24052-115-004835 | SADRUDIN NILGIRIWALA
29744 | Permanently Closed | 1992-04-08 | 1961-01-01 | 1992-04-08 | Petroleum | Unleaded gasoline | Unleaded gasoline |  | Steel | Steel |  | Painted or None | Steel |  | 1901-01-01 | [15 empty] | UST Currently In Use: 0; UST Temp Close: 0; AST Currently In Use: 0; AST Temp Closed: 0 | 0 | 0 | 2 | 14549-011-012299 | SPRINGER LUMBER CO INC
29745 | Permanently Closed | 1992-04-08 | 1961-01-01 | 1992-04-08 | Petroleum | On road diesel | On road diesel |  | Steel | Steel |  | Painted or None | Steel |  | 1901-01-01 | [15 empty] | UST Currently In Use: 0; UST Temp Close: 0; AST Currently In Use: 0; AST Temp Closed: 0 | 0 | 0 | 2 | 14549-011-012299 | SPRINGER LUMBER CO INC
29746 | Permanently Closed | 1993-02-25 | 1981-01-01 | 1993-02-25 | Petroleum | Unleaded gasoline | Unleaded gasoline |  | Steel | Steel |  | Painted or None | Steel |  | 1901-01-01 | [15 empty] | UST Currently In Use: 0; UST Temp Close: 0; AST Currently In Use: 2; AST Temp Closed: 0 | 0 | 0 | 3 | 14550-097-004722 | SPRINGHILL COLLEGE
29747 | Permanently Closed | 1993-02-25 | 1981-01-01 | 1993-02-25 | Petroleum | Unleaded gasoline | Unleaded gasoline |  | Steel | Steel |  | Painted or None | Steel |  | 1901-01-01 | [15 empty] | UST Currently In Use: 0; UST Temp Close: 0; AST Currently In Use: 2; AST Temp Closed: 0 | 0 | 0 | 3 | 14550-097-004722 | SPRINGHILL COLLEGE
29748 | Permanently Closed | 1993-02-25 | 1981-01-01 | 1993-02-25 | Petroleum | Unleaded gasoline | Unleaded gasoline |  | Steel | Steel |  | Painted or None | Steel |  | 1901-01-01 | [15 empty] | UST Currently In Use: 0; UST Temp Close: 0; AST Currently In Use: 2; AST Temp Closed: 0 | 0 | 0 | 3 | 14550-097-004722 | SPRINGHILL COLLEGE
29750 | Permanently Closed | 1992-09-18 | 1965-01-01 | 1992-09-18 | Petroleum | Used oil | Used oil |  | Steel | Steel | Interior lined (not allowed as a standalone method of corrosion protection) | Painted or None | Steel |  | 1901-01-01 | [15 empty] | UST Currently In Use: 0; UST Temp Close: 0; AST Currently In Use: 0; AST Temp Closed: 0 | 0 | 0 | 1 | 14552-097-012834 | FIRESTONE - SPRINGHILL SHOPPING CNTR
29751 | Permanently Closed | 1901-01-01 | 1970-01-01 |  | Petroleum | Used oil | Used oil | [7 empty] | 1901-01-01 | [15 empty] | UST Currently In Use: 0; UST Temp Close: 0; AST Currently In Use: 0; AST Temp Closed: 0 | 0 | 0 | 2 | 14553-097-002842 | SPRINGHILL TOYOTA INC
29752 | Permanently Closed | 1901-01-01 | 1983-01-01 |  | Petroleum | Used oil | Used oil | [7 empty] | 1901-01-01 | [15 empty] | UST Currently In Use: 0; UST Temp Close: 0; AST Currently In Use: 0; AST Temp Closed: 0 | 0 | 0 | 2 | 14553-097-002842 | SPRINGHILL TOYOTA INC
29753 | Permanently Closed | 1990-06-25 | 1971-01-01 | 1990-06-25 | Petroleum | Unleaded gasoline | Unleaded gasoline |  | Steel | Steel |  | Painted or None | Steel |  | 1901-01-01 | [15 empty] | UST Currently In Use: 0; UST Temp Close: 0; AST Currently In Use: 0; AST Temp Closed: 0 | 0 | 0 | 2 | 14554-097-005656 | SPRINGHILL VILLAGE - ROBERT BROS
29754 | Permanently Closed | 1990-06-25 | 1971-01-01 | 1990-06-25 | Petroleum | Unleaded gasoline | Unleaded gasoline |  | Steel | Steel |  | Painted or None | Steel |  | 1901-01-01 | [15 empty] | UST Currently In Use: 0; UST Temp Close: 0; AST Currently In Use: 0; AST Temp Closed: 0 | 0 | 0 | 2 | 14554-097-005656 | SPRINGHILL VILLAGE - ROBERT BROS
29755 | Permanently Closed | 1998-12-18 | 1986-02-18 | 1999-11-22 | Petroleum | Unleaded gasoline | Unleaded gasoline | Retail | Steel | Steel | Coated & cathodic protection (sti-P3) |  | Steel |  | 1901-01-01 | [12 empty] | Annual line testing | Annual line testing |  | UST Currently In Use: 0; UST Temp Close: 0; AST Currently In Use: 0; AST Temp Closed: 0 | 0 | 0 | 2 | 19124-029-001934 | LAMAR SMITH
29756 | Permanently Closed | 1998-12-18 | 1986-02-18 | 1999-11-22 | Petroleum | Unleaded gasoline | Unleaded gasoline | Retail | Steel | Steel | Coated & cathodic protection (sti-P3) |  | Steel |  | 1901-01-01 | [12 empty] | Annual line testing | Annual line testing |  | UST Currently In Use: 0; UST Temp Close: 0; AST Currently In Use: 0; AST Temp Closed: 0 | 0 | 0 | 2 | 19124-029-001934 | LAMAR SMITH
29757 | Permanently Closed | 2018-03-19 | 1987-08-28 | 2018-09-13 | Petroleum | Unleaded gasoline | Unleaded gasoline |  | Single Wall, Steel | Steel | Coated & cathodic protection (sti-P3) |  | Double Wall, Flexible | APT | 2002-09-15 |  | Catchment Basin, Single walled catchment basin | Flow Rest 90% Full | Flow Rest 90% Full |  |  | Continuous Automatic Tank Gauge |  | Automatic flow restrictor (MLLD), Containment Sump | Containment Sump |  |  | Annual line testing | Annual line testing |  | UST Currently In Use: 1; UST Temp Close: 0; AST Currently In Use: 0; AST Temp Closed: 0 | 1 | 0 | 4 | 21499-015-000611 | YOUSEF YAQOUB INC
29758 | Permanently Closed | 2018-03-19 | 1987-08-28 | 2018-09-13 | Petroleum | Premium gasoline | Premium gasoline |  | Single Wall, Steel | Steel | Coated & cathodic protection (sti-P3) |  | Double Wall, Flexible | APT | 2002-09-15 |  | Catchment Basin, Single walled catchment basin | Flow Rest 90% Full | Flow Rest 90% Full |  |  | Continuous Automatic Tank Gauge |  | Automatic flow restrictor (MLLD), Containment Sump | Containment Sump |  |  | Annual line testing | Annual line testing |  | UST Currently In Use: 1; UST Temp Close: 0; AST Currently In Use: 0; AST Temp Closed: 0 | 1 | 0 | 4 | 21499-015-000611 | YOUSEF YAQOUB INC
29759 | Permanently Closed | 2018-03-19 | 1987-08-28 | 2018-09-13 | Petroleum | Unleaded gasoline | Unleaded gasoline |  | Single Wall, Steel | Steel | Coated & cathodic protection (sti-P3) |  | Double Wall, Flexible | APT | 2002-09-15 |  | Catchment Basin, Single walled catchment basin | Flow Rest 90% Full | Flow Rest 90% Full |  |  | Continuous Automatic Tank Gauge |  | Automatic flow restrictor (MLLD), Containment Sump | Containment Sump |  |  | Annual line testing | Annual line testing |  | UST Currently In Use: 1; UST Temp Close: 0; AST Currently In Use: 0; AST Temp Closed: 0 | 1 | 0 | 4 | 21499-015-000611 | YOUSEF YAQOUB INC
29760 | Permanently Closed | 1999-11-24 | 1987-08-28 | 1999-11-24 | Petroleum | Kerosene | Kerosene |  | Steel | Steel | Coated & cathodic protection (sti-P3) |  | Steel |  | 1901-01-01 | Field installed cathodic protection | Catchment Basin, Single walled catchment basin | Flow Rest 90% Full | Flow Rest 90% Full |  |  | Statistical Inventory Reconciliation (SIR) | [8 empty] | UST Currently In Use: 1; UST Temp Close: 0; AST Currently In Use: 0; AST Temp Closed: 0 | 1 | 0 | 4 | 21499-015-000611 | YOUSEF YAQOUB INC
29761 | Temporary Closed | 2015-12-09 | 1986-03-20 |  | Petroleum | Unleaded gasoline | Unleaded gasoline | Retail | Single Wall, Steel | Steel | Coated & cathodic protection (sti-P3), Field installed cathodic protection |  | Single Wall, Steel |  |  | Field installed cathodic protection | Catchment Basin, Single walled catchment basin | Automatic shutoff device At 95% full | Automatic shutoff device At 95% full |  |  | Statistical Inventory Reconciliation (SIR) |  | Automatic flow restrictor (MLLD) | Automatic flow restrictor (MLLD) |  |  | Statistical inventory reconciliation (SIR) | Statistical inventory reconciliation (SIR) |  | UST Currently In Use: 0; UST Temp Close: 3; AST Currently In Use: 0; AST Temp Closed: 0 | 0 | 3 | 0 | 25347-015-006072 | EXILE ARMORY
29762 | Temporary Closed | 2015-12-09 | 1986-03-20 |  | Petroleum | Mid-grade gasoline | Mid-grade gasoline | Retail | Single Wall, Steel | Steel | Coated & cathodic protection (sti-P3), Field installed cathodic protection |  | Single Wall, Steel |  |  | Field installed cathodic protection | Catchment Basin, Single walled catchment basin | Automatic shutoff device At 95% full | Automatic shutoff device At 95% full |  |  | Statistical Inventory Reconciliation (SIR) |  | Automatic flow restrictor (MLLD) | Automatic flow restrictor (MLLD) |  |  | Statistical inventory reconciliation (SIR) | Statistical inventory reconciliation (SIR) |  | UST Currently In Use: 0; UST Temp Close: 3; AST Currently In Use: 0; AST Temp Closed: 0 | 0 | 3 | 0 | 25347-015-006072 | EXILE ARMORY
29763 | Temporary Closed | 2015-12-09 | 1986-03-20 |  | Petroleum | Premium gasoline | Premium gasoline | Retail | Single Wall, Steel | Steel | Coated & cathodic protection (sti-P3), Field installed cathodic protection |  | Single Wall, Steel |  |  | Field installed cathodic protection | Catchment Basin, Single walled catchment basin | Automatic shutoff device At 95% full | Automatic shutoff device At 95% full |  |  | Statistical Inventory Reconciliation (SIR) |  | Automatic flow restrictor (MLLD) | Automatic flow restrictor (MLLD) |  |  | Statistical inventory reconciliation (SIR) | Statistical inventory reconciliation (SIR) |  | UST Currently In Use: 0; UST Temp Close: 3; AST Currently In Use: 0; AST Temp Closed: 0 | 0 | 3 | 0 | 25347-015-006072 | EXILE ARMORY
29764 | Permanently Closed | 1988-03-01 | 1964-01-01 |  | Petroleum | Unleaded gasoline | Unleaded gasoline |  | Steel | Steel |  | Painted or None | Steel |  | 1901-01-01 | [15 empty] | UST Currently In Use: 2; UST Temp Close: 0; AST Currently In Use: 0; AST Temp Closed: 0 | 2 | 0 | 4 | 21499-015-006077 | YOUSEF YAQOUB INC
29765 | Permanently Closed | 1988-03-01 | 1964-01-01 |  | Petroleum | Unleaded gasoline | Unleaded gasoline |  | Steel | Steel |  | Painted or None | Steel |  | 1901-01-01 | [15 empty] | UST Currently In Use: 2; UST Temp Close: 0; AST Currently In Use: 0; AST Temp Closed: 0 | 2 | 0 | 4 | 21499-015-006077 | YOUSEF YAQOUB INC
29766 | Permanently Closed | 1988-03-01 | 1964-01-01 |  | Petroleum | Unleaded gasoline | Unleaded gasoline |  | Steel | Steel |  | Painted or None | Steel |  | 1901-01-01 | [15 empty] | UST Currently In Use: 2; UST Temp Close: 0; AST Currently In Use: 0; AST Temp Closed: 0 | 2 | 0 | 4 | 21499-015-006077 | YOUSEF YAQOUB INC
29767 | Permanently Closed | 1978-01-01 | 1964-01-01 |  | Petroleum | On road diesel | On road diesel |  | Steel | Steel |  | Painted or None | Steel |  | 1901-01-01 | [15 empty] | UST Currently In Use: 2; UST Temp Close: 0; AST Currently In Use: 0; AST Temp Closed: 0 | 2 | 0 | 4 | 21499-015-006077 | YOUSEF YAQOUB INC
29768 | Currently in Use |  | 1986-01-01 |  | Petroleum | Unleaded gasoline | Unleaded gasoline |  | Steel | Steel | Coated & cathodic protection (sti-P3) |  | Fiberglass reinforced plastic |  | 2013-12-09 | Other, FLXS ISOLA | Catchment Basin, Single walled catchment basin | Automatic shutoff device At 95% full, Flow Rest 90% Full | Flow Rest 90% Full |  |  | Continuous Automatic Tank Gauge |  | Automatic shutoff device (AELLD), Containment Sump | Containment Sump | Interstitial Monitoring within Secondary Containment | SENSOR TO ATG | Continuous alarm system | Continuous alarm system |  | UST Currently In Use: 2; UST Temp Close: 0; AST Currently In Use: 0; AST Temp Closed: 0 | 2 | 0 | 4 | 21499-015-006077 | YOUSEF YAQOUB INC
29769 | Currently in Use |  | 1986-01-01 |  | Petroleum | Premium gasoline | Premium gasoline |  | Steel | Steel | Coated & cathodic protection (sti-P3) |  | Fiberglass reinforced plastic |  | 2013-12-09 | Other, FLXS ISOLA | Catchment Basin, Single walled catchment basin | Automatic shutoff device At 95% full, Flow Rest 90% Full | Flow Rest 90% Full |  |  | Continuous Automatic Tank Gauge |  | Automatic shutoff device (AELLD), Containment Sump | Containment Sump | Interstitial Monitoring within Secondary Containment | SENSOR TO ATG | Continuous alarm system | Continuous alarm system |  | UST Currently In Use: 2; UST Temp Close: 0; AST Currently In Use: 0; AST Temp Closed: 0 | 2 | 0 | 4 | 21499-015-006077 | YOUSEF YAQOUB INC
29771 | Permanently Closed | 2005-06-01 | 1961-01-01 | 2006-04-27 | Petroleum | Unleaded gasoline | Unleaded gasoline | Retail | Steel | Steel | Interior lined (not allowed as a standalone method of corrosion protection), OTHER |  | Fiberglass reinforced plastic, Steel |  | 1901-01-01 |  | Catchment Basin, Single walled catchment basin | Automatic shutoff device At 95% full | Automatic shutoff device At 95% full |  |  | Statistical Inventory Reconciliation (SIR) | [5 empty] | Annual line testing | Annual line testing |  | UST Currently In Use: 0; UST Temp Close: 0; AST Currently In Use: 0; AST Temp Closed: 0 | 0 | 0 | 4 | 13983-015-006085 | R K ALLEN OIL CO INC
29772 | Permanently Closed | 2005-06-01 | 1961-01-01 | 2006-04-27 | Petroleum | Premium gasoline | Premium gasoline | Retail | Steel | Steel | Interior lined (not allowed as a standalone method of corrosion protection), OTHER |  | Fiberglass reinforced plastic |  | 1901-01-01 |  | Catchment Basin, Single walled catchment basin | Automatic shutoff device At 95% full | Automatic shutoff device At 95% full |  |  | Statistical Inventory Reconciliation (SIR) | [5 empty] | Annual line testing | Annual line testing |  | UST Currently In Use: 0; UST Temp Close: 0; AST Currently In Use: 0; AST Temp Closed: 0 | 0 | 0 | 4 | 13983-015-006085 | R K ALLEN OIL CO INC
29773 | Permanently Closed | 2005-06-01 | 1985-01-01 | 2006-04-27 | Petroleum | On road diesel | On road diesel | Retail | Steel | Steel | Coated & cathodic protection (sti-P3) |  | Fiberglass reinforced plastic, Steel |  | 1901-01-01 |  | Catchment Basin, Single walled catchment basin | Automatic shutoff device At 95% full | Automatic shutoff device At 95% full |  |  | Statistical Inventory Reconciliation (SIR) | [8 empty] | UST Currently In Use: 0; UST Temp Close: 0; AST Currently In Use: 0; AST Temp Closed: 0 | 0 | 0 | 4 | 13983-015-006085 | R K ALLEN OIL CO INC
29774 | Permanently Closed | 1992-08-21 | 1961-01-01 | 1992-08-21 | Petroleum | Used oil | Used oil |  | Steel | Steel |  | Painted or None | Steel |  | 1901-01-01 | [15 empty] | UST Currently In Use: 0; UST Temp Close: 0; AST Currently In Use: 0; AST Temp Closed: 0 | 0 | 0 | 4 | 13983-015-006085 | R K ALLEN OIL CO INC
29775 | Currently in Use |  | 1990-01-01 |  | Petroleum | Unleaded gasoline | Unleaded gasoline | Retail | Single Wall, Steel | Steel | Coated & cathodic protection (sti-P3) |  | Double Wall, Fiberglass reinforced plastic |  |  | Other, FLXS ISOLA | Catchment Basin, Single walled catchment basin | Flow Rest 90% Full | Flow Rest 90% Full |  | PIT LINER | Continuous Automatic Tank Gauge |  | Automatic flow restrictor (MLLD), Containment Sump | Containment Sump |  | SENSOR TO ATG | Annual line testing | Annual line testing |  | UST Currently In Use: 4; UST Temp Close: 0; AST Currently In Use: 0; AST Temp Closed: 0 | 4 | 0 | 0 | 13983-015-015156 | R K ALLEN OIL CO INC
29776 | Currently in Use |  | 1990-01-01 |  | Petroleum | Mid-grade gasoline | Mid-grade gasoline | Retail | Single Wall, Steel | Steel | Coated & cathodic protection (sti-P3) |  | Double Wall, Fiberglass reinforced plastic |  |  | Other, FLXS ISOLA | Catchment Basin, Single walled catchment basin | Flow Rest 90% Full | Flow Rest 90% Full |  | PIT LINER | Continuous Automatic Tank Gauge |  | Automatic flow restrictor (MLLD), Containment Sump | Containment Sump |  | SENSOR TO ATG | Annual line testing | Annual line testing |  | UST Currently In Use: 4; UST Temp Close: 0; AST Currently In Use: 0; AST Temp Closed: 0 | 4 | 0 | 0 | 13983-015-015156 | R K ALLEN OIL CO INC
29777 | Currently in Use |  | 1990-01-01 |  | Petroleum | Premium gasoline | Premium gasoline | Retail | Single Wall, Steel | Steel | Coated & cathodic protection (sti-P3) |  | Double Wall, Fiberglass reinforced plastic |  |  | Other, FLXS ISOLA | Catchment Basin, Single walled catchment basin | Flow Rest 90% Full | Flow Rest 90% Full |  | PIT LINER | Continuous Automatic Tank Gauge |  | Automatic flow restrictor (MLLD), Containment Sump | Containment Sump |  | SENSOR TO ATG | Annual line testing | Annual line testing |  | UST Currently In Use: 4; UST Temp Close: 0; AST Currently In Use: 0; AST Temp Closed: 0 | 4 | 0 | 0 | 13983-015-015156 | R K ALLEN OIL CO INC
29778 | Currently in Use |  | 1990-01-01 |  | Petroleum | On road diesel | On road diesel | Retail | Single Wall, Steel | Steel | Coated & cathodic protection (sti-P3) |  | Double Wall, Fiberglass reinforced plastic |  |  | Other, FLXS ISOLA | Catchment Basin, Single walled catchment basin | Flow Rest 90% Full | Flow Rest 90% Full |  |  | Continuous Automatic Tank Gauge |  | Automatic flow restrictor (MLLD), Containment Sump | Containment Sump |  | SENSOR TO ATG | Annual line testing | Annual line testing |  | UST Currently In Use: 4; UST Temp Close: 0; AST Currently In Use: 0; AST Temp Closed: 0 | 4 | 0 | 0 | 13983-015-015156 | R K ALLEN OIL CO INC
29779 | Permanently Closed | 1992-08-21 | 1972-01-01 | 1992-08-21 | Petroleum | Unleaded gasoline | Unleaded gasoline |  | Steel | Steel |  | Painted or None | Steel |  | 1901-01-01 | [15 empty] | UST Currently In Use: 0; UST Temp Close: 0; AST Currently In Use: 0; AST Temp Closed: 0 | 0 | 0 | 2 | 13983-027-006071 | R K ALLEN OIL CO INC
29780 | Permanently Closed | 1992-08-21 | 1972-01-01 | 1992-08-21 | Petroleum | Unleaded gasoline | Unleaded gasoline |  | Steel | Steel |  | Painted or None | Steel |  | 1901-01-01 | [15 empty] | UST Currently In Use: 0; UST Temp Close: 0; AST Currently In Use: 0; AST Temp Closed: 0 | 0 | 0 | 2 | 13983-027-006071 | R K ALLEN OIL CO INC
29781 | Permanently Closed | 2001-10-22 | 1985-01-01 | 2001-10-22 | Petroleum | Unleaded gasoline | Unleaded gasoline | Retail | Steel | Steel | Field installed cathodic protection |  | Steel |  | 1901-01-01 | Field installed cathodic protection | Catchment Basin, Single walled catchment basin | Automatic shutoff device At 95% full | Automatic shutoff device At 95% full |  |  | Statistical Inventory Reconciliation (SIR) | [5 empty] | Annual line testing | Annual line testing |  | UST Currently In Use: 0; UST Temp Close: 0; AST Currently In Use: 0; AST Temp Closed: 0 | 0 | 0 | 6 | 13983-027-006075 | R K ALLEN OIL CO INC
29782 | Permanently Closed | 1988-02-01 | 1964-01-01 | 1988-02-02 | Petroleum | Unleaded gasoline | Unleaded gasoline |  | Steel | Steel |  | Painted or None | Steel |  | 1901-01-01 | [12 empty] | Annual line testing | Annual line testing |  | UST Currently In Use: 0; UST Temp Close: 0; AST Currently In Use: 0; AST Temp Closed: 0 | 0 | 0 | 6 | 13983-027-006075 | R K ALLEN OIL CO INC
29783 | Permanently Closed | 1988-02-01 | 1959-01-01 |  | Petroleum | Unleaded gasoline | Unleaded gasoline |  | Steel | Steel |  | Painted or None | Steel |  | 1901-01-01 | [12 empty] | Annual line testing | Annual line testing |  | UST Currently In Use: 0; UST Temp Close: 0; AST Currently In Use: 0; AST Temp Closed: 0 | 0 | 0 | 6 | 13983-027-006075 | R K ALLEN OIL CO INC
29784 | Permanently Closed | 1980-06-01 | 1901-01-01 | 1980-06-01 | Petroleum | Other, NONE | Other |  | Steel | Steel |  |  |  |  | 1901-01-01 | [15 empty] | UST Currently In Use: 0; UST Temp Close: 0; AST Currently In Use: 0; AST Temp Closed: 0 | 0 | 0 | 6 | 13983-027-006075 | R K ALLEN OIL CO INC
29785 | Permanently Closed | 2001-10-22 | 1983-01-01 | 2001-10-22 | Petroleum | Premium gasoline | Premium gasoline | Retail | Steel | Steel | Coated & cathodic protection (sti-P3), Field installed cathodic protection |  | Steel |  | 1901-01-01 | Field installed cathodic protection | Catchment Basin, Single walled catchment basin | Automatic shutoff device At 95% full | Automatic shutoff device At 95% full |  |  | Statistical Inventory Reconciliation (SIR) | [8 empty] | UST Currently In Use: 0; UST Temp Close: 0; AST Currently In Use: 0; AST Temp Closed: 0 | 0 | 0 | 6 | 13983-027-006075 | R K ALLEN OIL CO INC
29786 | Permanently Closed | 2001-10-22 | 1983-01-01 | 2001-10-22 | Petroleum | On road diesel | On road diesel | Retail | Steel | Steel | Coated & cathodic protection (sti-P3), Field installed cathodic protection |  | Steel |  | 1901-01-01 | Field installed cathodic protection | Catchment Basin, Single walled catchment basin | Automatic shutoff device At 95% full | Automatic shutoff device At 95% full |  |  | Statistical Inventory Reconciliation (SIR) | [8 empty] | UST Currently In Use: 0; UST Temp Close: 0; AST Currently In Use: 0; AST Temp Closed: 0 | 0 | 0 | 6 | 13983-027-006075 | R K ALLEN OIL CO INC
29787 | Permanently Closed | 1998-08-10 | 1973-01-01 | 1998-08-10 | Petroleum | Unleaded gasoline | Unleaded gasoline |  | Steel | Steel |  | Painted or None | Steel |  | 1901-01-01 | [12 empty] | Annual line testing | Annual line testing |  | UST Currently In Use: 0; UST Temp Close: 0; AST Currently In Use: 0; AST Temp Closed: 0 | 0 | 0 | 4 | 13983-029-006076 | R K ALLEN OIL CO INC
29788 | Permanently Closed | 1998-08-10 | 1973-01-01 | 1998-08-10 | Petroleum | On road diesel | On road diesel |  | Steel | Steel |  | Painted or None | Steel |  | 1901-01-01 | [12 empty] | Annual line testing | Annual line testing |  | UST Currently In Use: 0; UST Temp Close: 0; AST Currently In Use: 0; AST Temp Closed: 0 | 0 | 0 | 4 | 13983-029-006076 | R K ALLEN OIL CO INC
29789 | Permanently Closed | 1998-08-10 | 1980-01-01 | 1998-08-10 | Petroleum | Unleaded gasoline | Unleaded gasoline |  | Steel | Steel |  | Painted or None | Steel |  | 1901-01-01 | [12 empty] | Annual line testing | Annual line testing |  | UST Currently In Use: 0; UST Temp Close: 0; AST Currently In Use: 0; AST Temp Closed: 0 | 0 | 0 | 4 | 13983-029-006076 | R K ALLEN OIL CO INC
29790 | Permanently Closed | 1998-08-10 | 1981-01-01 | 1998-08-10 | Petroleum | On road diesel | On road diesel |  | Steel | Steel |  | Painted or None | Steel |  | 1901-01-01 | [12 empty] | Annual line testing | Annual line testing |  | UST Currently In Use: 0; UST Temp Close: 0; AST Currently In Use: 0; AST Temp Closed: 0 | 0 | 0 | 4 | 13983-029-006076 | R K ALLEN OIL CO INC
29791 | Permanently Closed | 1986-09-01 | 1959-01-01 |  | Petroleum | Unleaded gasoline | Unleaded gasoline |  | Steel | Steel |  | Painted or None | Steel |  | 1901-01-01 | [15 empty] | UST Currently In Use: 0; UST Temp Close: 3; AST Currently In Use: 0; AST Temp Closed: 0 | 0 | 3 | 4 | 25594-111-006082 | BHOLEY POWER INC
29792 | Permanently Closed | 1986-09-01 | 1959-01-01 |  | Petroleum | Unleaded gasoline | Unleaded gasoline |  | Steel | Steel |  | Painted or None | Steel |  | 1901-01-01 | [15 empty] | UST Currently In Use: 0; UST Temp Close: 3; AST Currently In Use: 0; AST Temp Closed: 0 | 0 | 3 | 4 | 25594-111-006082 | BHOLEY POWER INC
29793 | Permanently Closed | 1986-09-01 | 1959-01-01 |  | Petroleum | Unleaded gasoline | Unleaded gasoline |  | Steel | Steel |  | Painted or None | Steel |  | 1901-01-01 | [15 empty] | UST Currently In Use: 0; UST Temp Close: 3; AST Currently In Use: 0; AST Temp Closed: 0 | 0 | 3 | 4 | 25594-111-006082 | BHOLEY POWER INC
29794 | Permanently Closed | 1986-09-01 | 1959-01-01 |  | Petroleum | Unleaded gasoline | Unleaded gasoline |  | Steel | Steel |  | Painted or None | Steel |  | 1901-01-01 | [15 empty] | UST Currently In Use: 0; UST Temp Close: 3; AST Currently In Use: 0; AST Temp Closed: 0 | 0 | 3 | 4 | 25594-111-006082 | BHOLEY POWER INC
29795 | Temporary Closed | 2005-08-01 | 1978-09-01 |  | Petroleum | Unleaded gasoline | Unleaded gasoline | Retail | Steel | Steel | Field installed cathodic protection, Interior lined (not allowed as a standalone method of corrosion protection) |  | Steel |  |  | Field installed cathodic protection | Catchment Basin, Single walled catchment basin | Automatic shutoff device At 95% full | Automatic shutoff device At 95% full |  |  | Statistical Inventory Reconciliation (SIR) | [8 empty] | UST Currently In Use: 0; UST Temp Close: 3; AST Currently In Use: 0; AST Temp Closed: 0 | 0 | 3 | 4 | 25594-111-006082 | BHOLEY POWER INC
29796 | Temporary Closed | 2005-08-01 | 1986-09-09 |  | Petroleum | Mid-grade gasoline | Mid-grade gasoline | Retail | Steel | Steel | Coated & cathodic protection (sti-P3), Field installed cathodic protection |  | Steel |  |  | Field installed cathodic protection | Catchment Basin, Single walled catchment basin | Automatic shutoff device At 95% full | Automatic shutoff device At 95% full |  |  | Statistical Inventory Reconciliation (SIR) | [8 empty] | UST Currently In Use: 0; UST Temp Close: 3; AST Currently In Use: 0; AST Temp Closed: 0 | 0 | 3 | 4 | 25594-111-006082 | BHOLEY POWER INC
29797 | Temporary Closed | 2005-08-01 | 1986-09-09 |  | Petroleum | Premium gasoline | Premium gasoline | Retail | Steel | Steel | Coated & cathodic protection (sti-P3), Field installed cathodic protection |  | Steel |  |  | Field installed cathodic protection | Catchment Basin, Single walled catchment basin | Automatic shutoff device At 95% full | Automatic shutoff device At 95% full |  |  | Statistical Inventory Reconciliation (SIR) | [8 empty] | UST Currently In Use: 0; UST Temp Close: 3; AST Currently In Use: 0; AST Temp Closed: 0 | 0 | 3 | 4 | 25594-111-006082 | BHOLEY POWER INC
29798 | Currently in Use |  | 1981-01-01 |  | Petroleum | Unleaded gasoline | Unleaded gasoline | Retail | Single Wall, Steel | Steel | Field installed cathodic protection |  | Single Wall, Steel |  |  | Field installed cathodic protection | Catchment Basin, Single walled catchment basin | Automatic shutoff device At 95% full, Flow Rest 90% Full | Flow Rest 90% Full |  |  | Continuous Automatic Tank Gauge | [8 empty] | UST Currently In Use: 4; UST Temp Close: 0; AST Currently In Use: 3; AST Temp Closed: 0 | 4 | 0 | 0 | 25982-111-006086 | TUSHAR PATEL
29799 | Currently in Use |  | 1981-01-01 |  | Petroleum | Premium gasoline | Premium gasoline | Retail | Single Wall, Steel | Steel | Field installed cathodic protection |  | Single Wall, Steel |  |  | Field installed cathodic protection | Catchment Basin, Single walled catchment basin | Automatic shutoff device At 95% full, Flow Rest 90% Full | Flow Rest 90% Full |  |  | Continuous Automatic Tank Gauge | [8 empty] | UST Currently In Use: 4; UST Temp Close: 0; AST Currently In Use: 3; AST Temp Closed: 0 | 4 | 0 | 0 | 25982-111-006086 | TUSHAR PATEL
29800 | Currently in Use |  | 1981-01-01 |  | Petroleum | Premium gasoline | Premium gasoline | Retail | Single Wall, Steel | Steel | Field installed cathodic protection |  | Single Wall, Steel |  |  | Field installed cathodic protection | Catchment Basin, Single walled catchment basin | Automatic shutoff device At 95% full, Flow Rest 90% Full | Flow Rest 90% Full |  |  | Continuous Automatic Tank Gauge | [8 empty] | UST Currently In Use: 4; UST Temp Close: 0; AST Currently In Use: 3; AST Temp Closed: 0 | 4 | 0 | 0 | 25982-111-006086 | TUSHAR PATEL
29801 | Currently in Use |  | 1981-01-01 |  | Petroleum | Unleaded gasoline | Unleaded gasoline | Retail | Single Wall, Steel | Steel | Field installed cathodic protection |  | Single Wall, Steel |  |  | Field installed cathodic protection | Catchment Basin, Single walled catchment basin | Automatic shutoff device At 95% full, Flow Rest 90% Full | Flow Rest 90% Full |  |  | Continuous Automatic Tank Gauge | [8 empty] | UST Currently In Use: 4; UST Temp Close: 0; AST Currently In Use: 3; AST Temp Closed: 0 | 4 | 0 | 0 | 25982-111-006086 | TUSHAR PATEL
29802 | Permanently Closed | 1988-12-01 | 1972-01-01 | 1988-12-21 | Petroleum | On road diesel | On road diesel |  | Steel | Steel |  | Painted or None | Steel |  | 1901-01-01 | [15 empty] | UST Currently In Use: 0; UST Temp Close: 0; AST Currently In Use: 0; AST Temp Closed: 0 | 0 | 0 | 1 | 13983-111-006089 | R K ALLEN OIL CO INC
29803 | Permanently Closed | 1995-02-27 | 1970-01-01 | 1995-02-27 | Petroleum | Unleaded gasoline | Unleaded gasoline |  | Steel | Steel |  | Painted or None | Steel |  | 1901-01-01 | [12 empty] | Annual line testing | Annual line testing |  | UST Currently In Use: 1; UST Temp Close: 0; AST Currently In Use: 0; AST Temp Closed: 0 | 1 | 0 | 3 | 23528-115-006074 | L&L MARKET LLC
29804 | Permanently Closed | 1995-02-27 | 1970-01-01 | 1995-02-27 | Petroleum | Unleaded gasoline | Unleaded gasoline |  | Steel | Steel |  | Painted or None | Steel |  | 1901-01-01 | [12 empty] | Annual line testing | Annual line testing |  | UST Currently In Use: 1; UST Temp Close: 0; AST Currently In Use: 0; AST Temp Closed: 0 | 1 | 0 | 3 | 23528-115-006074 | L&L MARKET LLC
29805 | Permanently Closed | 1995-02-27 | 1970-01-01 | 1995-02-27 | Petroleum | Unleaded gasoline | Unleaded gasoline |  | Steel | Steel |  | Painted or None | Steel |  | 1901-01-01 | [12 empty] | Annual line testing | Annual line testing |  | UST Currently In Use: 1; UST Temp Close: 0; AST Currently In Use: 0; AST Temp Closed: 0 | 1 | 0 | 3 | 23528-115-006074 | L&L MARKET LLC
29806 | Permanently Closed | 1989-03-01 | 1963-01-01 | 1989-03-01 | Petroleum | Unleaded gasoline | Unleaded gasoline |  | Steel | Steel |  | Painted or None | Steel |  | 1901-01-01 | [15 empty] | UST Currently In Use: 0; UST Temp Close: 0; AST Currently In Use: 0; AST Temp Closed: 0 | 0 | 0 | 4 | 13983-121-006081 | R K ALLEN OIL CO INC
29807 | Permanently Closed | 1989-03-01 | 1963-01-01 | 1989-03-01 | Petroleum | Unleaded gasoline | Unleaded gasoline |  | Steel | Steel |  | Painted or None | Steel |  | 1901-01-01 | [15 empty] | UST Currently In Use: 0; UST Temp Close: 0; AST Currently In Use: 0; AST Temp Closed: 0 | 0 | 0 | 4 | 13983-121-006081 | R K ALLEN OIL CO INC
29808 | Permanently Closed | 1989-03-01 | 1963-01-01 | 1989-03-01 | Petroleum | Unleaded gasoline | Unleaded gasoline |  | Steel | Steel |  | Painted or None | Steel |  | 1901-01-01 | [15 empty] | UST Currently In Use: 0; UST Temp Close: 0; AST Currently In Use: 0; AST Temp Closed: 0 | 0 | 0 | 4 | 13983-121-006081 | R K ALLEN OIL CO INC
29809 | Permanently Closed | 1989-03-01 | 1981-01-01 | 1989-03-01 | Petroleum | On road diesel | On road diesel |  | Steel | Steel |  | Painted or None | Steel |  | 1901-01-01 | [15 empty] | UST Currently In Use: 0; UST Temp Close: 0; AST Currently In Use: 0; AST Temp Closed: 0 | 0 | 0 | 4 | 13983-121-006081 | R K ALLEN OIL CO INC
29811 | Currently in Use |  | 1982-01-01 |  | Petroleum | Unleaded gasoline | Unleaded gasoline |  | Steel | Steel | Coated & cathodic protection (sti-P3) |  | Steel |  |  | Galvanic Cathodic | Catchment Basin, Single walled catchment basin | Automatic shutoff device At 95% full | Automatic shutoff device At 95% full |  |  | Automatic Tank Gauge | [8 empty] | UST Currently In Use: 1; UST Temp Close: 0; AST Currently In Use: 2; AST Temp Closed: 0 | 1 | 0 | 0 | 14561-125-008252 | ST BUNN CONSTRUCTION CO INC
29812 | Temporary Closed | 2016-01-01 | 1989-01-01 |  | Petroleum | On road diesel | On road diesel | Local government | Fiberglass reinforced plastic, Single Wall | Single Wall |  |  | Fiberglass reinforced plastic, Single Wall |  | 1901-01-01 |  | Catchment Basin, Single walled catchment basin | Automatic shutoff device At 95% full, Flow Rest 90% Full | Flow Rest 90% Full |  |  | Automatic Tank Gauge | [8 empty] | UST Currently In Use: 0; UST Temp Close: 1; AST Currently In Use: 0; AST Temp Closed: 0 | 0 | 1 | 0 | 14562-115-014534 | ST CLAIR COUNTY BOARD OF EDUCATION
29813 | Currently in Use |  | 1989-01-01 |  | Petroleum | On road diesel | On road diesel | Local Government | Fiberglass reinforced plastic, Single Wall | Single Wall |  |  | Fiberglass reinforced plastic, Single Wall |  | 1901-01-01 |  | Catchment Basin, Single walled catchment basin | Automatic shutoff device At 95% full, Flow Rest 90% Full | Flow Rest 90% Full |  |  | Automatic Tank Gauge | [8 empty] | UST Currently In Use: 2; UST Temp Close: 0; AST Currently In Use: 0; AST Temp Closed: 0 | 2 | 0 | 0 | 14562-115-014535 | ST CLAIR COUNTY BOARD OF EDUCATION
29814 | Currently in Use |  | 1989-01-01 |  | Petroleum | On road diesel | On road diesel | Local Government | Fiberglass reinforced plastic, Single Wall | Single Wall |  |  | Fiberglass reinforced plastic, Single Wall |  | 1901-01-01 |  | Catchment Basin, Single walled catchment basin | Automatic shutoff device At 95% full, Flow Rest 90% Full | Flow Rest 90% Full |  |  | Automatic Tank Gauge | [8 empty] | UST Currently In Use: 2; UST Temp Close: 0; AST Currently In Use: 0; AST Temp Closed: 0 | 2 | 0 | 0 | 14562-115-014535 | ST CLAIR COUNTY BOARD OF EDUCATION
29815 | Permanently Closed | 1992-03-18 | 1967-01-01 | 1992-03-18 | Petroleum | On road diesel | On road diesel |  | Steel | Steel |  | Painted or None | Steel |  | 1901-01-01 | [15 empty] | UST Currently In Use: 0; UST Temp Close: 0; AST Currently In Use: 0; AST Temp Closed: 0 | 0 | 0 | 3 | 23933-115-001913 | ST CLAIR COUNTY
29816 | Permanently Closed | 1992-03-18 | 1967-01-01 | 1992-03-18 | Petroleum | On road diesel | On road diesel |  | Steel | Steel |  | Painted or None | Steel |  | 1901-01-01 | [15 empty] | UST Currently In Use: 0; UST Temp Close: 0; AST Currently In Use: 0; AST Temp Closed: 0 | 0 | 0 | 3 | 23933-115-001913 | ST CLAIR COUNTY
29817 | Permanently Closed | 1997-05-02 | 1959-01-01 | 1997-05-02 | Petroleum | Kerosene | Kerosene | [7 empty] | 1901-01-01 | [15 empty] | UST Currently In Use: 0; UST Temp Close: 0; AST Currently In Use: 0; AST Temp Closed: 0 | 0 | 0 | 3 | 20079-073-006854 | BOX USA GROUP INC
29818 | Permanently Closed | 1997-05-02 | 1959-01-01 | 1997-05-02 | Petroleum | On road diesel | On road diesel | [7 empty] | 1901-01-01 | [15 empty] | UST Currently In Use: 0; UST Temp Close: 0; AST Currently In Use: 0; AST Temp Closed: 0 | 0 | 0 | 3 | 20079-073-006854 | BOX USA GROUP INC
29819 | Permanently Closed | 1901-01-01 | 1959-01-01 | 1988-10-01 | Petroleum | Unleaded gasoline | Unleaded gasoline | [7 empty] | 1901-01-01 | [15 empty] | UST Currently In Use: 0; UST Temp Close: 0; AST Currently In Use: 0; AST Temp Closed: 0 | 0 | 0 | 3 | 20079-073-006854 | BOX USA GROUP INC
29820 | Permanently Closed | 1993-08-10 | 1965-01-01 | 1993-08-11 | Petroleum | On road diesel | On road diesel | Bulk facility, Emergency Power Generator, State/Federal Government | Steel | Steel |  | Painted or None | Steel |  | 1901-01-01 | [15 empty] | UST Currently In Use: 1; UST Temp Close: 0; AST Currently In Use: 0; AST Temp Closed: 0 | 1 | 0 | 6 | 16407-101-013135 | RETIREMENT SYSTEMS OF ALABAMA
29821 | Permanently Closed | 1993-08-19 | 1965-01-01 | 1993-08-19 | Petroleum | On road diesel | On road diesel | Bulk facility, Emergency Power Generator, State/Federal Government | Steel | Steel |  | Painted or None | Steel |  | 1901-01-01 | [15 empty] | UST Currently In Use: 1; UST Temp Close: 0; AST Currently In Use: 0; AST Temp Closed: 0 | 1 | 0 | 6 | 16407-101-013135 | RETIREMENT SYSTEMS OF ALABAMA
29822 | Permanently Closed | 1993-08-19 | 1969-01-01 | 1993-08-19 | Petroleum | On road diesel | On road diesel | Bulk facility, Emergency Power Generator, State/Federal Government | Steel | Steel |  | Painted or None | Steel |  | 1901-01-01 | [15 empty] | UST Currently In Use: 1; UST Temp Close: 0; AST Currently In Use: 0; AST Temp Closed: 0 | 1 | 0 | 6 | 16407-101-013135 | RETIREMENT SYSTEMS OF ALABAMA
29823 | Permanently Closed | 2002-03-13 | 1987-03-29 | 2002-03-13 | Petroleum | On road diesel | On road diesel | Industrial, State/Federal Government | Fiberglass reinforced plastic | Fiberglass reinforced plastic |  |  | Fiberglass reinforced plastic, Steel |  | 1901-01-01 | Field installed cathodic protection | Catchment Basin, Single walled catchment basin | Audible high level alarm At 90% full, Automatic shutoff device At 95% full | Automatic shutoff device At 95% full |  |  |  |  | Automatic shutoff device (AELLD) | Automatic shutoff device (AELLD) |  |  | Continuous alarm system, Statistical inventory reconciliation (SIR) | Statistical inventory reconciliation (SIR) |  | UST Currently In Use: 1; UST Temp Close: 0; AST Currently In Use: 0; AST Temp Closed: 0 | 1 | 0 | 6 | 16407-101-013135 | RETIREMENT SYSTEMS OF ALABAMA
29824 | Permanently Closed | 1992-06-30 | 1968-01-01 | 1992-06-30 | Petroleum | On road diesel | On road diesel |  | Steel | Steel |  | Painted or None | Steel |  | 1901-01-01 |  | Catchment Basin, Single walled catchment basin | [13 empty] | UST Currently In Use: 0; UST Temp Close: 0; AST Currently In Use: 0; AST Temp Closed: 0 | 0 | 0 | 1 | 14566-073-005960 | ST VINCENTS HOSPITAL
29825 | Permanently Closed | 1990-10-05 | 1967-01-01 | 1990-09-05 | Hazardous Substance |  |  |  | Steel | Steel |  | Painted or None | Steel |  | 1901-01-01 | [15 empty] | UST Currently In Use: 0; UST Temp Close: 0; AST Currently In Use: 0; AST Temp Closed: 0 | 0 | 0 | 5 | 14567-073-000836 | STABLER PAINT MFG CO
29826 | Permanently Closed | 1990-10-05 | 1967-01-01 | 1990-09-05 | Hazardous Substance |  |  |  | Steel | Steel |  | Painted or None | Steel |  | 1901-01-01 | [15 empty] | UST Currently In Use: 0; UST Temp Close: 0; AST Currently In Use: 0; AST Temp Closed: 0 | 0 | 0 | 5 | 14567-073-000836 | STABLER PAINT MFG CO
29827 | Permanently Closed | 1990-10-05 | 1967-01-01 | 1990-09-05 | Hazardous Substance |  |  |  | Steel | Steel |  | Painted or None | Steel |  | 1901-01-01 | [15 empty] | UST Currently In Use: 0; UST Temp Close: 0; AST Currently In Use: 0; AST Temp Closed: 0 | 0 | 0 | 5 | 14567-073-000836 | STABLER PAINT MFG CO
29828 | Permanently Closed | 1990-10-05 | 1967-01-01 | 1990-09-05 | Hazardous Substance |  |  |  | Steel | Steel |  | Painted or None | Steel |  | 1901-01-01 | [15 empty] | UST Currently In Use: 0; UST Temp Close: 0; AST Currently In Use: 0; AST Temp Closed: 0 | 0 | 0 | 5 | 14567-073-000836 | STABLER PAINT MFG CO
29829 | Permanently Closed | 1990-10-05 | 1967-01-01 | 1990-09-05 | Hazardous Substance |  |  |  | Steel | Steel |  | Painted or None | Steel |  | 1901-01-01 | [15 empty] | UST Currently In Use: 0; UST Temp Close: 0; AST Currently In Use: 0; AST Temp Closed: 0 | 0 | 0 | 5 | 14567-073-000836 | STABLER PAINT MFG CO
29831 | Permanently Closed | 1993-03-15 | 1981-01-01 | 1993-03-15 | Petroleum | On road diesel | On road diesel |  | Steel | Steel |  | Painted or None | Steel |  | 1901-01-01 | [6 empty] | Statistical Inventory Reconciliation (SIR) | [8 empty] | UST Currently In Use: 2; UST Temp Close: 0; AST Currently In Use: 0; AST Temp Closed: 0 | 2 | 0 | 1 | 23902-099-007831 | CHASEN B GILBERT
29832 | Currently in Use |  | 1986-05-18 |  | Petroleum | Unleaded gasoline | Unleaded gasoline | Retail | Steel | Steel | Coated & cathodic protection (sti-P3) |  | Double Wall, Fiberglass reinforced plastic |  | 2018-08-01 |  | Catchment Basin, Single walled catchment basin | Automatic shutoff device At 95% full | Automatic shutoff device At 95% full |  |  | Continuous Automatic Tank Gauge, Statistical Inventory Reconciliation (SIR) |  | Automatic flow restrictor (MLLD), Containment Sump | Containment Sump | Interstitial Monitoring within Secondary Containment | SENSOR TO ATG | Continuous alarm system | Continuous alarm system |  | UST Currently In Use: 2; UST Temp Close: 0; AST Currently In Use: 0; AST Temp Closed: 0 | 2 | 0 | 1 | 23902-099-007831 | CHASEN B GILBERT
29833 | Currently in Use |  | 1986-05-18 |  | Petroleum | On road diesel | On road diesel | Retail | Steel | Steel | Coated & cathodic protection (sti-P3) |  | Double Wall, Fiberglass reinforced plastic |  | 2018-08-01 |  | Catchment Basin, Single walled catchment basin | Automatic shutoff device At 95% full | Automatic shutoff device At 95% full |  |  | Continuous Automatic Tank Gauge, Statistical Inventory Reconciliation (SIR) |  | Automatic flow restrictor (MLLD), Containment Sump | Containment Sump | Interstitial Monitoring within Secondary Containment | SENSOR TO ATG | Continuous alarm system | Continuous alarm system |  | UST Currently In Use: 2; UST Temp Close: 0; AST Currently In Use: 0; AST Temp Closed: 0 | 2 | 0 | 1 | 23902-099-007831 | CHASEN B GILBERT
29834 | Permanently Closed | 1990-12-20 | 1978-01-01 | 1990-12-20 | Petroleum | Unleaded gasoline | Unleaded gasoline |  | Steel | Steel |  | Painted or None | Steel |  | 1901-01-01 | [15 empty] | UST Currently In Use: 1; UST Temp Close: 0; AST Currently In Use: 0; AST Temp Closed: 0 | 1 | 0 | 2 | 25521-041-004567 | WILLIAM EASTERLING
29835 | Permanently Closed | 1990-12-20 | 1978-01-01 | 1990-09-25 | Petroleum | Unleaded gasoline | Unleaded gasoline |  | Steel | Steel |  | Painted or None | Steel |  | 1901-01-01 | [15 empty] | UST Currently In Use: 1; UST Temp Close: 0; AST Currently In Use: 0; AST Temp Closed: 0 | 1 | 0 | 2 | 25521-041-004567 | WILLIAM EASTERLING
29836 | Permanently Closed | 1995-10-01 | 1980-01-01 | 1997-11-16 | Petroleum | Unleaded gasoline | Unleaded gasoline |  | Steel | Steel | Coated & cathodic protection (sti-P3) |  | Steel |  | 1901-01-01 | [15 empty] | UST Currently In Use: 0; UST Temp Close: 3; AST Currently In Use: 0; AST Temp Closed: 0 | 0 | 3 | 3 | 25328-097-011398 | SALAM LAMA
29837 | Permanently Closed | 1995-10-01 | 1980-01-01 | 1997-11-16 | Petroleum | Unleaded gasoline | Unleaded gasoline |  | Steel | Steel | Coated & cathodic protection (sti-P3) |  | Steel |  | 1901-01-01 | [15 empty] | UST Currently In Use: 0; UST Temp Close: 3; AST Currently In Use: 0; AST Temp Closed: 0 | 0 | 3 | 3 | 25328-097-011398 | SALAM LAMA
29838 | Permanently Closed | 1995-10-01 | 1980-01-01 | 1997-11-16 | Petroleum | On road diesel | On road diesel |  | Steel | Steel | Coated & cathodic protection (sti-P3) |  | Steel |  | 1901-01-01 | [15 empty] | UST Currently In Use: 0; UST Temp Close: 3; AST Currently In Use: 0; AST Temp Closed: 0 | 0 | 3 | 3 | 25328-097-011398 | SALAM LAMA
29839 | Permanently Closed | 1991-04-06 | 1974-01-01 | 1991-04-06 | Petroleum | On road diesel | On road diesel |  | Steel | Steel |  | Painted or None | Steel |  | 1901-01-01 | [15 empty] | UST Currently In Use: 0; UST Temp Close: 0; AST Currently In Use: 0; AST Temp Closed: 0 | 0 | 0 | 3 | 14572-003-000664 | STANDARD FURNITURE MFG CO INC
29840 | Permanently Closed | 1991-04-06 | 1976-01-01 | 1991-04-06 | Petroleum | On road diesel | On road diesel |  | Steel | Steel |  | Painted or None | Steel |  | 1901-01-01 | [15 empty] | UST Currently In Use: 0; UST Temp Close: 0; AST Currently In Use: 0; AST Temp Closed: 0 | 0 | 0 | 3 | 14572-003-000664 | STANDARD FURNITURE MFG CO INC
29841 | Permanently Closed | 1988-11-01 | 1964-01-01 | 1988-11-01 | Petroleum | Other, VARNISH | Other |  | Steel | Steel |  | Painted or None | Steel |  | 1901-01-01 | [15 empty] | UST Currently In Use: 0; UST Temp Close: 0; AST Currently In Use: 0; AST Temp Closed: 0 | 0 | 0 | 3 | 14572-003-000664 | STANDARD FURNITURE MFG CO INC
29842 | Permanently Closed | 1994-12-01 | 1970-01-01 | 1994-12-01 | Petroleum | Unleaded gasoline | Unleaded gasoline |  | Steel | Steel |  | Painted or None | Steel |  | 1901-01-01 | [15 empty] | UST Currently In Use: 0; UST Temp Close: 0; AST Currently In Use: 0; AST Temp Closed: 0 | 0 | 0 | 1 | 14573-055-006017 | STANDARD TILE CO
29843 | Permanently Closed | 1989-10-27 | 1949-01-01 | 1989-10-27 | Petroleum | Unleaded gasoline | Unleaded gasoline |  | Steel | Steel |  | Painted or None | Steel |  | 1901-01-01 | [15 empty] | UST Currently In Use: 0; UST Temp Close: 0; AST Currently In Use: 0; AST Temp Closed: 0 | 0 | 0 | 1 | 14574-077-001686 | STANFIELD'S TIN SHOP INC
29844 | Temporary Closed | 2010-03-01 | 1988-06-15 |  | Petroleum | Other, RACINGFUEL | Other | Retail | Steel | Steel | Coated & cathodic protection (sti-P3) |  | Fiberglass reinforced plastic |  |  |  | Catchment Basin, Single walled catchment basin | Automatic shutoff device At 95% full | Automatic shutoff device At 95% full |  |  | Continuous Automatic Tank Gauge | [8 empty] | UST Currently In Use: 0; UST Temp Close: 5; AST Currently In Use: 0; AST Temp Closed: 0 | 0 | 5 | 0 | 25383-029-007125 | METRO BANK
29845 | Temporary Closed | 2010-03-01 | 1988-06-15 |  | Petroleum | Unleaded gasoline | Unleaded gasoline | Retail | Steel | Steel | Coated & cathodic protection (sti-P3) |  | Fiberglass reinforced plastic |  |  |  | Catchment Basin, Single walled catchment basin | Automatic shutoff device At 95% full | Automatic shutoff device At 95% full |  |  | Continuous Automatic Tank Gauge | [8 empty] | UST Currently In Use: 0; UST Temp Close: 5; AST Currently In Use: 0; AST Temp Closed: 0 | 0 | 5 | 0 | 25383-029-007125 | METRO BANK
29846 | Temporary Closed | 2010-03-01 | 1988-08-15 |  | Petroleum | Unleaded gasoline | Unleaded gasoline | Retail | Steel | Steel | Coated & cathodic protection (sti-P3) |  | Fiberglass reinforced plastic |  |  |  | Catchment Basin, Single walled catchment basin | Automatic shutoff device At 95% full | Automatic shutoff device At 95% full |  |  | Continuous Automatic Tank Gauge | [8 empty] | UST Currently In Use: 0; UST Temp Close: 5; AST Currently In Use: 0; AST Temp Closed: 0 | 0 | 5 | 0 | 25383-029-007125 | METRO BANK
29847 | Temporary Closed | 2010-03-01 | 1988-08-15 |  | Petroleum | Premium gasoline | Premium gasoline | Retail | Steel | Steel | Coated & cathodic protection (sti-P3) |  | Fiberglass reinforced plastic |  |  |  | Catchment Basin, Single walled catchment basin | Automatic shutoff device At 95% full | Automatic shutoff device At 95% full |  |  | Continuous Automatic Tank Gauge | [8 empty] | UST Currently In Use: 0; UST Temp Close: 5; AST Currently In Use: 0; AST Temp Closed: 0 | 0 | 5 | 0 | 25383-029-007125 | METRO BANK
29848 | Temporary Closed | 2010-03-01 | 1988-08-15 |  | Petroleum | On road diesel | On road diesel | Retail | Steel | Steel | Coated & cathodic protection (sti-P3) |  | Fiberglass reinforced plastic |  |  |  | Catchment Basin, Single walled catchment basin | Automatic shutoff device At 95% full | Automatic shutoff device At 95% full |  |  | Continuous Automatic Tank Gauge | [8 empty] | UST Currently In Use: 0; UST Temp Close: 5; AST Currently In Use: 0; AST Temp Closed: 0 | 0 | 5 | 0 | 25383-029-007125 | METRO BANK
29849 | Permanently Closed | 1973-01-01 | 1968-01-01 | 1989-08-25 | Petroleum | Unleaded gasoline | Unleaded gasoline |  | Steel | Steel |  | Painted or None | Steel |  | 1901-01-01 | [15 empty] | UST Currently In Use: 0; UST Temp Close: 0; AST Currently In Use: 0; AST Temp Closed: 0 | 0 | 0 | 1 | 14577-125-009894 | FREEMAN SHEET METAL INC
29850 | Retired | 1988-12-22 | 1958-01-01 |  | Petroleum | Unleaded gasoline | Unleaded gasoline |  | Steel | Steel |  | Painted or None | Steel |  | 1901-01-01 | [15 empty] | UST Currently In Use: 0; UST Temp Close: 0; AST Currently In Use: 0; AST Temp Closed: 0 | 0 | 0 | 0 | 14578-097-008082 | STAR FISH & OYSTER CO
29851 | Cannot Locate or abandoned |  | 1977-01-01 |  | Petroleum | Unleaded gasoline | Unleaded gasoline |  | Steel | Steel |  |  |  |  | 1901-01-01 | [15 empty] | UST Currently In Use: 0; UST Temp Close: 0; AST Currently In Use: 0; AST Temp Closed: 0 | 0 | 0 | 0 | 14579-097-004664 | EXPRESS CAR CARE INC
29852 | Cannot Locate or abandoned |  | 1977-01-01 |  | Petroleum | Unleaded gasoline | Unleaded gasoline |  | Steel | Steel |  |  |  |  | 1901-01-01 | [15 empty] | UST Currently In Use: 0; UST Temp Close: 0; AST Currently In Use: 0; AST Temp Closed: 0 | 0 | 0 | 0 | 14579-097-004664 | EXPRESS CAR CARE INC
29853 | Cannot Locate or abandoned |  | 1980-01-01 |  | Petroleum | Unleaded gasoline | Unleaded gasoline |  | Steel | Steel |  |  |  |  | 1901-01-01 | [15 empty] | UST Currently In Use: 0; UST Temp Close: 0; AST Currently In Use: 0; AST Temp Closed: 0 | 0 | 0 | 0 | 14579-097-004664 | EXPRESS CAR CARE INC
29854 | Permanently Closed | 1989-01-01 | 1964-01-01 | 1989-01-01 | Petroleum | On road diesel | On road diesel |  | Steel | Steel |  | Painted or None | Steel |  | 1901-01-01 | [15 empty] | UST Currently In Use: 0; UST Temp Close: 0; AST Currently In Use: 0; AST Temp Closed: 0 | 0 | 0 | 1 | 14580-097-002289 | STAR PAPER TUBE INC
29855 | Permanently Closed | 1989-10-25 | 1978-01-01 | 1989-10-25 | Petroleum | On road diesel | On road diesel |  | Steel | Steel |  | Painted or None | Steel |  | 1901-01-01 | [15 empty] | UST Currently In Use: 0; UST Temp Close: 0; AST Currently In Use: 0; AST Temp Closed: 0 | 0 | 0 | 1 | 14581-091-002749 | STAR PAPER TUBE INC GULF DIVISION
29856 | Retired | 1988-08-08 | 1965-01-01 |  | Petroleum | Unleaded gasoline | Unleaded gasoline |  | Steel | Steel |  |  | Steel |  | 1901-01-01 | [15 empty] | UST Currently In Use: 0; UST Temp Close: 0; AST Currently In Use: 0; AST Temp Closed: 0 | 0 | 0 | 0 | 14582-073-000208 | STAR SERVICE & PETROLEUM CO
29857 | Retired | 1988-08-08 | 1975-01-01 |  | Petroleum | Unleaded gasoline | Unleaded gasoline |  | Steel | Steel |  |  | Steel |  | 1901-01-01 | [15 empty] | UST Currently In Use: 0; UST Temp Close: 0; AST Currently In Use: 0; AST Temp Closed: 0 | 0 | 0 | 0 | 14582-073-000208 | STAR SERVICE & PETROLEUM CO
29858 | Retired | 1988-08-08 | 1965-01-01 |  | Petroleum | Unleaded gasoline | Unleaded gasoline |  | Steel | Steel |  |  | Steel |  | 1901-01-01 | [15 empty] | UST Currently In Use: 0; UST Temp Close: 0; AST Currently In Use: 0; AST Temp Closed: 0 | 0 | 0 | 0 | 14582-073-000208 | STAR SERVICE & PETROLEUM CO
29859 | Cannot Locate or abandoned |  | 1972-01-01 |  | Petroleum | Unleaded gasoline | Unleaded gasoline |  | Steel | Steel |  |  | Fiberglass reinforced plastic |  | 1901-01-01 | [15 empty] | UST Currently In Use: 0; UST Temp Close: 0; AST Currently In Use: 0; AST Temp Closed: 0 | 0 | 0 | 0 | 14582-097-014436 | STAR SERVICE & PETROLEUM CO
29860 | Cannot Locate or abandoned |  | 1972-01-01 |  | Petroleum | Unleaded gasoline | Unleaded gasoline |  | Steel | Steel |  |  | Fiberglass reinforced plastic |  | 1901-01-01 | [15 empty] | UST Currently In Use: 0; UST Temp Close: 0; AST Currently In Use: 0; AST Temp Closed: 0 | 0 | 0 | 0 | 14582-097-014436 | STAR SERVICE & PETROLEUM CO
29861 | Permanently Closed | 1992-10-01 | 1982-01-01 | 1994-12-18 | Petroleum | Unleaded gasoline | Unleaded gasoline | Retail | Steel | Steel |  |  | Steel |  | 1901-01-01 | [12 empty] | Annual line testing | Annual line testing |  | UST Currently In Use: 0; UST Temp Close: 0; AST Currently In Use: 0; AST Temp Closed: 0 | 0 | 0 | 2 | 14583-069-010306 | M L STARLING
29862 | Permanently Closed | 1992-10-01 | 1982-01-01 | 1994-12-18 | Petroleum | Unleaded gasoline | Unleaded gasoline | Retail | Steel | Steel |  |  | Steel |  | 1901-01-01 | [12 empty] | Annual line testing | Annual line testing |  | UST Currently In Use: 0; UST Temp Close: 0; AST Currently In Use: 0; AST Temp Closed: 0 | 0 | 0 | 2 | 14583-069-010306 | M L STARLING
29863 | Permanently Closed | 1901-01-01 | 1971-01-01 |  | Petroleum | On road diesel | On road diesel |  | Steel | Steel |  | Painted or None | Steel |  | 1901-01-01 | [15 empty] | UST Currently In Use: 0; UST Temp Close: 0; AST Currently In Use: 0; AST Temp Closed: 0 | 0 | 0 | 2 | 14585-081-010919 | STARR & SONS INC
29864 | Permanently Closed | 1901-01-01 | 1977-01-01 | 1989-01-05 | Petroleum | On road diesel | On road diesel |  | Steel | Steel |  | Painted or None | Steel |  | 1901-01-01 | [15 empty] | UST Currently In Use: 0; UST Temp Close: 0; AST Currently In Use: 0; AST Temp Closed: 0 | 0 | 0 | 2 | 14585-081-010919 | STARR & SONS INC
29865 | Permanently Closed | 1901-01-01 | 1974-01-01 | 2011-11-11 | Petroleum | On road diesel | On road diesel |  | Steel | Steel |  | Painted or None | Steel |  | 1901-01-01 | [15 empty] | UST Currently In Use: 0; UST Temp Close: 0; AST Currently In Use: 0; AST Temp Closed: 0 | 0 | 0 | 3 | 16170-081-011975 | D & J ENTERPRISES INC
29866 | Permanently Closed | 1901-01-01 | 1974-01-01 | 2011-11-11 | Petroleum | On road diesel | On road diesel |  | Steel | Steel |  | Painted or None | Steel |  | 1901-01-01 | [15 empty] | UST Currently In Use: 0; UST Temp Close: 0; AST Currently In Use: 0; AST Temp Closed: 0 | 0 | 0 | 3 | 16170-081-011975 | D & J ENTERPRISES INC
29867 | Permanently Closed | 1901-01-01 | 1974-01-01 | 2011-11-11 | Petroleum | On road diesel | On road diesel |  | Steel | Steel |  | Painted or None | Steel |  | 1901-01-01 | [15 empty] | UST Currently In Use: 0; UST Temp Close: 0; AST Currently In Use: 0; AST Temp Closed: 0 | 0 | 0 | 3 | 16170-081-011975 | D & J ENTERPRISES INC
29868 | Permanently Closed | 1994-07-27 | 1982-01-01 | 1994-07-27 | Petroleum | Unleaded gasoline | Unleaded gasoline |  | Fiberglass reinforced plastic | Fiberglass reinforced plastic |  |  | Fiberglass reinforced plastic |  | 1901-01-01 | [15 empty] | UST Currently In Use: 0; UST Temp Close: 0; AST Currently In Use: 0; AST Temp Closed: 0 | 0 | 0 | 1 | 14586-073-012016 | STATE FARM INS CO
29869 | Permanently Closed | 1991-12-12 | 1974-01-01 | 1991-12-12 | Petroleum | Unleaded gasoline | Unleaded gasoline | State/federal government |  |  |  |  | Steel |  | 1901-01-01 | [15 empty] | UST Currently In Use: 0; UST Temp Close: 0; AST Currently In Use: 0; AST Temp Closed: 0 | 0 | 0 | 2 | 14587-039-012401 | AL ST MILITARY DEPT - CFMO ENV. OFF.
29870 | Permanently Closed | 1991-12-12 | 1974-01-01 | 1991-12-12 | Petroleum | On road diesel | On road diesel | State/federal government |  |  |  |  | Steel |  | 1901-01-01 | [15 empty] | UST Currently In Use: 0; UST Temp Close: 0; AST Currently In Use: 0; AST Temp Closed: 0 | 0 | 0 | 2 | 14587-039-012401 | AL ST MILITARY DEPT - CFMO ENV. OFF.
29873 | Permanently Closed | 1901-01-01 | 1979-01-01 | 1990-12-27 | Petroleum | On road diesel | On road diesel | State/federal government | Steel | Steel |  | Painted or None | Steel |  | 1901-01-01 | [15 empty] | UST Currently In Use: 0; UST Temp Close: 0; AST Currently In Use: 0; AST Temp Closed: 0 | 0 | 0 | 2 | 14587-045-012256 | AL ST MILITARY DEPT - CFMO ENV. OFF.
29874 | Permanently Closed | 1901-01-01 | 1979-01-01 | 1990-12-27 | Petroleum | Unleaded gasoline | Unleaded gasoline | State/federal government | Steel | Steel |  | Painted or None | Steel |  | 1901-01-01 | [15 empty] | UST Currently In Use: 0; UST Temp Close: 0; AST Currently In Use: 0; AST Temp Closed: 0 | 0 | 0 | 2 | 14587-045-012256 | AL ST MILITARY DEPT - CFMO ENV. OFF.
29875 | Permanently Closed | 1993-03-10 | 1978-01-01 | 1993-03-10 | Petroleum | Unleaded gasoline | Unleaded gasoline | State/federal government | Steel | Steel |  | Painted or None | Steel |  | 1901-01-01 | [15 empty] | UST Currently In Use: 0; UST Temp Close: 0; AST Currently In Use: 0; AST Temp Closed: 0 | 0 | 0 | 2 | 14587-049-012320 | AL ST MILITARY DEPT - CFMO ENV. OFF.
29876 | Permanently Closed | 1993-03-10 | 1978-01-01 | 1993-03-10 | Petroleum | On road diesel | On road diesel | State/federal government | Steel | Steel |  | Painted or None | Steel |  | 1901-01-01 | [15 empty] | UST Currently In Use: 0; UST Temp Close: 0; AST Currently In Use: 0; AST Temp Closed: 0 | 0 | 0 | 2 | 14587-049-012320 | AL ST MILITARY DEPT - CFMO ENV. OFF.
29878 | Permanently Closed | 1992-09-16 | 1977-01-01 | 1992-09-16 | Petroleum | Unleaded gasoline | Unleaded gasoline | State/federal government | Steel | Steel |  |  |  |  | 1901-01-01 | [15 empty] | UST Currently In Use: 0; UST Temp Close: 0; AST Currently In Use: 0; AST Temp Closed: 0 | 0 | 0 | 3 | 14587-051-009725 | AL ST MILITARY DEPT - CFMO ENV. OFF.
29879 | Permanently Closed | 1992-09-16 | 1977-01-01 | 1992-09-16 | Petroleum | On road diesel | On road diesel | State/federal government | Steel | Steel |  |  |  |  | 1901-01-01 | [15 empty] | UST Currently In Use: 0; UST Temp Close: 0; AST Currently In Use: 0; AST Temp Closed: 0 | 0 | 0 | 3 | 14587-051-009725 | AL ST MILITARY DEPT - CFMO ENV. OFF.
29880 | Permanently Closed | 1992-09-16 | 1977-01-01 | 1992-09-16 | Petroleum | Used oil | Used oil | State/federal government | [6 empty] | 1901-01-01 | [15 empty] | UST Currently In Use: 0; UST Temp Close: 0; AST Currently In Use: 0; AST Temp Closed: 0 | 0 | 0 | 3 | 14587-051-009725 | AL ST MILITARY DEPT - CFMO ENV. OFF.
29885 | Permanently Closed | 1991-11-15 | 1973-01-01 | 1991-11-15 | Petroleum | Other, EMPTY | Other | State/federal government | Steel | Steel |  |  |  |  | 1901-01-01 | [15 empty] | UST Currently In Use: 0; UST Temp Close: 0; AST Currently In Use: 0; AST Temp Closed: 0 | 0 | 0 | 4 | 14587-069-009217 | AL ST MILITARY DEPT - CFMO ENV. OFF.
29886 | Permanently Closed | 1991-11-15 | 1973-01-01 | 1991-11-15 | Petroleum | Other, EMPTY | Other | State/federal government | Steel | Steel |  |  |  |  | 1901-01-01 | [15 empty] | UST Currently In Use: 0; UST Temp Close: 0; AST Currently In Use: 0; AST Temp Closed: 0 | 0 | 0 | 4 | 14587-069-009217 | AL ST MILITARY DEPT - CFMO ENV. OFF.
29887 | Permanently Closed | 1991-11-15 | 1973-01-01 | 1991-11-15 | Petroleum | Other, EMPTY | Other | State/federal government | Steel | Steel |  |  |  |  | 1901-01-01 | [15 empty] | UST Currently In Use: 0; UST Temp Close: 0; AST Currently In Use: 0; AST Temp Closed: 0 | 0 | 0 | 4 | 14587-069-009217 | AL ST MILITARY DEPT - CFMO ENV. OFF.
29888 | Permanently Closed | 1991-11-15 | 1973-01-01 | 1991-11-15 | Petroleum | Other, EMPTY | Other | State/federal government | Steel | Steel |  |  |  |  | 1901-01-01 | [15 empty] | UST Currently In Use: 0; UST Temp Close: 0; AST Currently In Use: 0; AST Temp Closed: 0 | 0 | 0 | 4 | 14587-069-009217 | AL ST MILITARY DEPT - CFMO ENV. OFF.
29890 | Permanently Closed | 1993-08-25 | 1980-01-01 | 1993-08-25 | Petroleum | On road diesel | On road diesel | State/federal government | Fiberglass reinforced plastic | Fiberglass reinforced plastic |  |  | Steel |  | 1901-01-01 | [15 empty] | UST Currently In Use: 0; UST Temp Close: 0; AST Currently In Use: 0; AST Temp Closed: 0 | 0 | 0 | 3 | 14587-073-009207 | AL ST MILITARY DEPT - CFMO ENV. OFF.
29891 | Permanently Closed | 1993-08-25 | 1980-01-01 | 1993-08-25 | Petroleum | Unleaded gasoline | Unleaded gasoline | State/federal government | Fiberglass reinforced plastic | Fiberglass reinforced plastic |  |  | Steel |  | 1901-01-01 | [15 empty] | UST Currently In Use: 0; UST Temp Close: 0; AST Currently In Use: 0; AST Temp Closed: 0 | 0 | 0 | 3 | 14587-073-009207 | AL ST MILITARY DEPT - CFMO ENV. OFF.
29892 | Permanently Closed | 1993-08-25 | 1980-01-01 | 1993-08-25 | Petroleum | Used oil | Used oil | State/federal government | Fiberglass reinforced plastic | Fiberglass reinforced plastic |  |  | Steel |  | 1901-01-01 | [15 empty] | UST Currently In Use: 0; UST Temp Close: 0; AST Currently In Use: 0; AST Temp Closed: 0 | 0 | 0 | 3 | 14587-073-009207 | AL ST MILITARY DEPT - CFMO ENV. OFF.
29894 | Permanently Closed | 1901-01-01 | 1901-01-01 | 1988-01-01 | Petroleum | Unleaded gasoline | Unleaded gasoline | State/federal government | Steel | Steel |  |  |  |  | 1901-01-01 | [15 empty] | UST Currently In Use: 0; UST Temp Close: 0; AST Currently In Use: 0; AST Temp Closed: 0 | 0 | 0 | 3 | 14587-081-009705 | AL ST MILITARY DEPT - CFMO ENV. OFF.
29895 | Permanently Closed | 1901-01-01 | 1973-01-01 | 1990-12-26 | Petroleum | On road diesel | On road diesel | State/federal government | Steel | Steel |  |  |  |  | 1901-01-01 | [15 empty] | UST Currently In Use: 0; UST Temp Close: 0; AST Currently In Use: 0; AST Temp Closed: 0 | 0 | 0 | 3 | 14587-081-009705 | AL ST MILITARY DEPT - CFMO ENV. OFF.
29896 | Permanently Closed | 1901-01-01 | 1982-01-01 | 1990-12-26 | Petroleum | Unleaded gasoline | Unleaded gasoline | State/federal government | Fiberglass reinforced plastic | Fiberglass reinforced plastic |  |  | Steel |  | 1901-01-01 | [15 empty] | UST Currently In Use: 0; UST Temp Close: 0; AST Currently In Use: 0; AST Temp Closed: 0 | 0 | 0 | 3 | 14587-081-009705 | AL ST MILITARY DEPT - CFMO ENV. OFF.
29898 | Permanently Closed | 1990-06-01 | 1957-01-01 | 1990-06-01 | Petroleum | Unleaded gasoline | Unleaded gasoline | State/federal government | Steel | Steel |  | Painted or None | Steel |  | 1901-01-01 | [15 empty] | UST Currently In Use: 0; UST Temp Close: 0; AST Currently In Use: 0; AST Temp Closed: 0 | 0 | 0 | 3 | 14587-083-009214 | AL ST MILITARY DEPT - CFMO ENV. OFF.
29899 | Permanently Closed | 1990-06-01 | 1968-01-01 | 1990-06-01 | Petroleum | On road diesel | On road diesel | State/federal government | Steel | Steel |  | Painted or None | Steel |  | 1901-01-01 | [15 empty] | UST Currently In Use: 0; UST Temp Close: 0; AST Currently In Use: 0; AST Temp Closed: 0 | 0 | 0 | 3 | 14587-083-009214 | AL ST MILITARY DEPT - CFMO ENV. OFF.
29900 | Permanently Closed | 1990-06-01 | 1979-01-01 | 1990-06-01 | Petroleum | Used oil | Used oil | State/federal government | Steel | Steel |  | Painted or None | Steel |  | 1901-01-01 | [15 empty] | UST Currently In Use: 0; UST Temp Close: 0; AST Currently In Use: 0; AST Temp Closed: 0 | 0 | 0 | 3 | 14587-083-009214 | AL ST MILITARY DEPT - CFMO ENV. OFF.
29901 | Permanently Closed | 1991-01-15 | 1982-01-01 | 1991-01-15 | Petroleum | Unleaded gasoline | Unleaded gasoline | State/federal government | Steel | Steel |  |  |  |  | 1901-01-01 | [15 empty] | UST Currently In Use: 0; UST Temp Close: 0; AST Currently In Use: 0; AST Temp Closed: 0 | 0 | 0 | 2 | 14587-091-009215 | AL ST MILITARY DEPT - CFMO ENV. OFF.
29902 | Permanently Closed | 1991-01-15 | 1982-01-01 | 1991-01-15 | Petroleum | On road diesel | On road diesel | State/federal government | Steel | Steel |  |  |  |  | 1901-01-01 | [15 empty] | UST Currently In Use: 0; UST Temp Close: 0; AST Currently In Use: 0; AST Temp Closed: 0 | 0 | 0 | 2 | 14587-091-009215 | AL ST MILITARY DEPT - CFMO ENV. OFF.
29904 | Permanently Closed | 1992-01-08 | 1978-01-01 | 1992-01-08 | Petroleum | On road diesel | On road diesel | State/federal government | Steel | Steel |  | Painted or None | Steel |  | 1901-01-01 | [15 empty] | UST Currently In Use: 0; UST Temp Close: 0; AST Currently In Use: 0; AST Temp Closed: 0 | 0 | 0 | 3 | 14587-095-009211 | AL ST MILITARY DEPT - CFMO ENV. OFF.
29905 | Permanently Closed | 1992-01-08 | 1978-01-01 | 1992-01-08 | Petroleum | Unleaded gasoline | Unleaded gasoline | State/federal government | Steel | Steel |  | Painted or None | Steel |  | 1901-01-01 | [15 empty] | UST Currently In Use: 0; UST Temp Close: 0; AST Currently In Use: 0; AST Temp Closed: 0 | 0 | 0 | 3 | 14587-095-009211 | AL ST MILITARY DEPT - CFMO ENV. OFF.
29906 | Permanently Closed | 1992-01-08 | 1981-01-01 | 1992-01-08 | Petroleum | Used oil | Used oil | State/federal government | Steel | Steel |  | Painted or None | Other, NONE |  | 1901-01-01 | [15 empty] | UST Currently In Use: 0; UST Temp Close: 0; AST Currently In Use: 0; AST Temp Closed: 0 | 0 | 0 | 3 | 14587-095-009211 | AL ST MILITARY DEPT - CFMO ENV. OFF.
29907 | Permanently Closed | 1992-10-12 | 1974-01-01 | 1992-10-12 | Petroleum | On road diesel | On road diesel | State/federal government | [6 empty] | 1901-01-01 | [15 empty] | UST Currently In Use: 0; UST Temp Close: 0; AST Currently In Use: 0; AST Temp Closed: 0 | 0 | 0 | 3 | 14587-097-012257 | AL ST MILITARY DEPT - CFMO ENV. OFF.
29908 | Permanently Closed | 1992-10-12 | 1974-01-01 | 1992-10-12 | Petroleum | Unleaded gasoline | Unleaded gasoline | State/federal government | [6 empty] | 1901-01-01 | [15 empty] | UST Currently In Use: 0; UST Temp Close: 0; AST Currently In Use: 0; AST Temp Closed: 0 | 0 | 0 | 3 | 14587-097-012257 | AL ST MILITARY DEPT - CFMO ENV. OFF.
29909 | Permanently Closed | 1992-10-12 | 1965-01-01 | 1992-10-12 | Petroleum | Used oil | Used oil | State/federal government | [6 empty] | 1901-01-01 | [15 empty] | UST Currently In Use: 0; UST Temp Close: 0; AST Currently In Use: 0; AST Temp Closed: 0 | 0 | 0 | 3 | 14587-097-012257 | AL ST MILITARY DEPT - CFMO ENV. OFF.
29910 | Permanently Closed | 1992-09-22 | 1974-01-01 | 1992-09-22 | Petroleum | On road diesel | On road diesel | State/federal government | Steel | Steel |  | Painted or None | Steel |  | 1901-01-01 | [15 empty] | UST Currently In Use: 0; UST Temp Close: 0; AST Currently In Use: 0; AST Temp Closed: 0 | 0 | 0 | 3 | 14587-109-009210 | AL ST MILITARY DEPT - CFMO ENV. OFF.
29911 | Permanently Closed | 1992-09-22 | 1974-01-01 | 1992-09-22 | Petroleum | Unleaded gasoline | Unleaded gasoline | State/federal government | Steel | Steel |  | Painted or None | Steel |  | 1901-01-01 | [15 empty] | UST Currently In Use: 0; UST Temp Close: 0; AST Currently In Use: 0; AST Temp Closed: 0 | 0 | 0 | 3 | 14587-109-009210 | AL ST MILITARY DEPT - CFMO ENV. OFF.
29912 | Permanently Closed | 1992-09-22 | 1974-01-01 | 1992-09-22 | Petroleum | Used oil | Used oil | State/federal government | Steel | Steel |  | Painted or None | Other, NONE |  | 1901-01-01 | [15 empty] | UST Currently In Use: 0; UST Temp Close: 0; AST Currently In Use: 0; AST Temp Closed: 0 | 0 | 0 | 3 | 14587-109-009210 | AL ST MILITARY DEPT - CFMO ENV. OFF.
29913 | Permanently Closed | 1992-09-01 | 1901-01-01 | 1992-09-01 | Petroleum | Unleaded gasoline | Unleaded gasoline | State/federal government | Steel | Steel |  |  |  |  | 1901-01-01 | [15 empty] | UST Currently In Use: 0; UST Temp Close: 0; AST Currently In Use: 0; AST Temp Closed: 0 | 0 | 0 | 2 | 14587-125-012246 | AL ST MILITARY DEPT - CFMO ENV. OFF.
29914 | Permanently Closed | 1992-09-01 | 1901-01-01 | 1992-09-01 | Petroleum | On road diesel | On road diesel | State/federal government | Steel | Steel |  |  |  |  | 1901-01-01 | [15 empty] | UST Currently In Use: 0; UST Temp Close: 0; AST Currently In Use: 0; AST Temp Closed: 0 | 0 | 0 | 2 | 14587-125-012246 | AL ST MILITARY DEPT - CFMO ENV. OFF.
29915 | Permanently Closed | 1990-11-06 | 1977-01-01 | 1990-11-06 | Petroleum | Unleaded gasoline | Unleaded gasoline | State/federal government | Steel | Steel |  | Painted or None | Steel |  | 1901-01-01 | [15 empty] | UST Currently In Use: 0; UST Temp Close: 0; AST Currently In Use: 0; AST Temp Closed: 0 | 0 | 0 | 2 | 14587-127-009213 | AL ST MILITARY DEPT - CFMO ENV. OFF.
29916 | Permanently Closed | 1990-11-06 | 1978-01-01 | 1990-11-06 | Petroleum | On road diesel | On road diesel | State/federal government | Steel | Steel |  | Painted or None | Steel |  | 1901-01-01 | [15 empty] | UST Currently In Use: 0; UST Temp Close: 0; AST Currently In Use: 0; AST Temp Closed: 0 | 0 | 0 | 2 | 14587-127-009213 | AL ST MILITARY DEPT - CFMO ENV. OFF.
29918 | Permanently Closed | 1901-01-01 | 1958-01-01 | 2011-11-11 | Petroleum | Unleaded gasoline | Unleaded gasoline | State/federal government | [6 empty] | 1901-01-01 | [15 empty] | UST Currently In Use: 0; UST Temp Close: 0; AST Currently In Use: 0; AST Temp Closed: 0 | 0 | 0 | 1 | 14587-017-009741 | AL ST MILITARY DEPT - CFMO ENV. OFF.
29919 | Permanently Closed | 1991-06-06 | 1964-01-01 | 1991-06-06 | Petroleum | Unleaded gasoline | Unleaded gasoline | State/federal government | Steel | Steel |  |  |  |  | 1901-01-01 | [15 empty] | UST Currently In Use: 0; UST Temp Close: 0; AST Currently In Use: 0; AST Temp Closed: 0 | 0 | 0 | 1 | 14591-001-006945 | STATE OF ALA DEPT OF PUBLIC SAFETY
29920 | Permanently Closed | 1991-08-19 | 1983-01-01 | 1991-08-19 | Petroleum | Unleaded gasoline | Unleaded gasoline | State/federal government | Steel | Steel |  |  |  |  | 1901-01-01 | [15 empty] | UST Currently In Use: 0; UST Temp Close: 0; AST Currently In Use: 0; AST Temp Closed: 0 | 0 | 0 | 1 | 14591-003-006946 | STATE OF ALA DEPT OF PUBLIC SAFETY
29921 | Permanently Closed | 1991-05-23 | 1969-01-01 | 1991-05-23 | Petroleum | Unleaded gasoline | Unleaded gasoline | State/federal government | Steel | Steel |  |  |  |  | 1901-01-01 | [15 empty] | UST Currently In Use: 0; UST Temp Close: 0; AST Currently In Use: 0; AST Temp Closed: 0 | 0 | 0 | 1 | 14591-003-006947 | STATE OF ALA DEPT OF PUBLIC SAFETY
29922 | Permanently Closed | 1901-01-01 | 1969-01-01 | 1988-01-01 | Petroleum | Unleaded gasoline | Unleaded gasoline | Local government | Steel | Steel |  |  |  |  | 1901-01-01 | [15 empty] | UST Currently In Use: 0; UST Temp Close: 0; AST Currently In Use: 0; AST Temp Closed: 0 | 0 | 0 | 2 | 17415-003-006948 | CITY OF FOLEY
29923 | Permanently Closed | 1995-02-23 | 1986-01-01 | 1995-02-23 | Petroleum | Unleaded gasoline | Unleaded gasoline | Local government | Fiberglass reinforced plastic | Fiberglass reinforced plastic |  |  | Fiberglass reinforced plastic |  | 1901-01-01 | [15 empty] | UST Currently In Use: 0; UST Temp Close: 0; AST Currently In Use: 0; AST Temp Closed: 0 | 0 | 0 | 2 | 17415-003-006948 | CITY OF FOLEY
29924 | Permanently Closed | 1991-10-10 | 1979-01-01 | 1991-10-16 | Petroleum | Unleaded gasoline | Unleaded gasoline | State/federal government | Steel | Steel |  |  |  |  | 1901-01-01 | [15 empty] | UST Currently In Use: 0; UST Temp Close: 0; AST Currently In Use: 0; AST Temp Closed: 0 | 0 | 0 | 1 | 14591-005-006949 | STATE OF ALA DEPT OF PUBLIC SAFETY
29925 | Permanently Closed | 1991-07-23 | 1979-01-01 | 1991-07-23 | Petroleum | Unleaded gasoline | Unleaded gasoline | State/federal government | [6 empty] | 1901-01-01 | [15 empty] | UST Currently In Use: 0; UST Temp Close: 0; AST Currently In Use: 0; AST Temp Closed: 0 | 0 | 0 | 1 | 14591-009-006950 | STATE OF ALA DEPT OF PUBLIC SAFETY
29926 | Permanently Closed | 1991-06-13 | 1977-01-01 | 1991-06-13 | Petroleum | Unleaded gasoline | Unleaded gasoline | State/federal government | Steel | Steel |  |  |  |  | 1901-01-01 | [15 empty] | UST Currently In Use: 0; UST Temp Close: 0; AST Currently In Use: 0; AST Temp Closed: 0 | 0 | 0 | 1 | 14591-011-006951 | STATE OF ALA DEPT OF PUBLIC SAFETY
29927 | Permanently Closed | 1989-01-01 | 1978-01-01 | 1989-01-01 | Petroleum | Unleaded gasoline | Unleaded gasoline | State/federal government | Steel | Steel |  |  |  |  | 1901-01-01 | [15 empty] | UST Currently In Use: 0; UST Temp Close: 0; AST Currently In Use: 0; AST Temp Closed: 0 | 0 | 0 | 1 | 14591-013-006952 | STATE OF ALA DEPT OF PUBLIC SAFETY
29928 | Permanently Closed | 1994-01-01 | 1975-01-01 | 1994-02-08 | Petroleum | Unleaded gasoline | Unleaded gasoline | State/federal government | Steel | Steel |  |  |  |  | 1901-01-01 | [12 empty] | Annual line testing | Annual line testing |  | UST Currently In Use: 0; UST Temp Close: 0; AST Currently In Use: 0; AST Temp Closed: 0 | 0 | 0 | 1 | 14591-015-006953 | STATE OF ALA DEPT OF PUBLIC SAFETY
29929 | Permanently Closed | 1990-04-24 | 1954-01-01 | 1990-04-24 | Petroleum | Unleaded gasoline | Unleaded gasoline | State/federal government | Steel | Steel |  |  |  |  | 1901-01-01 | [15 empty] | UST Currently In Use: 0; UST Temp Close: 0; AST Currently In Use: 0; AST Temp Closed: 0 | 0 | 0 | 1 | 14591-015-006954 | STATE OF ALA DEPT OF PUBLIC SAFETY
29930 | Permanently Closed | 1991-06-27 | 1969-01-01 | 1991-06-27 | Petroleum | Unleaded gasoline | Unleaded gasoline | State/federal government | Steel | Steel |  |  |  |  | 1901-01-01 | [15 empty] | UST Currently In Use: 0; UST Temp Close: 0; AST Currently In Use: 0; AST Temp Closed: 0 | 0 | 0 | 1 | 14591-017-006955 | STATE OF ALA DEPT OF PUBLIC SAFETY
29931 | Permanently Closed | 1995-05-01 | 1979-01-01 | 1999-09-22 | Petroleum | Unleaded gasoline | Unleaded gasoline | Local government | Steel | Steel |  |  |  |  | 1901-01-01 | [15 empty] | UST Currently In Use: 0; UST Temp Close: 0; AST Currently In Use: 3; AST Temp Closed: 0 | 0 | 0 | 1 | 17395-019-006956 | CHEROKEE COUNTY HIGHWAY DEPARTMENT
29932 | Permanently Closed | 1991-04-04 | 1969-01-01 | 1991-04-04 | Petroleum | Unleaded gasoline | Unleaded gasoline | State/federal government | Steel | Steel |  |  |  |  | 1901-01-01 | [15 empty] | UST Currently In Use: 0; UST Temp Close: 0; AST Currently In Use: 0; AST Temp Closed: 0 | 0 | 0 | 1 | 14591-021-006957 | STATE OF ALA DEPT OF PUBLIC SAFETY
29933 | Permanently Closed | 1991-07-02 | 1975-01-01 | 1991-07-02 | Petroleum | Unleaded gasoline | Unleaded gasoline | State/federal government | Steel | Steel |  |  |  |  | 1901-01-01 | [15 empty] | UST Currently In Use: 0; UST Temp Close: 0; AST Currently In Use: 0; AST Temp Closed: 0 | 0 | 0 | 1 | 14591-023-006958 | STATE OF ALA DEPT OF PUBLIC SAFETY
29934 | Permanently Closed | 1901-01-01 | 1980-01-01 | 2011-11-11 | Petroleum | Unleaded gasoline | Unleaded gasoline | State/federal government | Steel | Steel |  |  |  |  | 1901-01-01 | [15 empty] | UST Currently In Use: 0; UST Temp Close: 0; AST Currently In Use: 0; AST Temp Closed: 0 | 0 | 0 | 1 | 14591-025-006959 | STATE OF ALA DEPT OF PUBLIC SAFETY
29935 | Permanently Closed | 1991-01-01 | 1964-01-01 | 1991-01-01 | Petroleum | Unleaded gasoline | Unleaded gasoline | State/federal government | Steel | Steel |  |  |  |  | 1901-01-01 | [15 empty] | UST Currently In Use: 0; UST Temp Close: 0; AST Currently In Use: 0; AST Temp Closed: 0 | 0 | 0 | 1 | 14591-027-006960 | STATE OF ALA DEPT OF PUBLIC SAFETY
29936 | Permanently Closed | 1993-11-06 | 1978-01-01 | 1993-11-06 | Petroleum | Unleaded gasoline | Unleaded gasoline | Industrial, State/Federal Government | Steel | Steel |  |  |  |  | 1901-01-01 | [15 empty] | UST Currently In Use: 0; UST Temp Close: 0; AST Currently In Use: 0; AST Temp Closed: 0 | 0 | 0 | 1 | 14591-033-006962 | STATE OF ALA DEPT OF PUBLIC SAFETY
29937 | Permanently Closed | 1994-03-26 | 1983-01-01 | 1994-03-26 | Petroleum | Unleaded gasoline | Unleaded gasoline | State/federal government | Fiberglass reinforced plastic | Fiberglass reinforced plastic |  |  | Fiberglass reinforced plastic |  | 1901-01-01 | [12 empty] | Annual line testing | Annual line testing |  | UST Currently In Use: 0; UST Temp Close: 0; AST Currently In Use: 0; AST Temp Closed: 0 | 0 | 0 | 1 | 14591-035-006963 | STATE OF ALA DEPT OF PUBLIC SAFETY
29938 | Permanently Closed | 1991-08-14 | 1969-01-01 | 1991-08-14 | Petroleum | Unleaded gasoline | Unleaded gasoline | State/federal government | Steel | Steel |  |  |  |  | 1901-01-01 | [15 empty] | UST Currently In Use: 0; UST Temp Close: 0; AST Currently In Use: 0; AST Temp Closed: 0 | 0 | 0 | 1 | 14591-039-006964 | STATE OF ALA DEPT OF PUBLIC SAFETY
29939 | Permanently Closed | 1991-05-23 | 1975-01-01 | 1991-05-23 | Petroleum | Unleaded gasoline | Unleaded gasoline | State/federal government | Steel | Steel |  |  |  |  | 1901-01-01 | [15 empty] | UST Currently In Use: 0; UST Temp Close: 0; AST Currently In Use: 0; AST Temp Closed: 0 | 0 | 0 | 1 | 14591-041-006965 | STATE OF ALA DEPT OF PUBLIC SAFETY
29940 | Permanently Closed | 1991-04-10 | 1976-01-01 | 1991-04-10 | Petroleum | Unleaded gasoline | Unleaded gasoline | State/federal government | Steel | Steel |  |  |  |  | 1901-01-01 | [15 empty] | UST Currently In Use: 0; UST Temp Close: 0; AST Currently In Use: 0; AST Temp Closed: 0 | 0 | 0 | 1 | 14591-043-006966 | STATE OF ALA DEPT OF PUBLIC SAFETY
29941 | Permanently Closed | 1994-01-01 | 1978-01-01 | 1994-02-10 | Petroleum | Unleaded gasoline | Unleaded gasoline | Industrial, State/Federal Government | Steel | Steel |  |  |  |  | 1901-01-01 | [12 empty] | Annual line testing | Annual line testing |  | UST Currently In Use: 0; UST Temp Close: 0; AST Currently In Use: 0; AST Temp Closed: 0 | 0 | 0 | 1 | 14591-047-006967 | STATE OF ALA DEPT OF PUBLIC SAFETY
29942 | Permanently Closed | 1991-07-10 | 1969-01-01 | 1991-07-10 | Petroleum | Unleaded gasoline | Unleaded gasoline | State/federal government | Steel | Steel |  |  |  |  | 1901-01-01 | [15 empty] | UST Currently In Use: 0; UST Temp Close: 0; AST Currently In Use: 0; AST Temp Closed: 0 | 0 | 0 | 1 | 14591-049-006968 | STATE OF ALA DEPT OF PUBLIC SAFETY
29943 | Permanently Closed | 1991-01-09 | 1969-01-01 | 1991-01-09 | Petroleum | Unleaded gasoline | Unleaded gasoline | State/federal government | Steel | Steel |  |  |  |  | 1901-01-01 | [15 empty] | UST Currently In Use: 0; UST Temp Close: 0; AST Currently In Use: 0; AST Temp Closed: 0 | 0 | 0 | 1 | 14591-051-006969 | STATE OF ALA DEPT OF PUBLIC SAFETY
29944 | Permanently Closed | 1990-01-05 | 1969-01-01 | 1990-01-05 | Petroleum | Unleaded gasoline | Unleaded gasoline | State/federal government | Steel | Steel |  |  |  |  | 1901-01-01 | [15 empty] | UST Currently In Use: 0; UST Temp Close: 0; AST Currently In Use: 0; AST Temp Closed: 0 | 0 | 0 | 1 | 14591-053-006970 | STATE OF ALA DEPT OF PUBLIC SAFETY
29945 | Permanently Closed | 1901-01-01 | 1969-01-01 |  | Petroleum | Unleaded gasoline | Unleaded gasoline | State/federal government | Steel | Steel |  |  |  |  | 1901-01-01 | [15 empty] | UST Currently In Use: 0; UST Temp Close: 0; AST Currently In Use: 0; AST Temp Closed: 0 | 0 | 0 | 1 | 14591-053-006971 | STATE OF ALA DEPT OF PUBLIC SAFETY
29946 | Permanently Closed | 1901-01-01 | 1978-01-01 | 2011-11-11 | Petroleum | Unleaded gasoline | Unleaded gasoline | State/federal government | Steel | Steel |  |  |  |  | 1901-01-01 | [15 empty] | UST Currently In Use: 0; UST Temp Close: 0; AST Currently In Use: 0; AST Temp Closed: 0 | 0 | 0 | 1 | 14591-055-006972 | STATE OF ALA DEPT OF PUBLIC SAFETY
29947 | Permanently Closed | 1983-06-01 | 1964-01-01 | 1988-12-20 | Petroleum | Unleaded gasoline | Unleaded gasoline | State/federal government | Steel | Steel |  |  |  |  | 1901-01-01 | [15 empty] | UST Currently In Use: 0; UST Temp Close: 0; AST Currently In Use: 0; AST Temp Closed: 0 | 0 | 0 | 1 | 14591-059-006944 | STATE OF ALA DEPT OF PUBLIC SAFETY
29948 | Permanently Closed | 1991-06-21 | 1969-01-01 | 1991-06-21 | Petroleum | Unleaded gasoline | Unleaded gasoline | Bulk facility, State/Federal Government | Steel | Steel |  |  |  |  | 1901-01-01 | [15 empty] | UST Currently In Use: 0; UST Temp Close: 0; AST Currently In Use: 0; AST Temp Closed: 0 | 0 | 0 | 1 | 14591-061-006973 | STATE OF ALA DEPT OF PUBLIC SAFETY
29950 | Permanently Closed | 1993-08-10 | 1976-01-01 | 1993-08-10 | Petroleum | Unleaded gasoline | Unleaded gasoline | State/federal government | Steel | Steel |  |  |  |  | 1901-01-01 | [12 empty] | Annual line testing | Annual line testing |  | UST Currently In Use: 0; UST Temp Close: 0; AST Currently In Use: 0; AST Temp Closed: 0 | 0 | 0 | 1 | 14591-069-006975 | STATE OF ALA DEPT OF PUBLIC SAFETY
29951 | Permanently Closed | 1991-07-16 | 1980-01-01 | 1991-07-16 | Petroleum | Unleaded gasoline | Unleaded gasoline | State/federal government | Steel | Steel |  |  |  |  | 1901-01-01 | [15 empty] | UST Currently In Use: 0; UST Temp Close: 0; AST Currently In Use: 0; AST Temp Closed: 0 | 0 | 0 | 1 | 14591-071-006976 | STATE OF ALA DEPT OF PUBLIC SAFETY
29952 | Permanently Closed | 1994-04-16 | 1973-01-01 | 1994-04-16 | Petroleum | Unleaded gasoline | Unleaded gasoline | State/federal government | Steel | Steel |  |  |  |  | 1901-01-01 | [12 empty] | Annual line testing | Annual line testing |  | UST Currently In Use: 0; UST Temp Close: 0; AST Currently In Use: 0; AST Temp Closed: 0 | 0 | 0 | 1 | 14591-073-006977 | STATE OF ALA DEPT OF PUBLIC SAFETY
29953 | Permanently Closed | 1901-01-01 | 1964-01-01 | 1988-12-22 | Petroleum | Unleaded gasoline | Unleaded gasoline | State/federal government | Steel | Steel |  |  |  |  | 1901-01-01 | [15 empty] | UST Currently In Use: 0; UST Temp Close: 0; AST Currently In Use: 0; AST Temp Closed: 0 | 0 | 0 | 1 | 14591-073-006978 | STATE OF ALA DEPT OF PUBLIC SAFETY
29954 | Permanently Closed | 1990-04-23 | 1969-01-01 | 1990-04-23 | Petroleum | Unleaded gasoline | Unleaded gasoline | State/federal government | Steel | Steel |  |  |  |  | 1901-01-01 | [15 empty] | UST Currently In Use: 0; UST Temp Close: 0; AST Currently In Use: 0; AST Temp Closed: 0 | 0 | 0 | 1 | 14591-079-006979 | STATE OF ALA DEPT OF PUBLIC SAFETY
29955 | Permanently Closed | 1991-03-26 | 1977-01-01 | 1991-03-26 | Petroleum | Unleaded gasoline | Unleaded gasoline | State/federal government | Steel | Steel |  |  |  |  | 1901-01-01 | [15 empty] | UST Currently In Use: 0; UST Temp Close: 0; AST Currently In Use: 0; AST Temp Closed: 0 | 0 | 0 | 1 | 14591-081-006980 | STATE OF ALA DEPT OF PUBLIC SAFETY
29956 | Permanently Closed | 1991-07-17 | 1975-01-01 | 1991-07-17 | Petroleum | Unleaded gasoline | Unleaded gasoline | State/federal government | Steel | Steel |  |  |  |  | 1901-01-01 | [15 empty] | UST Currently In Use: 0; UST Temp Close: 0; AST Currently In Use: 0; AST Temp Closed: 0 | 0 | 0 | 1 | 14591-083-006981 | STATE OF ALA DEPT OF PUBLIC SAFETY
29957 | Permanently Closed | 1991-05-30 | 1969-01-01 | 1991-05-30 | Petroleum | Unleaded gasoline | Unleaded gasoline | State/federal government | Steel | Steel |  |  |  |  | 1901-01-01 | [15 empty] | UST Currently In Use: 0; UST Temp Close: 0; AST Currently In Use: 0; AST Temp Closed: 0 | 0 | 0 | 1 | 14591-085-006982 | STATE OF ALA DEPT OF PUBLIC SAFETY
29958 | Permanently Closed | 1991-06-12 | 1973-01-01 | 1991-06-12 | Petroleum | Unleaded gasoline | Unleaded gasoline | State/federal government | Steel | Steel |  |  |  |  | 1901-01-01 | [15 empty] | UST Currently In Use: 0; UST Temp Close: 0; AST Currently In Use: 0; AST Temp Closed: 0 | 0 | 0 | 1 | 14591-087-006983 | STATE OF ALA DEPT OF PUBLIC SAFETY
29959 | Permanently Closed | 1991-02-19 | 1980-01-01 | 1991-02-19 | Petroleum | Unleaded gasoline | Unleaded gasoline | State/federal government | Steel | Steel |  |  |  |  | 1901-01-01 | [15 empty] | UST Currently In Use: 0; UST Temp Close: 0; AST Currently In Use: 0; AST Temp Closed: 0 | 0 | 0 | 1 | 14591-089-006984 | STATE OF ALA DEPT OF PUBLIC SAFETY
29960 | Permanently Closed | 1993-09-10 | 1978-01-01 | 1993-09-10 | Petroleum | Unleaded gasoline | Unleaded gasoline | State/federal government | Steel | Steel |  |  |  |  | 1901-01-01 | [15 empty] | UST Currently In Use: 0; UST Temp Close: 0; AST Currently In Use: 0; AST Temp Closed: 0 | 0 | 0 | 1 | 14591-091-006985 | STATE OF ALA DEPT OF PUBLIC SAFETY
29961 | Permanently Closed | 1901-01-01 | 1964-01-01 | 1989-12-23 | Petroleum | Unleaded gasoline | Unleaded gasoline | State/federal government | Steel | Steel |  |  |  |  | 1901-01-01 | [15 empty] | UST Currently In Use: 0; UST Temp Close: 0; AST Currently In Use: 0; AST Temp Closed: 0 | 0 | 0 | 1 | 14591-093-006986 | STATE OF ALA DEPT OF PUBLIC SAFETY
29962 | Permanently Closed | 1994-01-01 | 1989-01-01 | 1994-06-14 | Petroleum | Unleaded gasoline | Unleaded gasoline | State/federal government | Fiberglass reinforced plastic | Fiberglass reinforced plastic |  |  | Fiberglass reinforced plastic |  | 1901-01-01 | [15 empty] | UST Currently In Use: 0; UST Temp Close: 0; AST Currently In Use: 0; AST Temp Closed: 0 | 0 | 0 | 1 | 14591-093-014059 | STATE OF ALA DEPT OF PUBLIC SAFETY
29963 | Permanently Closed | 1991-07-11 | 1969-01-01 | 1991-07-11 | Petroleum | Unleaded gasoline | Unleaded gasoline | State/federal government | Steel | Steel |  |  |  |  | 1901-01-01 | [15 empty] | UST Currently In Use: 0; UST Temp Close: 0; AST Currently In Use: 0; AST Temp Closed: 0 | 0 | 0 | 1 | 14591-095-006987 | STATE OF ALA DEPT OF PUBLIC SAFETY
29964 | Permanently Closed | 1991-02-01 | 1964-01-01 | 1991-02-01 | Petroleum | Unleaded gasoline | Unleaded gasoline | State/federal government | Steel | Steel |  |  |  |  | 1901-01-01 | [15 empty] | UST Currently In Use: 0; UST Temp Close: 0; AST Currently In Use: 0; AST Temp Closed: 0 | 0 | 0 | 2 | 14591-097-006988 | STATE OF ALA DEPT OF PUBLIC SAFETY
29965 | Permanently Closed | 1991-07-13 | 1980-01-01 | 1991-07-13 | Petroleum | Unleaded gasoline | Unleaded gasoline | State/federal government | Steel | Steel |  |  |  |  | 1901-01-01 | [15 empty] | UST Currently In Use: 0; UST Temp Close: 0; AST Currently In Use: 0; AST Temp Closed: 0 | 0 | 0 | 1 | 14591-099-006989 | STATE OF ALA DEPT OF PUBLIC SAFETY
29966 | Permanently Closed | 1991-07-31 | 1984-01-01 | 1991-07-31 | Petroleum | Unleaded gasoline | Unleaded gasoline | State/federal government | Fiberglass coated steel | Fiberglass coated steel |  |  | Fiberglass reinforced plastic |  | 1901-01-01 | [15 empty] | UST Currently In Use: 0; UST Temp Close: 0; AST Currently In Use: 0; AST Temp Closed: 0 | 0 | 0 | 1 | 14591-101-006990 | STATE OF ALA DEPT OF PUBLIC SAFETY
29967 | Permanently Closed | 1993-06-02 | 1964-01-01 | 1993-06-02 | Petroleum | Unleaded gasoline | Unleaded gasoline | State/federal government | Steel | Steel |  |  |  |  | 1901-01-01 | [12 empty] | Annual line testing | Annual line testing |  | UST Currently In Use: 0; UST Temp Close: 0; AST Currently In Use: 0; AST Temp Closed: 0 | 0 | 0 | 4 | 14591-101-006991 | STATE OF ALA DEPT OF PUBLIC SAFETY
29968 | Permanently Closed | 1994-02-28 | 1973-01-01 | 1994-02-28 | Petroleum | Unleaded gasoline | Unleaded gasoline | Industrial, State/Federal Government | Steel | Steel |  |  |  |  | 1901-01-01 | [12 empty] | Annual line testing | Annual line testing |  | UST Currently In Use: 0; UST Temp Close: 0; AST Currently In Use: 0; AST Temp Closed: 0 | 0 | 0 | 4 | 14591-101-006991 | STATE OF ALA DEPT OF PUBLIC SAFETY
29969 | Permanently Closed | 1991-06-07 | 1969-01-01 | 1991-06-07 | Petroleum | On road diesel | On road diesel | State/federal government | Steel | Steel |  |  |  |  | 1901-01-01 | [12 empty] | Annual line testing | Annual line testing |  | UST Currently In Use: 0; UST Temp Close: 0; AST Currently In Use: 0; AST Temp Closed: 0 | 0 | 0 | 4 | 14591-101-006991 | STATE OF ALA DEPT OF PUBLIC SAFETY
29970 | Permanently Closed | 1994-01-20 | 1969-01-01 | 1994-01-20 | Petroleum | Other, MNRLSPIRIT | Other | State/federal government | Steel | Steel |  |  |  |  | 1901-01-01 | [12 empty] | Annual line testing | Annual line testing |  | UST Currently In Use: 0; UST Temp Close: 0; AST Currently In Use: 0; AST Temp Closed: 0 | 0 | 0 | 4 | 14591-101-006991 | STATE OF ALA DEPT OF PUBLIC SAFETY
29971 | Permanently Closed | 1992-02-04 | 1964-01-01 | 1992-02-04 | Petroleum | Unleaded gasoline | Unleaded gasoline | State/federal government | Steel | Steel |  |  |  |  | 1901-01-01 | [15 empty] | UST Currently In Use: 0; UST Temp Close: 0; AST Currently In Use: 0; AST Temp Closed: 0 | 0 | 0 | 2 | 14591-103-006992 | STATE OF ALA DEPT OF PUBLIC SAFETY
29972 | Permanently Closed | 1992-02-04 | 1977-01-01 | 1992-02-04 | Petroleum | Used oil | Used oil | State/federal government | Steel | Steel |  |  |  |  | 1901-01-01 | [15 empty] | UST Currently In Use: 0; UST Temp Close: 0; AST Currently In Use: 0; AST Temp Closed: 0 | 0 | 0 | 2 | 14591-103-006992 | STATE OF ALA DEPT OF PUBLIC SAFETY
29973 | Permanently Closed | 1991-06-14 | 1969-01-01 | 1991-06-14 | Petroleum | Unleaded gasoline | Unleaded gasoline | State/federal government | Steel | Steel |  |  |  |  | 1901-01-01 | [15 empty] | UST Currently In Use: 0; UST Temp Close: 0; AST Currently In Use: 0; AST Temp Closed: 0 | 0 | 0 | 1 | 14591-109-006993 | STATE OF ALA DEPT OF PUBLIC SAFETY
29974 | Permanently Closed | 1991-06-21 | 1969-01-01 | 1991-06-26 | Petroleum | Unleaded gasoline | Unleaded gasoline | State/federal government | Steel | Steel |  |  |  |  | 1901-01-01 | [15 empty] | UST Currently In Use: 0; UST Temp Close: 0; AST Currently In Use: 0; AST Temp Closed: 0 | 0 | 0 | 1 | 14591-111-006994 | STATE OF ALA DEPT OF PUBLIC SAFETY
29975 | Permanently Closed | 1991-07-30 | 1969-01-01 | 1991-07-30 | Petroleum | Unleaded gasoline | Unleaded gasoline | State/federal government | Steel | Steel |  |  |  |  | 1901-01-01 | [15 empty] | UST Currently In Use: 0; UST Temp Close: 0; AST Currently In Use: 0; AST Temp Closed: 0 | 0 | 0 | 1 | 14591-113-006995 | STATE OF ALA DEPT OF PUBLIC SAFETY
29976 | Permanently Closed | 1991-07-24 | 1969-01-01 | 1991-07-24 | Petroleum | Unleaded gasoline | Unleaded gasoline | State/federal government | Steel | Steel |  |  |  |  | 1901-01-01 | [15 empty] | UST Currently In Use: 0; UST Temp Close: 0; AST Currently In Use: 0; AST Temp Closed: 0 | 0 | 0 | 1 | 14591-115-006997 | STATE OF ALA DEPT OF PUBLIC SAFETY
29977 | Permanently Closed | 1991-04-25 | 1969-01-01 | 1991-04-25 | Petroleum | Unleaded gasoline | Unleaded gasoline | State/federal government | Steel | Steel |  |  |  |  | 1901-01-01 | [15 empty] | UST Currently In Use: 0; UST Temp Close: 0; AST Currently In Use: 0; AST Temp Closed: 0 | 0 | 0 | 1 | 14591-117-006996 | STATE OF ALA DEPT OF PUBLIC SAFETY
29978 | Permanently Closed | 1991-07-02 | 1964-01-01 | 1991-07-02 | Petroleum | Unleaded gasoline | Unleaded gasoline | State/federal government | Steel | Steel |  |  |  |  | 1901-01-01 | [15 empty] | UST Currently In Use: 0; UST Temp Close: 0; AST Currently In Use: 0; AST Temp Closed: 0 | 0 | 0 | 1 | 14591-119-006998 | STATE OF ALA DEPT OF PUBLIC SAFETY
29979 | Permanently Closed | 1991-07-24 | 1982-01-01 | 1991-07-24 | Petroleum | Unleaded gasoline | Unleaded gasoline | State/federal government | Steel | Steel |  |  |  |  | 1901-01-01 | [15 empty] | UST Currently In Use: 0; UST Temp Close: 0; AST Currently In Use: 0; AST Temp Closed: 0 | 0 | 0 | 1 | 14591-121-006999 | STATE OF ALA DEPT OF PUBLIC SAFETY
29980 | Permanently Closed | 1991-06-27 | 1979-01-01 | 1991-06-27 | Petroleum | Unleaded gasoline | Unleaded gasoline | State/federal government | Steel | Steel |  |  |  |  | 1901-01-01 | [15 empty] | UST Currently In Use: 0; UST Temp Close: 0; AST Currently In Use: 0; AST Temp Closed: 0 | 0 | 0 | 1 | 14591-123-007000 | STATE OF ALA DEPT OF PUBLIC SAFETY
29981 | Permanently Closed | 1991-06-27 | 1978-01-01 | 1993-08-19 | Petroleum | Unleaded gasoline | Unleaded gasoline | State/federal government | Steel | Steel |  |  |  |  | 1901-01-01 | [15 empty] | UST Currently In Use: 0; UST Temp Close: 0; AST Currently In Use: 0; AST Temp Closed: 0 | 0 | 0 | 1 | 14591-123-007001 | STATE OF ALA DEPT OF PUBLIC SAFETY
29982 | Permanently Closed | 1993-05-18 | 1978-01-01 | 1993-05-18 | Petroleum | Unleaded gasoline | Unleaded gasoline | State/federal government | Steel | Steel |  |  |  |  | 1901-01-01 | [15 empty] | UST Currently In Use: 0; UST Temp Close: 0; AST Currently In Use: 0; AST Temp Closed: 0 | 0 | 0 | 1 | 14591-125-007002 | STATE OF ALA DEPT OF PUBLIC SAFETY
29984 | Permanently Closed | 1990-10-23 | 1964-01-01 | 1990-10-23 | Petroleum | Unleaded gasoline | Unleaded gasoline | State/federal government | Steel | Steel |  |  |  |  | 1901-01-01 | [15 empty] | UST Currently In Use: 0; UST Temp Close: 0; AST Currently In Use: 0; AST Temp Closed: 0 | 0 | 0 | 1 | 14591-129-007004 | STATE OF ALA DEPT OF PUBLIC SAFETY
29985 | Permanently Closed | 1992-05-05 | 1977-01-01 | 1992-05-05 | Petroleum | Unleaded gasoline | Unleaded gasoline | State/federal government | Steel | Steel |  |  | Steel |  | 1901-01-01 | [15 empty] | UST Currently In Use: 0; UST Temp Close: 0; AST Currently In Use: 0; AST Temp Closed: 0 | 0 | 0 | 1 | 14593-105-002263 | STATE OF ALA FORESTRY COMM
29986 | Permanently Closed | 1901-01-01 | 1968-01-01 |  | Petroleum | Unleaded gasoline | Unleaded gasoline | State/federal government | Steel | Steel |  |  | Steel |  | 1901-01-01 | [15 empty] | UST Currently In Use: 0; UST Temp Close: 0; AST Currently In Use: 0; AST Temp Closed: 0 | 0 | 0 | 2 | 14587-041-009712 | AL ST MILITARY DEPT - CFMO ENV. OFF.
29987 | Permanently Closed | 1901-01-01 | 1982-01-01 |  | Petroleum | Used oil | Used oil | State/federal government | Steel | Steel |  |  | Steel |  | 1901-01-01 | [15 empty] | UST Currently In Use: 0; UST Temp Close: 0; AST Currently In Use: 0; AST Temp Closed: 0 | 0 | 0 | 2 | 14587-041-009712 | AL ST MILITARY DEPT - CFMO ENV. OFF.
29988 | Permanently Closed | 1984-10-01 | 1901-01-01 |  | Petroleum | Unleaded gasoline | Unleaded gasoline | State/federal government | [6 empty] | 1901-01-01 | [15 empty] | UST Currently In Use: 0; UST Temp Close: 0; AST Currently In Use: 0; AST Temp Closed: 0 | 0 | 0 | 3 | 14587-073-009721 | AL ST MILITARY DEPT - CFMO ENV. OFF.
29989 | Permanently Closed | 1980-03-01 | 1901-01-01 |  | Petroleum | Unleaded gasoline | Unleaded gasoline | State/federal government | [6 empty] | 1901-01-01 | [15 empty] | UST Currently In Use: 0; UST Temp Close: 0; AST Currently In Use: 0; AST Temp Closed: 0 | 0 | 0 | 3 | 14587-073-009721 | AL ST MILITARY DEPT - CFMO ENV. OFF.
29990 | Permanently Closed | 1980-03-01 | 1901-01-01 |  | Petroleum | Unleaded gasoline | Unleaded gasoline | State/federal government | [6 empty] | 1901-01-01 | [15 empty] | UST Currently In Use: 0; UST Temp Close: 0; AST Currently In Use: 0; AST Temp Closed: 0 | 0 | 0 | 3 | 14587-073-009721 | AL ST MILITARY DEPT - CFMO ENV. OFF.
29991 | Retired | 1987-01-01 | 1964-01-01 |  | Petroleum | Unleaded gasoline | Unleaded gasoline | State/federal government | Steel | Steel |  | Painted or None | Steel |  | 1901-01-01 | [15 empty] | UST Currently In Use: 0; UST Temp Close: 0; AST Currently In Use: 0; AST Temp Closed: 0 | 0 | 0 | 0 | 14587-117-009223 | AL ST MILITARY DEPT - CFMO ENV. OFF.
29992 | Permanently Closed | 1901-01-01 | 1956-01-01 | 1990-06-01 | Petroleum | On road diesel | On road diesel | State/federal government | Steel | Steel |  | Painted or None | Steel |  | 1901-01-01 | [15 empty] | UST Currently In Use: 0; UST Temp Close: 0; AST Currently In Use: 0; AST Temp Closed: 0 | 0 | 0 | 1 | 14597-027-012657 | ALABAMA DEPARTMENT OF CONSERVATION
29994 | Permanently Closed | 1994-01-04 | 1971-01-01 | 1994-01-04 | Petroleum | Unleaded gasoline | Unleaded gasoline | State/federal government | Steel | Steel |  | Painted or None | Steel |  | 1901-01-01 | [15 empty] | UST Currently In Use: 0; UST Temp Close: 0; AST Currently In Use: 0; AST Temp Closed: 0 | 0 | 0 | 2 | 14587-045-009730 | AL ST MILITARY DEPT - CFMO ENV. OFF.
29995 | Permanently Closed | 1994-01-04 | 1963-01-01 | 1994-01-04 | Petroleum | Unleaded gasoline | Unleaded gasoline | State/federal government | Steel | Steel |  | Painted or None | Steel |  | 1901-01-01 | [15 empty] | UST Currently In Use: 0; UST Temp Close: 0; AST Currently In Use: 0; AST Temp Closed: 0 | 0 | 0 | 2 | 14587-045-009730 | AL ST MILITARY DEPT - CFMO ENV. OFF.
29996 | Permanently Closed | 1990-11-16 | 1974-01-01 | 1990-11-16 | Petroleum | Unleaded gasoline | Unleaded gasoline | State/federal government | Steel | Steel |  | Painted or None | Steel |  | 1901-01-01 | [15 empty] | UST Currently In Use: 0; UST Temp Close: 0; AST Currently In Use: 0; AST Temp Closed: 0 | 0 | 0 | 2 | 14587-055-009728 | AL ST MILITARY DEPT - CFMO ENV. OFF.
29997 | Permanently Closed | 1990-11-16 | 1980-01-01 | 1990-11-16 | Petroleum | Unleaded gasoline | Unleaded gasoline | State/federal government | Steel | Steel |  | Painted or None | Steel |  | 1901-01-01 | [15 empty] | UST Currently In Use: 0; UST Temp Close: 0; AST Currently In Use: 0; AST Temp Closed: 0 | 0 | 0 | 2 | 14587-055-009728 | AL ST MILITARY DEPT - CFMO ENV. OFF.
29998 | Permanently Closed | 1980-12-01 | 1968-01-01 | 1988-01-01 | Petroleum | Unleaded gasoline | Unleaded gasoline | State/federal government | Steel | Steel |  |  |  |  | 1901-01-01 | [15 empty] | UST Currently In Use: 0; UST Temp Close: 0; AST Currently In Use: 0; AST Temp Closed: 0 | 0 | 0 | 1 | 14587-073-009711 | AL ST MILITARY DEPT - CFMO ENV. OFF.
29999 | Permanently Closed | 1990-09-26 | 1986-01-01 | 1990-09-26 | Petroleum | On road diesel | On road diesel | State/federal government | Fiberglass reinforced plastic | Fiberglass reinforced plastic |  |  | Steel |  | 1901-01-01 | [15 empty] | UST Currently In Use: 0; UST Temp Close: 0; AST Currently In Use: 0; AST Temp Closed: 0 | 0 | 0 | 5 | 14587-101-014776 | AL ST MILITARY DEPT - CFMO ENV. OFF.
30000 | Permanently Closed | 1998-05-12 | 1990-01-01 | 1998-05-12 | Petroleum | On road diesel | On road diesel | State/federal government | Fiberglass coated steel | Fiberglass coated steel |  |  | Steel |  | 1901-01-01 | [15 empty] | UST Currently In Use: 0; UST Temp Close: 0; AST Currently In Use: 0; AST Temp Closed: 0 | 0 | 0 | 5 | 14587-101-014776 | AL ST MILITARY DEPT - CFMO ENV. OFF.
30001 | Permanently Closed | 1990-09-26 | 1966-01-01 | 1990-09-26 | Petroleum | Unleaded gasoline | Unleaded gasoline | State/federal government | Fiberglass coated steel | Fiberglass coated steel |  |  | Steel |  | 1901-01-01 | [15 empty] | UST Currently In Use: 0; UST Temp Close: 0; AST Currently In Use: 0; AST Temp Closed: 0 | 0 | 0 | 5 | 14587-101-014776 | AL ST MILITARY DEPT - CFMO ENV. OFF.
30002 | Permanently Closed | 1998-05-12 | 1990-10-01 | 1998-05-12 | Petroleum | Unleaded gasoline | Unleaded gasoline | State/federal government | Fiberglass reinforced plastic | Fiberglass reinforced plastic |  |  | Fiberglass reinforced plastic |  | 1901-01-01 | [15 empty] | UST Currently In Use: 0; UST Temp Close: 0; AST Currently In Use: 0; AST Temp Closed: 0 | 0 | 0 | 5 | 14587-101-014776 | AL ST MILITARY DEPT - CFMO ENV. OFF.
30003 | Permanently Closed | 1998-05-12 | 1990-10-01 | 1998-05-12 | Petroleum | On road diesel | On road diesel | State/federal government | Fiberglass reinforced plastic | Fiberglass reinforced plastic |  |  | Fiberglass reinforced plastic |  | 1901-01-01 | [15 empty] | UST Currently In Use: 0; UST Temp Close: 0; AST Currently In Use: 0; AST Temp Closed: 0 | 0 | 0 | 5 | 14587-101-014776 | AL ST MILITARY DEPT - CFMO ENV. OFF.
30004 | Permanently Closed | 1997-08-14 | 1977-01-01 | 1997-08-14 | Petroleum | Unleaded gasoline | Unleaded gasoline | State/federal government | Steel | Steel |  | Painted or None | Steel |  | 1901-01-01 | [15 empty] | UST Currently In Use: 0; UST Temp Close: 0; AST Currently In Use: 1; AST Temp Closed: 0 | 0 | 0 | 2 | 14587-109-009718 | AL ST MILITARY DEPT - CFMO ENV. OFF.
30005 | Permanently Closed | 1997-08-14 | 1977-01-01 | 1997-08-14 | Petroleum | Unleaded gasoline | Unleaded gasoline | State/federal government | Steel | Steel |  | Painted or None | Steel |  | 1901-01-01 | [15 empty] | UST Currently In Use: 0; UST Temp Close: 0; AST Currently In Use: 1; AST Temp Closed: 0 | 0 | 0 | 2 | 14587-109-009718 | AL ST MILITARY DEPT - CFMO ENV. OFF.
30006 | Permanently Closed | 1997-08-19 | 1971-01-01 | 1997-08-19 | Petroleum | Unleaded gasoline | Unleaded gasoline | State/federal government | Steel | Steel |  |  | Steel |  | 1901-01-01 | [15 empty] | UST Currently In Use: 0; UST Temp Close: 0; AST Currently In Use: 0; AST Temp Closed: 0 | 0 | 0 | 1 | 14587-113-010323 | AL ST MILITARY DEPT - CFMO ENV. OFF.
30007 | Retired | 1970-10-01 | 1953-01-01 |  | Petroleum | Unleaded gasoline | Unleaded gasoline | State/federal government | Steel | Steel |  |  |  |  | 1901-01-01 | [15 empty] | UST Currently In Use: 0; UST Temp Close: 0; AST Currently In Use: 0; AST Temp Closed: 0 | 0 | 0 | 0 | 14587-133-012248 | AL ST MILITARY DEPT - CFMO ENV. OFF.
30008 | Permanently Closed | 1991-11-20 | 1978-01-01 | 1991-11-20 | Petroleum | Unleaded gasoline | Unleaded gasoline | State/federal government | Steel | Steel |  | Painted or None | Steel |  | 1901-01-01 | [15 empty] | UST Currently In Use: 3; UST Temp Close: 0; AST Currently In Use: 0; AST Temp Closed: 0 | 3 | 0 | 3 | 21888-123-001409 | WIND CREEK STATE PARK
30009 | Permanently Closed | 1991-11-20 | 1978-01-01 | 1991-11-20 | Petroleum | Unleaded gasoline | Unleaded gasoline | State/federal government | Steel | Steel |  | Painted or None | Steel |  | 1901-01-01 | [15 empty] | UST Currently In Use: 3; UST Temp Close: 0; AST Currently In Use: 0; AST Temp Closed: 0 | 3 | 0 | 3 | 21888-123-001409 | WIND CREEK STATE PARK
30010 | Permanently Closed | 1991-11-20 | 1978-01-01 | 1991-11-20 | Petroleum | Unleaded gasoline | Unleaded gasoline | State/federal government | Steel | Steel |  | Painted or None | Steel |  | 1901-01-01 | [15 empty] | UST Currently In Use: 3; UST Temp Close: 0; AST Currently In Use: 0; AST Temp Closed: 0 | 3 | 0 | 3 | 21888-123-001409 | WIND CREEK STATE PARK
30014 | Cannot Locate or abandoned | 2000-12-06 | 1901-01-01 |  | Petroleum | Unleaded gasoline | Unleaded gasoline | State/federal government |  |  |  |  | Steel |  | 1901-01-01 | [15 empty] | UST Currently In Use: 0; UST Temp Close: 0; AST Currently In Use: 0; AST Temp Closed: 0 | 0 | 0 | 0 | 14602-073-012262 | HQ 131ST SIGNAL BN
30016 | Permanently Closed | 1974-06-01 | 1951-01-01 | 1987-09-01 | Petroleum | Unleaded gasoline | Unleaded gasoline | State/federal government | Steel | Steel |  |  |  |  | 1901-01-01 | [15 empty] | UST Currently In Use: 0; UST Temp Close: 0; AST Currently In Use: 0; AST Temp Closed: 0 | 0 | 0 | 1 | 14587-053-013078 | AL ST MILITARY DEPT - CFMO ENV. OFF.
30017 | Currently in Use |  | 1985-01-01 |  | Petroleum | On road diesel | On road diesel | Emergency Power Generator, Industrial, State/Federal Government | Fiberglass reinforced plastic | Fiberglass reinforced plastic |  |  | Fiberglass reinforced plastic |  | 1901-01-01 |  | Catchment Basin, Single walled catchment basin | Automatic shutoff device At 95% full | Automatic shutoff device At 95% full | [11 empty] | UST Currently In Use: 1; UST Temp Close: 0; AST Currently In Use: 1; AST Temp Closed: 0 | 1 | 0 | 2 | 10112-011-004966 | ALABAMA DEPT OF CORRECTIONS
30018 | Permanently Closed | 1901-01-01 | 1985-01-01 | 1991-01-30 | Petroleum | Unleaded gasoline | Unleaded gasoline | State/federal government | Fiberglass reinforced plastic | Fiberglass reinforced plastic |  |  | Steel |  | 1901-01-01 | [15 empty] | UST Currently In Use: 1; UST Temp Close: 0; AST Currently In Use: 1; AST Temp Closed: 0 | 1 | 0 | 2 | 10112-011-004966 | ALABAMA DEPT OF CORRECTIONS
30019 | Permanently Closed | 1901-01-01 | 1985-01-01 | 1991-01-30 | Petroleum | Unleaded gasoline | Unleaded gasoline | State/federal government | Fiberglass reinforced plastic | Fiberglass reinforced plastic |  |  | Steel |  | 1901-01-01 | [15 empty] | UST Currently In Use: 1; UST Temp Close: 0; AST Currently In Use: 1; AST Temp Closed: 0 | 1 | 0 | 2 | 10112-011-004966 | ALABAMA DEPT OF CORRECTIONS
30021 | Permanently Closed | 1990-07-25 | 1973-01-01 | 1990-07-25 | Petroleum | Unleaded gasoline | Unleaded gasoline | State/federal government | Steel | Steel |  |  | Steel |  | 1901-01-01 | [15 empty] | UST Currently In Use: 0; UST Temp Close: 0; AST Currently In Use: 0; AST Temp Closed: 0 | 0 | 0 | 3 | 14606-073-010571 | STATE OF ALABAMA FORESTRY COMMISSION
30022 | Permanently Closed | 1990-07-25 | 1979-01-01 | 1990-07-25 | Petroleum | On road diesel | On road diesel | State/federal government | Steel | Steel |  |  | Steel |  | 1901-01-01 | [15 empty] | UST Currently In Use: 0; UST Temp Close: 0; AST Currently In Use: 0; AST Temp Closed: 0 | 0 | 0 | 3 | 14606-073-010571 | STATE OF ALABAMA FORESTRY COMMISSION
30023 | Permanently Closed | 1986-03-01 | 1973-01-01 | 1990-07-25 | Petroleum | On road diesel | On road diesel | State/federal government | Steel | Steel |  |  | Steel |  | 1901-01-01 | [15 empty] | UST Currently In Use: 0; UST Temp Close: 0; AST Currently In Use: 0; AST Temp Closed: 0 | 0 | 0 | 3 | 14606-073-010571 | STATE OF ALABAMA FORESTRY COMMISSION
30024 | Permanently Closed | 1990-12-05 | 1969-01-01 | 1990-12-05 | Petroleum | Unleaded gasoline | Unleaded gasoline | State/federal government | Steel | Steel |  |  | Steel |  | 1901-01-01 | [15 empty] | UST Currently In Use: 0; UST Temp Close: 0; AST Currently In Use: 0; AST Temp Closed: 0 | 0 | 0 | 1 | 14607-115-006751 | STATE OF ALABAMA FORESTRY COMMISSION
30025 | Permanently Closed | 1975-06-01 | 1964-01-01 | 1988-05-01 | Petroleum | Unleaded gasoline | Unleaded gasoline | State/federal government | Steel | Steel |  | Painted or None | Steel |  | 1901-01-01 | [15 empty] | UST Currently In Use: 0; UST Temp Close: 0; AST Currently In Use: 0; AST Temp Closed: 0 | 0 | 0 | 1 | 14608-001-011987 | STATE OF ALABAMA FORESTRY COMMISSION
30026 | Permanently Closed | 1992-05-06 | 1974-01-01 | 1992-05-06 | Petroleum | Unleaded gasoline | Unleaded gasoline | State/federal government | Steel | Steel |  | Painted or None | Steel |  | 1901-01-01 | [15 empty] | UST Currently In Use: 0; UST Temp Close: 0; AST Currently In Use: 0; AST Temp Closed: 0 | 0 | 0 | 1 | 14609-001-002250 | STATE OF ALABAMA FORESTRY COMMISSION
30027 | Permanently Closed | 1991-10-01 | 1974-01-01 | 1991-10-01 | Petroleum | Unleaded gasoline | Unleaded gasoline | State/federal government | Steel | Steel |  | Painted or None | Steel |  | 1901-01-01 | [15 empty] | UST Currently In Use: 0; UST Temp Close: 0; AST Currently In Use: 0; AST Temp Closed: 0 | 0 | 0 | 1 | 14610-067-002068 | STATE OF ALABAMA FORESTRY COMMISSION
30028 | Permanently Closed | 1991-08-08 | 1974-01-01 | 1991-08-08 | Petroleum | Unleaded gasoline | Unleaded gasoline | State/federal government | Steel | Steel |  |  | Steel |  | 1901-01-01 | [15 empty] | UST Currently In Use: 0; UST Temp Close: 0; AST Currently In Use: 0; AST Temp Closed: 0 | 0 | 0 | 1 | 14611-017-001655 | STATE OF ALABAMA FORESTRY COMMISSION
30029 | Permanently Closed | 1990-08-15 | 1978-01-01 | 1990-08-15 | Petroleum | Unleaded gasoline | Unleaded gasoline | State/federal government | Steel | Steel |  |  | Steel |  | 1901-01-01 | [15 empty] | UST Currently In Use: 0; UST Temp Close: 0; AST Currently In Use: 0; AST Temp Closed: 0 | 0 | 0 | 1 | 14612-129-002410 | STATE OF ALABAMA FORESTRY COMMISSION
30030 | Permanently Closed | 1991-04-23 | 1974-01-01 | 1991-04-23 | Petroleum | Unleaded gasoline | Unleaded gasoline | State/federal government | Steel | Steel |  |  | Steel |  | 1901-01-01 | [15 empty] | UST Currently In Use: 0; UST Temp Close: 0; AST Currently In Use: 0; AST Temp Closed: 0 | 0 | 0 | 1 | 14613-023-002411 | STATE OF ALABAMA FORESTRY COMMISSION
30031 | Permanently Closed | 1980-06-01 | 1978-01-01 | 1988-01-01 | Petroleum | Unleaded gasoline | Unleaded gasoline | State/federal government | Steel | Steel |  | Painted or None | Steel |  | 1901-01-01 | [15 empty] | UST Currently In Use: 0; UST Temp Close: 0; AST Currently In Use: 0; AST Temp Closed: 0 | 0 | 0 | 2 | 14614-117-006735 | STATE OF ALABAMA FORESTRY COMMISSION
30032 | Permanently Closed | 1976-06-01 | 1974-01-01 | 1987-10-01 | Petroleum | Unleaded gasoline | Unleaded gasoline | State/federal government | Steel | Steel |  | Painted or None | Steel |  | 1901-01-01 | [15 empty] | UST Currently In Use: 0; UST Temp Close: 0; AST Currently In Use: 0; AST Temp Closed: 0 | 0 | 0 | 2 | 14614-117-006735 | STATE OF ALABAMA FORESTRY COMMISSION
30033 | Permanently Closed | 1990-08-14 | 1964-01-01 | 1990-08-14 | Petroleum | Unleaded gasoline | Unleaded gasoline | State/federal government | Steel | Steel |  |  | Steel |  | 1901-01-01 | [15 empty] | UST Currently In Use: 0; UST Temp Close: 0; AST Currently In Use: 0; AST Temp Closed: 0 | 0 | 0 | 1 | 14615-025-002408 | STATE OF ALABAMA FORESTRY COMMISSION
30034 | Permanently Closed | 1990-12-04 | 1979-01-01 | 1990-12-04 | Petroleum | Unleaded gasoline | Unleaded gasoline | State/federal government | Steel | Steel |  |  | Steel |  | 1901-01-01 | [15 empty] | UST Currently In Use: 0; UST Temp Close: 0; AST Currently In Use: 0; AST Temp Closed: 0 | 0 | 0 | 2 | 14616-127-003361 | STATE OF ALABAMA FORESTRY COMMISSION
30035 | Permanently Closed | 1990-12-04 | 1982-01-01 | 1990-12-04 | Petroleum | On road diesel | On road diesel | State/federal government | Steel | Steel |  | Painted or None | Steel |  | 1901-01-01 | [15 empty] | UST Currently In Use: 0; UST Temp Close: 0; AST Currently In Use: 0; AST Temp Closed: 0 | 0 | 0 | 2 | 14616-127-003361 | STATE OF ALABAMA FORESTRY COMMISSION
30036 | Permanently Closed | 1991-08-27 | 1978-01-01 | 1991-08-27 | Petroleum | Unleaded gasoline | Unleaded gasoline | State/federal government | Steel | Steel |  | Painted or None | Steel |  | 1901-01-01 | [15 empty] | UST Currently In Use: 0; UST Temp Close: 0; AST Currently In Use: 0; AST Temp Closed: 0 | 0 | 0 | 1 | 14617-079-003365 | STATE OF ALABAMA FORESTRY COMMISSION
30037 | Permanently Closed | 1991-10-02 | 1974-01-01 | 1991-10-02 | Petroleum | Unleaded gasoline | Unleaded gasoline | State/federal government | Steel | Steel |  | Painted or None | Steel |  | 1901-01-01 | [15 empty] | UST Currently In Use: 0; UST Temp Close: 0; AST Currently In Use: 0; AST Temp Closed: 0 | 0 | 0 | 1 | 14618-005-002067 | STATE OF ALABAMA FORESTRY COMMISSION
30038 | Permanently Closed | 1991-08-26 | 1980-01-01 | 1991-08-26 | Petroleum | Unleaded gasoline | Unleaded gasoline | State/federal government | Steel | Steel |  | Painted or None | Steel |  | 1901-01-01 | [15 empty] | UST Currently In Use: 0; UST Temp Close: 0; AST Currently In Use: 0; AST Temp Closed: 0 | 0 | 0 | 1 | 14619-083-003364 | STATE OF ALABAMA FORESTRY COMMISSION
30039 | Permanently Closed | 1901-01-01 | 1980-01-01 | 1988-12-21 | Petroleum | Unleaded gasoline | Unleaded gasoline | State/federal government | Steel | Steel |  | Painted or None | Steel |  | 1901-01-01 | [15 empty] | UST Currently In Use: 0; UST Temp Close: 0; AST Currently In Use: 0; AST Temp Closed: 0 | 0 | 0 | 1 | 14620-041-001747 | STATE OF ALABAMA FORESTRY COMMISSION
30040 | Permanently Closed | 1992-01-15 | 1971-01-01 | 1992-01-15 | Petroleum | Unleaded gasoline | Unleaded gasoline | State/federal government | Steel | Steel |  | Painted or None | Steel |  | 1901-01-01 | [15 empty] | UST Currently In Use: 0; UST Temp Close: 0; AST Currently In Use: 0; AST Temp Closed: 0 | 0 | 0 | 2 | 14621-035-001744 | STATE OF ALABAMA FORESTRY COMMISSION
30041 | Permanently Closed | 1992-01-15 | 1980-01-01 | 1992-01-15 | Petroleum | On road diesel | On road diesel | State/federal government | Steel | Steel |  | Painted or None | Steel |  | 1901-01-01 | [15 empty] | UST Currently In Use: 0; UST Temp Close: 0; AST Currently In Use: 0; AST Temp Closed: 0 | 0 | 0 | 2 | 14621-035-001744 | STATE OF ALABAMA FORESTRY COMMISSION
30042 | Permanently Closed | 1990-09-20 | 1980-01-01 | 1990-09-20 | Petroleum | On road diesel | On road diesel | State/federal government | Steel | Steel |  | Painted or None | Steel |  | 1901-01-01 | [15 empty] | UST Currently In Use: 0; UST Temp Close: 0; AST Currently In Use: 0; AST Temp Closed: 0 | 0 | 0 | 2 | 14622-013-001743 | STATE OF ALABAMA FORESTRY COMMISSION
30043 | Permanently Closed | 1990-09-20 | 1969-01-01 | 1990-09-20 | Petroleum | Kerosene | Kerosene | State/federal government | Steel | Steel |  | Painted or None | Steel |  | 1901-01-01 | [15 empty] | UST Currently In Use: 0; UST Temp Close: 0; AST Currently In Use: 0; AST Temp Closed: 0 | 0 | 0 | 2 | 14622-013-001743 | STATE OF ALABAMA FORESTRY COMMISSION
30045 | Permanently Closed | 1992-05-05 | 1979-01-01 | 1992-05-05 | Petroleum | Unleaded gasoline | Unleaded gasoline | State/federal government | Steel | Steel |  | Painted or None | Steel |  | 1901-01-01 | [15 empty] | UST Currently In Use: 0; UST Temp Close: 0; AST Currently In Use: 0; AST Temp Closed: 0 | 0 | 0 | 1 | 14623-021-007575 | STATE OF ALABAMA FORESTRY COMMISSION
30046 | Permanently Closed | 1990-01-01 | 1959-01-01 | 1990-01-04 | Petroleum | Unleaded gasoline | Unleaded gasoline | State/federal government | Steel | Steel |  | Painted or None | Steel |  | 1901-01-01 | [15 empty] | UST Currently In Use: 0; UST Temp Close: 0; AST Currently In Use: 0; AST Temp Closed: 0 | 0 | 0 | 3 | 14624-001-001599 | STATE OF ALABAMA FORESTRY COMMISSION
30047 | Permanently Closed | 1990-01-01 | 1959-01-01 | 1990-01-04 | Petroleum | On road diesel | On road diesel | State/federal government | Steel | Steel |  | Painted or None | Steel |  | 1901-01-01 | [15 empty] | UST Currently In Use: 0; UST Temp Close: 0; AST Currently In Use: 0; AST Temp Closed: 0 | 0 | 0 | 3 | 14624-001-001599 | STATE OF ALABAMA FORESTRY COMMISSION
30048 | Permanently Closed | 1901-01-01 | 1959-01-01 | 2011-11-11 | Petroleum | Other, MNRLSPIRIT | Other | State/federal government | Steel | Steel |  | Painted or None | Steel |  | 1901-01-01 | [15 empty] | UST Currently In Use: 0; UST Temp Close: 0; AST Currently In Use: 0; AST Temp Closed: 0 | 0 | 0 | 3 | 14624-001-001599 | STATE OF ALABAMA FORESTRY COMMISSION
30049 | Permanently Closed | 1992-07-27 | 1974-01-01 | 1992-07-27 | Petroleum | Unleaded gasoline | Unleaded gasoline | State/federal government | Steel | Steel | Interior lined (not allowed as a standalone method of corrosion protection) | Painted or None | Steel |  | 1901-01-01 | [15 empty] | UST Currently In Use: 0; UST Temp Close: 0; AST Currently In Use: 0; AST Temp Closed: 1 | 0 | 0 | 2 | 14625-107-002330 | STATE OF ALABAMA FORESTRY COMMISSION
30050 | Permanently Closed | 1992-07-27 | 1983-01-01 | 1992-07-27 | Petroleum | On road diesel | On road diesel | State/federal government | Steel | Steel | Coated & cathodic protection (sti-P3) |  | Steel |  | 1901-01-01 | [15 empty] | UST Currently In Use: 0; UST Temp Close: 0; AST Currently In Use: 0; AST Temp Closed: 1 | 0 | 0 | 2 | 14625-107-002330 | STATE OF ALABAMA FORESTRY COMMISSION
30051 | Permanently Closed | 1991-08-27 | 1969-01-01 | 1991-08-27 | Petroleum | Unleaded gasoline | Unleaded gasoline | State/federal government | Steel | Steel |  | Painted or None | Steel |  | 1901-01-01 | [15 empty] | UST Currently In Use: 0; UST Temp Close: 0; AST Currently In Use: 0; AST Temp Closed: 0 | 0 | 0 | 1 | 14626-033-003366 | STATE OF ALABAMA FORESTRY COMMISSION
30052 | Permanently Closed | 1989-01-24 | 1969-01-01 | 1989-01-24 | Petroleum | Unleaded gasoline | Unleaded gasoline | State/federal government |  |  |  | Painted or None | Steel |  | 1901-01-01 | [15 empty] | UST Currently In Use: 0; UST Temp Close: 0; AST Currently In Use: 0; AST Temp Closed: 0 | 0 | 0 | 1 | 14627-131-002252 | STATE OF ALABAMA FORESTRY COMMISSION
30053 | Permanently Closed | 1995-10-31 | 1980-01-01 | 1995-10-31 | Petroleum | Unleaded gasoline | Unleaded gasoline |  | Steel | Steel |  | Painted or None | Steel |  | 1901-01-01 | [15 empty] | UST Currently In Use: 0; UST Temp Close: 0; AST Currently In Use: 0; AST Temp Closed: 0 | 0 | 0 | 1 | 17330-039-001745 | COVINGTON COUNTY COMMISSION
30054 | Permanently Closed | 1992-01-21 | 1980-01-01 | 1992-01-21 | Petroleum | Unleaded gasoline | Unleaded gasoline | State/federal government | Steel | Steel |  | Painted or None | Steel |  | 1901-01-01 | [15 empty] | UST Currently In Use: 0; UST Temp Close: 0; AST Currently In Use: 0; AST Temp Closed: 0 | 0 | 0 | 2 | 14628-039-001746 | STATE OF ALABAMA FORESTRY COMMISSION
30055 | Permanently Closed | 1992-01-21 | 1981-01-01 | 1992-01-21 | Petroleum | On road diesel | On road diesel | State/federal government | Steel | Steel |  | Painted or None | Steel |  | 1901-01-01 | [15 empty] | UST Currently In Use: 0; UST Temp Close: 0; AST Currently In Use: 0; AST Temp Closed: 0 | 0 | 0 | 2 | 14628-039-001746 | STATE OF ALABAMA FORESTRY COMMISSION
30056 | Permanently Closed | 1901-01-01 | 1979-01-01 | 1989-01-03 | Petroleum | Unleaded gasoline | Unleaded gasoline | State/federal government | Steel | Steel |  | Painted or None | Steel |  | 1901-01-01 | [15 empty] | UST Currently In Use: 0; UST Temp Close: 0; AST Currently In Use: 0; AST Temp Closed: 0 | 0 | 0 | 1 | 14629-091-002413 | STATE OF ALABAMA FORESTRY COMMISSION
30057 | Permanently Closed | 1991-10-01 | 1974-01-01 | 1991-10-01 | Petroleum | Unleaded gasoline | Unleaded gasoline | State/federal government | Steel | Steel |  | Painted or None | Steel |  | 1901-01-01 | [15 empty] | UST Currently In Use: 0; UST Temp Close: 0; AST Currently In Use: 0; AST Temp Closed: 0 | 0 | 0 | 1 | 14630-069-002069 | STATE OF ALABAMA FORESTRY COMMISSION
30058 | Permanently Closed | 1990-08-14 | 1981-01-01 | 1990-08-14 | Petroleum | On road diesel | On road diesel | State/federal government | Steel | Steel |  | Painted or None | Steel |  | 1901-01-01 | [15 empty] | UST Currently In Use: 0; UST Temp Close: 0; AST Currently In Use: 0; AST Temp Closed: 0 | 0 | 0 | 2 | 14631-099-001748 | STATE OF ALABAMA FORESTRY COMMISSION
30059 | Permanently Closed | 1990-08-14 | 1969-01-01 | 1990-08-14 | Petroleum | Unleaded gasoline | Unleaded gasoline | State/federal government | Steel | Steel |  | Painted or None | Steel |  | 1901-01-01 | [15 empty] | UST Currently In Use: 0; UST Temp Close: 0; AST Currently In Use: 0; AST Temp Closed: 0 | 0 | 0 | 2 | 14631-099-001748 | STATE OF ALABAMA FORESTRY COMMISSION
30060 | Permanently Closed | 1990-12-04 | 1972-01-01 | 1990-12-04 | Petroleum | On road diesel | On road diesel | State/federal government | Steel | Steel |  | Painted or None | Steel |  | 1901-01-01 | [15 empty] | UST Currently In Use: 0; UST Temp Close: 0; AST Currently In Use: 0; AST Temp Closed: 0 | 0 | 0 | 2 | 14632-057-002333 | STATE OF ALABAMA FORESTRY COMMISSION
30061 | Permanently Closed | 1990-12-04 | 1978-01-01 | 1990-12-04 | Petroleum | Unleaded gasoline | Unleaded gasoline | State/federal government | Steel | Steel |  | Painted or None | Steel |  | 1901-01-01 | [15 empty] | UST Currently In Use: 0; UST Temp Close: 0; AST Currently In Use: 0; AST Temp Closed: 0 | 0 | 0 | 2 | 14632-057-002333 | STATE OF ALABAMA FORESTRY COMMISSION
30062 | Permanently Closed | 1992-07-28 | 1974-01-01 | 1992-07-28 | Petroleum | Unleaded gasoline | Unleaded gasoline | State/federal government | Steel | Steel |  | Painted or None | Steel |  | 1901-01-01 | [15 empty] | UST Currently In Use: 0; UST Temp Close: 0; AST Currently In Use: 0; AST Temp Closed: 0 | 0 | 0 | 1 | 14633-063-002796 | STATE OF ALABAMA FORESTRY COMMISSION
30063 | Permanently Closed | 1990-12-03 | 1972-01-01 | 1990-12-03 | Petroleum | Unleaded gasoline | Unleaded gasoline | State/federal government | Steel | Steel |  | Painted or None | Steel |  | 1901-01-01 | [15 empty] | UST Currently In Use: 0; UST Temp Close: 0; AST Currently In Use: 0; AST Temp Closed: 0 | 0 | 0 | 1 | 14634-093-003363 | STATE OF ALABAMA FORESTRY COMMISSION
30064 | Permanently Closed | 1992-07-27 | 1973-01-01 | 1992-07-27 | Petroleum | Unleaded gasoline | Unleaded gasoline | State/federal government | Steel | Steel |  | Painted or None | Steel |  | 1901-01-01 | [15 empty] | UST Currently In Use: 0; UST Temp Close: 0; AST Currently In Use: 0; AST Temp Closed: 0 | 0 | 0 | 2 | 14635-125-002795 | STATE OF ALABAMA FORESTRY COMMISSION
30065 | Permanently Closed | 1992-07-27 | 1981-01-01 | 1992-07-27 | Petroleum | On road diesel | On road diesel | State/federal government | Steel | Steel |  | Painted or None | Steel |  | 1901-01-01 | [15 empty] | UST Currently In Use: 0; UST Temp Close: 0; AST Currently In Use: 0; AST Temp Closed: 0 | 0 | 0 | 2 | 14635-125-002795 | STATE OF ALABAMA FORESTRY COMMISSION
30066 | Permanently Closed | 1992-05-05 | 1973-01-01 | 1992-05-05 | Petroleum | Unleaded gasoline | Unleaded gasoline | State/federal government | Steel | Steel |  | Painted or None | Steel |  | 1901-01-01 | [15 empty] | UST Currently In Use: 0; UST Temp Close: 0; AST Currently In Use: 0; AST Temp Closed: 0 | 0 | 0 | 3 | 14636-047-002568 | STATE OF ALABAMA FORESTRY COMMISSION
30067 | Permanently Closed | 1992-05-05 | 1973-01-01 | 1992-05-05 | Petroleum | Unleaded gasoline | Unleaded gasoline | State/federal government | Steel | Steel |  | Painted or None | Steel |  | 1901-01-01 | [15 empty] | UST Currently In Use: 0; UST Temp Close: 0; AST Currently In Use: 0; AST Temp Closed: 0 | 0 | 0 | 3 | 14636-047-002568 | STATE OF ALABAMA FORESTRY COMMISSION
30068 | Permanently Closed | 1992-05-05 | 1978-01-01 | 1992-05-05 | Petroleum | On road diesel | On road diesel | State/federal government | Steel | Steel |  | Painted or None | Steel |  | 1901-01-01 | [15 empty] | UST Currently In Use: 0; UST Temp Close: 0; AST Currently In Use: 0; AST Temp Closed: 0 | 0 | 0 | 3 | 14636-047-002568 | STATE OF ALABAMA FORESTRY COMMISSION
30069 | Permanently Closed | 1992-09-16 | 1974-01-01 | 1992-09-16 | Petroleum | Unleaded gasoline | Unleaded gasoline | State/federal government | Steel | Steel |  | Painted or None | Steel |  | 1901-01-01 | [15 empty] | UST Currently In Use: 0; UST Temp Close: 0; AST Currently In Use: 0; AST Temp Closed: 0 | 0 | 0 | 1 | 14637-045-002070 | STATE OF ALABAMA FORESTRY COMMISSION
30070 | Permanently Closed | 1990-08-13 | 1964-01-01 | 1990-08-13 | Petroleum | Unleaded gasoline | Unleaded gasoline | State/federal government | Steel | Steel |  | Painted or None | Steel |  | 1901-01-01 | [15 empty] | UST Currently In Use: 0; UST Temp Close: 0; AST Currently In Use: 0; AST Temp Closed: 0 | 0 | 0 | 3 | 14638-053-001741 | STATE OF ALABAMA FORESTRY COMMISSION
30071 | Permanently Closed | 1990-08-13 | 1964-01-01 | 1990-08-13 | Petroleum | Unleaded gasoline | Unleaded gasoline | State/federal government | Steel | Steel |  | Painted or None | Steel |  | 1901-01-01 | [15 empty] | UST Currently In Use: 0; UST Temp Close: 0; AST Currently In Use: 0; AST Temp Closed: 0 | 0 | 0 | 3 | 14638-053-001741 | STATE OF ALABAMA FORESTRY COMMISSION
30072 | Permanently Closed | 1990-08-13 | 1980-01-01 | 1990-08-13 | Petroleum | On road diesel | On road diesel | State/federal government | Steel | Steel |  | Painted or None | Steel |  | 1901-01-01 | [15 empty] | UST Currently In Use: 0; UST Temp Close: 0; AST Currently In Use: 0; AST Temp Closed: 0 | 0 | 0 | 3 | 14638-053-001741 | STATE OF ALABAMA FORESTRY COMMISSION
30073 | Permanently Closed | 1901-01-01 | 1980-01-01 | 1988-12-22 | Petroleum | On road diesel | On road diesel | State/federal government | Steel | Steel |  | Painted or None | Steel |  | 1901-01-01 | [15 empty] | UST Currently In Use: 0; UST Temp Close: 0; AST Currently In Use: 0; AST Temp Closed: 0 | 0 | 0 | 1 | 14638-053-001742 | STATE OF ALABAMA FORESTRY COMMISSION
30074 | Permanently Closed | 1991-04-23 | 1985-01-01 | 1991-04-23 | Petroleum | On road diesel | On road diesel | State/federal government | Fiberglass coated steel | Fiberglass coated steel | Interior lined (not allowed as a standalone method of corrosion protection) |  | Steel |  | 1901-01-01 | [15 empty] | UST Currently In Use: 0; UST Temp Close: 0; AST Currently In Use: 0; AST Temp Closed: 0 | 0 | 0 | 1 | 14639-023-002362 | STATE OF ALABAMA FORESTRY COMMISSION
30075 | Permanently Closed | 1901-01-01 | 1969-01-01 |  | Petroleum | Unleaded gasoline | Unleaded gasoline | State/federal government |  |  |  |  | Steel |  | 1901-01-01 | [15 empty] | UST Currently In Use: 0; UST Temp Close: 0; AST Currently In Use: 0; AST Temp Closed: 0 | 0 | 0 | 2 | 14640-021-002258 | STATE OF ALABAMA FORESTRY COMMISSION
30076 | Permanently Closed | 1990-01-04 | 1954-01-01 | 1990-01-04 | Petroleum | Unleaded gasoline | Unleaded gasoline | State/federal government |  |  |  |  | Steel |  | 1901-01-01 | [15 empty] | UST Currently In Use: 0; UST Temp Close: 0; AST Currently In Use: 0; AST Temp Closed: 0 | 0 | 0 | 2 | 14640-021-002258 | STATE OF ALABAMA FORESTRY COMMISSION
30077 | Permanently Closed | 1989-12-27 | 1983-01-01 | 1989-12-27 | Petroleum | On road diesel | On road diesel | State/federal government | Steel | Steel |  | Painted or None | Steel |  | 1901-01-01 | [15 empty] | UST Currently In Use: 0; UST Temp Close: 0; AST Currently In Use: 0; AST Temp Closed: 0 | 0 | 0 | 3 | 14641-053-001161 | STATE OF ALABAMA FORESTRY COMMISSION
30078 | Permanently Closed | 1989-12-27 | 1983-01-01 | 1989-12-27 | Petroleum | Unleaded gasoline | Unleaded gasoline | State/federal government | Steel | Steel |  | Painted or None | Steel |  | 1901-01-01 | [15 empty] | UST Currently In Use: 0; UST Temp Close: 0; AST Currently In Use: 0; AST Temp Closed: 0 | 0 | 0 | 3 | 14641-053-001161 | STATE OF ALABAMA FORESTRY COMMISSION
30079 | Permanently Closed | 1989-12-27 | 1901-01-01 | 1989-12-27 | Petroleum | Unleaded gasoline | Unleaded gasoline | State/federal government | Steel | Steel |  | Painted or None | Steel |  | 1901-01-01 | [15 empty] | UST Currently In Use: 0; UST Temp Close: 0; AST Currently In Use: 0; AST Temp Closed: 0 | 0 | 0 | 3 | 14641-053-001161 | STATE OF ALABAMA FORESTRY COMMISSION
30080 | Permanently Closed | 1990-09-18 | 1969-01-01 | 1990-09-18 | Petroleum | On road diesel | On road diesel | State/federal government | Steel | Steel |  |  | Steel |  | 1901-01-01 | [15 empty] | UST Currently In Use: 0; UST Temp Close: 0; AST Currently In Use: 0; AST Temp Closed: 0 | 0 | 0 | 2 | 14642-003-002407 | STATE OF ALABAMA FORESTRY COMMISSION
30081 | Permanently Closed | 1990-09-18 | 1969-01-01 | 1990-09-18 | Petroleum | Unleaded gasoline | Unleaded gasoline | State/federal government | Steel | Steel |  |  | Steel |  | 1901-01-01 | [15 empty] | UST Currently In Use: 0; UST Temp Close: 0; AST Currently In Use: 0; AST Temp Closed: 0 | 0 | 0 | 2 | 14642-003-002407 | STATE OF ALABAMA FORESTRY COMMISSION
30082 | Permanently Closed | 1997-09-01 | 1974-01-01 | 1997-09-19 | Petroleum | Unleaded gasoline | Unleaded gasoline | Retail, State/Federal Government | Steel | Steel |  | Painted or None | Steel |  | 1901-01-01 | [15 empty] | UST Currently In Use: 0; UST Temp Close: 0; AST Currently In Use: 0; AST Temp Closed: 0 | 0 | 0 | 3 | 14643-005-000764 | LAKEPOINT STATE PARK
30083 | Permanently Closed | 1997-09-01 | 1974-01-01 | 1997-09-19 | Petroleum | Unleaded gasoline | Unleaded gasoline | Retail, State/Federal Government | Steel | Steel |  | Painted or None | Steel |  | 1901-01-01 | [15 empty] | UST Currently In Use: 0; UST Temp Close: 0; AST Currently In Use: 0; AST Temp Closed: 0 | 0 | 0 | 3 | 14643-005-000764 | LAKEPOINT STATE PARK
30084 | Permanently Closed | 1997-09-01 | 1974-01-01 | 1997-09-19 | Petroleum | On road diesel | On road diesel | Retail, State/Federal Government | Steel | Steel |  | Painted or None | Steel |  | 1901-01-01 | [15 empty] | UST Currently In Use: 0; UST Temp Close: 0; AST Currently In Use: 0; AST Temp Closed: 0 | 0 | 0 | 3 | 14643-005-000764 | LAKEPOINT STATE PARK
30085 | Permanently Closed | 1997-09-01 | 1976-01-01 | 1997-09-23 | Petroleum | Unleaded gasoline | Unleaded gasoline | Retail, State/Federal Government | Steel | Steel |  | Painted or None | Steel |  | 1901-01-01 | [15 empty] | UST Currently In Use: 1; UST Temp Close: 0; AST Currently In Use: 0; AST Temp Closed: 0 | 1 | 0 | 2 | 21889-005-017901 | LAKEPOINT STATE PARK MARINA
30086 | Permanently Closed | 1997-09-01 | 1976-01-01 | 1997-09-23 | Petroleum | On road diesel | On road diesel | Retail, State/Federal Government | Steel | Steel |  | Painted or None | Steel |  | 1901-01-01 | [15 empty] | UST Currently In Use: 1; UST Temp Close: 0; AST Currently In Use: 0; AST Temp Closed: 0 | 1 | 0 | 2 | 21889-005-017901 | LAKEPOINT STATE PARK MARINA
30087 | Permanently Closed | 1997-09-01 | 1972-01-01 | 1997-09-19 | Petroleum | Unleaded gasoline | Unleaded gasoline | Retail, State/Federal Government | Steel | Steel |  | Painted or None | Steel |  | 1901-01-01 | [15 empty] | UST Currently In Use: 0; UST Temp Close: 0; AST Currently In Use: 0; AST Temp Closed: 0 | 0 | 0 | 1 | 14643-005-017902 | LAKEPOINT STATE PARK
30088 | Permanently Closed | 1988-02-22 | 1975-01-01 | 1988-02-22 | Petroleum | Unleaded gasoline | Unleaded gasoline | State/Federal Government | Steel | Steel |  |  |  |  | 1901-01-01 | [15 empty] | UST Currently In Use: 2; UST Temp Close: 1; AST Currently In Use: 0; AST Temp Closed: 0 | 2 | 1 | 15 | 14644-073-002984 | DEPARTMENT OF TRANSPORTATION
30089 | Permanently Closed | 1988-02-22 | 1947-01-01 | 1988-02-22 | Petroleum | Unleaded gasoline | Unleaded gasoline | State/Federal Government | [6 empty] | 1901-01-01 | [15 empty] | UST Currently In Use: 2; UST Temp Close: 1; AST Currently In Use: 0; AST Temp Closed: 0 | 2 | 1 | 15 | 14644-073-002984 | DEPARTMENT OF TRANSPORTATION
30090 | Permanently Closed | 1988-02-22 | 1950-01-01 | 1988-02-22 | Petroleum | On road diesel | On road diesel | State/Federal Government | [6 empty] | 1901-01-01 | [15 empty] | UST Currently In Use: 2; UST Temp Close: 1; AST Currently In Use: 0; AST Temp Closed: 0 | 2 | 1 | 15 | 14644-073-002984 | DEPARTMENT OF TRANSPORTATION
30091 | Permanently Closed | 1988-02-22 | 1976-01-01 | 1988-02-22 | Petroleum | Kerosene | Kerosene | State/Federal Government | [6 empty] | 1901-01-01 | [15 empty] | UST Currently In Use: 2; UST Temp Close: 1; AST Currently In Use: 0; AST Temp Closed: 0 | 2 | 1 | 15 | 14644-073-002984 | DEPARTMENT OF TRANSPORTATION
30092 | Permanently Closed | 1988-02-22 | 1947-01-01 | 1988-02-22 | Petroleum | Kerosene | Kerosene | State/Federal Government | [6 empty] | 1901-01-01 | [15 empty] | UST Currently In Use: 2; UST Temp Close: 1; AST Currently In Use: 0; AST Temp Closed: 0 | 2 | 1 | 15 | 14644-073-002984 | DEPARTMENT OF TRANSPORTATION
30093 | Permanently Closed | 1978-05-01 | 1947-01-01 | 1988-05-12 | Petroleum | Kerosene | Kerosene | State/Federal Government | [6 empty] | 1901-01-01 | [15 empty] | UST Currently In Use: 2; UST Temp Close: 1; AST Currently In Use: 0; AST Temp Closed: 0 | 2 | 1 | 15 | 14644-073-002984 | DEPARTMENT OF TRANSPORTATION
30094 | Permanently Closed | 1978-05-01 | 1947-01-01 | 1988-05-13 | Petroleum | Kerosene | Kerosene | State/Federal Government | [6 empty] | 1901-01-01 | [15 empty] | UST Currently In Use: 2; UST Temp Close: 1; AST Currently In Use: 0; AST Temp Closed: 0 | 2 | 1 | 15 | 14644-073-002984 | DEPARTMENT OF TRANSPORTATION
30095 | Permanently Closed | 1960-01-01 | 1950-01-01 | 1988-05-13 | Petroleum | Kerosene | Kerosene | State/Federal Government | [6 empty] | 1901-01-01 | [15 empty] | UST Currently In Use: 2; UST Temp Close: 1; AST Currently In Use: 0; AST Temp Closed: 0 | 2 | 1 | 15 | 14644-073-002984 | DEPARTMENT OF TRANSPORTATION
30096 | Permanently Closed | 1978-05-01 | 1954-01-01 | 1988-05-13 | Petroleum | Kerosene | Kerosene | State/Federal Government | [6 empty] | 1901-01-01 | [15 empty] | UST Currently In Use: 2; UST Temp Close: 1; AST Currently In Use: 0; AST Temp Closed: 0 | 2 | 1 | 15 | 14644-073-002984 | DEPARTMENT OF TRANSPORTATION
30097 | Permanently Closed | 1901-01-01 | 1901-01-01 | 1988-05-13 | Petroleum | Kerosene | Kerosene | State/Federal Government | [6 empty] | 1901-01-01 | [15 empty] | UST Currently In Use: 2; UST Temp Close: 1; AST Currently In Use: 0; AST Temp Closed: 0 | 2 | 1 | 15 | 14644-073-002984 | DEPARTMENT OF TRANSPORTATION
30098 | Permanently Closed | 1979-05-01 | 1975-01-01 | 1988-05-13 | Petroleum | On road diesel | On road diesel | State/Federal Government | [6 empty] | 1901-01-01 | [15 empty] | UST Currently In Use: 2; UST Temp Close: 1; AST Currently In Use: 0; AST Temp Closed: 0 | 2 | 1 | 15 | 14644-073-002984 | DEPARTMENT OF TRANSPORTATION
30099 | Permanently Closed | 1979-05-01 | 1975-01-01 | 1988-05-13 | Petroleum | Kerosene | Kerosene | State/Federal Government | [6 empty] | 1901-01-01 | [15 empty] | UST Currently In Use: 2; UST Temp Close: 1; AST Currently In Use: 0; AST Temp Closed: 0 | 2 | 1 | 15 | 14644-073-002984 | DEPARTMENT OF TRANSPORTATION
30100 | Permanently Closed | 1979-05-01 | 1975-01-01 | 1988-05-13 | Petroleum | Unleaded gasoline | Unleaded gasoline | State/Federal Government | [6 empty] | 1901-01-01 | [15 empty] | UST Currently In Use: 2; UST Temp Close: 1; AST Currently In Use: 0; AST Temp Closed: 0 | 2 | 1 | 15 | 14644-073-002984 | DEPARTMENT OF TRANSPORTATION
30101 | Permanently Closed | 1989-12-04 | 1974-01-01 |  | Petroleum | Other, X | Other | State/Federal Government | [6 empty] | 1901-01-01 | [15 empty] | UST Currently In Use: 2; UST Temp Close: 1; AST Currently In Use: 0; AST Temp Closed: 0 | 2 | 1 | 15 | 14644-073-002984 | DEPARTMENT OF TRANSPORTATION
30102 | Permanently Closed | 1986-02-01 | 1949-01-01 | 1988-10-25 | Petroleum | Unleaded gasoline | Unleaded gasoline | State/federal government | Steel | Steel |  |  | Steel |  | 1901-01-01 | [15 empty] | UST Currently In Use: 0; UST Temp Close: 0; AST Currently In Use: 0; AST Temp Closed: 0 | 0 | 0 | 7 | 14645-025-002963 | DEPT OF TRANSPORT HWY EQUIPMENT SCT
30103 | Permanently Closed | 1986-02-01 | 1973-01-01 | 1988-10-25 | Petroleum | Unleaded gasoline | Unleaded gasoline | State/federal government | Steel | Steel |  | Painted or None | Steel |  | 1901-01-01 | [15 empty] | UST Currently In Use: 0; UST Temp Close: 0; AST Currently In Use: 0; AST Temp Closed: 0 | 0 | 0 | 7 | 14645-025-002963 | DEPT OF TRANSPORT HWY EQUIPMENT SCT
30104 | Permanently Closed | 1986-02-01 | 1949-01-01 | 1988-10-25 | Petroleum | On road diesel | On road diesel | State/federal government | Steel | Steel |  |  | Steel |  | 1901-01-01 | [15 empty] | UST Currently In Use: 0; UST Temp Close: 0; AST Currently In Use: 0; AST Temp Closed: 0 | 0 | 0 | 7 | 14645-025-002963 | DEPT OF TRANSPORT HWY EQUIPMENT SCT
30105 | Permanently Closed | 1986-02-01 | 1949-01-01 | 1988-10-25 | Petroleum | On road diesel | On road diesel | State/federal government | Steel | Steel |  |  | Steel |  | 1901-01-01 | [15 empty] | UST Currently In Use: 0; UST Temp Close: 0; AST Currently In Use: 0; AST Temp Closed: 0 | 0 | 0 | 7 | 14645-025-002963 | DEPT OF TRANSPORT HWY EQUIPMENT SCT
30106 | Permanently Closed | 1901-01-01 | 1949-01-01 | 1988-10-25 | Petroleum | On road diesel | On road diesel | State/federal government | Steel | Steel |  |  | Steel |  | 1901-01-01 | [15 empty] | UST Currently In Use: 0; UST Temp Close: 0; AST Currently In Use: 0; AST Temp Closed: 0 | 0 | 0 | 7 | 14645-025-002963 | DEPT OF TRANSPORT HWY EQUIPMENT SCT
30107 | Permanently Closed | 1901-01-01 | 1949-01-01 | 1988-10-25 | Petroleum | On road diesel | On road diesel | State/federal government | Steel | Steel |  |  | Steel |  | 1901-01-01 | [15 empty] | UST Currently In Use: 0; UST Temp Close: 0; AST Currently In Use: 0; AST Temp Closed: 0 | 0 | 0 | 7 | 14645-025-002963 | DEPT OF TRANSPORT HWY EQUIPMENT SCT
30108 | Permanently Closed | 1901-01-01 | 1949-01-01 | 1988-10-25 | Petroleum | On road diesel | On road diesel | State/federal government | Steel | Steel |  |  | Steel |  | 1901-01-01 | [15 empty] | UST Currently In Use: 0; UST Temp Close: 0; AST Currently In Use: 0; AST Temp Closed: 0 | 0 | 0 | 7 | 14645-025-002963 | DEPT OF TRANSPORT HWY EQUIPMENT SCT
30111 | Permanently Closed | 1993-11-03 | 1983-01-01 | 1993-11-03 | Petroleum | Kerosene | Kerosene | State/Federal Government | Fiberglass reinforced plastic | Fiberglass reinforced plastic |  |  | Steel |  | 1901-01-01 | [15 empty] | UST Currently In Use: 3; UST Temp Close: 0; AST Currently In Use: 0; AST Temp Closed: 0 | 3 | 0 | 4 | 14645-025-002967 | DEPT OF TRANSPORT HWY EQUIPMENT SCT
30112 | Permanently Closed | 1986-02-01 | 1944-01-01 01:00 | 2011-11-11 | Petroleum | On road diesel | On road diesel | State/Federal Government | Steel | Steel |  |  | Steel |  | 1901-01-01 | [15 empty] | UST Currently In Use: 3; UST Temp Close: 0; AST Currently In Use: 0; AST Temp Closed: 0 | 3 | 0 | 4 | 14645-025-002967 | DEPT OF TRANSPORT HWY EQUIPMENT SCT
30113 | Permanently Closed | 1986-02-01 | 1944-01-01 01:00 | 2011-11-11 | Petroleum | Kerosene | Kerosene | State/Federal Government | Steel | Steel |  |  | Steel |  | 1901-01-01 | [15 empty] | UST Currently In Use: 3; UST Temp Close: 0; AST Currently In Use: 0; AST Temp Closed: 0 | 3 | 0 | 4 | 14645-025-002967 | DEPT OF TRANSPORT HWY EQUIPMENT SCT
30114 | Permanently Closed | 1986-02-01 | 1944-01-01 01:00 | 2011-11-11 | Petroleum | On road diesel | On road diesel | State/Federal Government | Steel | Steel |  |  | Steel |  | 1901-01-01 | [15 empty] | UST Currently In Use: 3; UST Temp Close: 0; AST Currently In Use: 0; AST Temp Closed: 0 | 3 | 0 | 4 | 14645-025-002967 | DEPT OF TRANSPORT HWY EQUIPMENT SCT
30115 | Permanently Closed | 1901-01-01 | 1956-01-01 | 1988-01-01 | Petroleum | Kerosene | Kerosene | State/federal government | Steel | Steel |  |  | Steel |  | 1901-01-01 | [15 empty] | UST Currently In Use: 2; UST Temp Close: 0; AST Currently In Use: 0; AST Temp Closed: 0 | 2 | 0 | 6 | 14645-091-002965 | DEPT OF TRANSPORT HWY EQUIPMENT SCT
30116 | Permanently Closed | 1901-01-01 | 1956-01-01 | 1988-01-01 | Petroleum | Kerosene | Kerosene | State/federal government | Steel | Steel |  |  | Steel |  | 1901-01-01 | [15 empty] | UST Currently In Use: 2; UST Temp Close: 0; AST Currently In Use: 0; AST Temp Closed: 0 | 2 | 0 | 6 | 14645-091-002965 | DEPT OF TRANSPORT HWY EQUIPMENT SCT
30117 | Permanently Closed | 1980-12-01 | 1956-01-01 | 1986-01-01 | Petroleum | Other, X | Other | State/federal government | Steel | Steel |  |  | Steel |  | 1901-01-01 | [15 empty] | UST Currently In Use: 2; UST Temp Close: 0; AST Currently In Use: 0; AST Temp Closed: 0 | 2 | 0 | 6 | 14645-091-002965 | DEPT OF TRANSPORT HWY EQUIPMENT SCT
30118 | Permanently Closed | 1980-12-01 | 1956-01-01 | 1986-01-01 | Petroleum | Other, X | Other | State/federal government | Steel | Steel |  |  | Steel |  | 1901-01-01 | [15 empty] | UST Currently In Use: 2; UST Temp Close: 0; AST Currently In Use: 0; AST Temp Closed: 0 | 2 | 0 | 6 | 14645-091-002965 | DEPT OF TRANSPORT HWY EQUIPMENT SCT
30119 | Permanently Closed | 1901-01-01 | 1956-01-01 | 1988-01-01 | Petroleum | Unleaded gasoline | Unleaded gasoline | State/federal government | Steel | Steel |  |  | Steel |  | 1901-01-01 | [15 empty] | UST Currently In Use: 2; UST Temp Close: 0; AST Currently In Use: 0; AST Temp Closed: 0 | 2 | 0 | 6 | 14645-091-002965 | DEPT OF TRANSPORT HWY EQUIPMENT SCT
30120 | Currently in Use |  | 1994-03-17 |  | Petroleum | On road diesel | On road diesel | State/federal government | Fiberglass reinforced plastic | Fiberglass reinforced plastic |  |  | Fiberglass reinforced plastic |  | 1901-01-01 | Field installed cathodic protection | Catchment Basin, Single walled catchment basin | Audible high level alarm At 90% full | Audible high level alarm At 90% full |  |  | Continuous Automatic Tank Gauge |  | Automatic shutoff device (AELLD), Containment Sump | Containment Sump | [5 empty] | UST Currently In Use: 2; UST Temp Close: 0; AST Currently In Use: 0; AST Temp Closed: 0 | 2 | 0 | 6 | 14645-091-002965 | DEPT OF TRANSPORT HWY EQUIPMENT SCT
30121 | Permanently Closed | 1993-11-03 | 1987-01-01 | 1993-11-03 | Petroleum | Kerosene | Kerosene | State/federal government | Fiberglass reinforced plastic | Fiberglass reinforced plastic |  |  | Steel |  | 1901-01-01 | [15 empty] | UST Currently In Use: 2; UST Temp Close: 0; AST Currently In Use: 0; AST Temp Closed: 0 | 2 | 0 | 6 | 14645-091-002965 | DEPT OF TRANSPORT HWY EQUIPMENT SCT
30122 | Currently in Use |  | 1994-03-17 |  | Petroleum | Unleaded gasoline | Unleaded gasoline | State/federal government | Fiberglass reinforced plastic | Fiberglass reinforced plastic |  |  | Fiberglass reinforced plastic |  | 1901-01-01 | Field installed cathodic protection | Catchment Basin, Single walled catchment basin | Audible high level alarm At 90% full | Audible high level alarm At 90% full |  |  | Continuous Automatic Tank Gauge |  | Automatic shutoff device (AELLD), Containment Sump | Containment Sump | [5 empty] | UST Currently In Use: 2; UST Temp Close: 0; AST Currently In Use: 0; AST Temp Closed: 0 | 2 | 0 | 6 | 14645-091-002965 | DEPT OF TRANSPORT HWY EQUIPMENT SCT
30123 | Permanently Closed | 1990-06-12 | 1949-01-01 | 1990-06-12 | Petroleum | On road diesel | On road diesel | State/federal government | Steel | Steel |  |  | Steel |  | 1901-01-01 | [15 empty] | UST Currently In Use: 0; UST Temp Close: 0; AST Currently In Use: 0; AST Temp Closed: 0 | 0 | 0 | 3 | 14645-129-002968 | DEPT OF TRANSPORT HWY EQUIPMENT SCT
30124 | Permanently Closed | 1990-06-12 | 1949-01-01 | 1990-06-12 | Petroleum | On road diesel | On road diesel | State/federal government | Steel | Steel |  |  | Steel |  | 1901-01-01 | [15 empty] | UST Currently In Use: 0; UST Temp Close: 0; AST Currently In Use: 0; AST Temp Closed: 0 | 0 | 0 | 3 | 14645-129-002968 | DEPT OF TRANSPORT HWY EQUIPMENT SCT
30125 | Permanently Closed | 1990-06-12 | 1949-01-01 | 1990-06-12 | Petroleum | Unleaded gasoline | Unleaded gasoline | State/federal government | Steel | Steel |  |  | Steel |  | 1901-01-01 | [15 empty] | UST Currently In Use: 0; UST Temp Close: 0; AST Currently In Use: 0; AST Temp Closed: 0 | 0 | 0 | 3 | 14645-129-002968 | DEPT OF TRANSPORT HWY EQUIPMENT SCT
30126 | Permanently Closed | 1993-11-09 | 1981-01-01 | 1993-11-09 | Petroleum | On road diesel | On road diesel | State/federal government | Steel | Steel |  | Painted or None | Steel |  | 1901-01-01 | [15 empty] | UST Currently In Use: 2; UST Temp Close: 0; AST Currently In Use: 0; AST Temp Closed: 0 | 2 | 0 | 5 | 14645-131-002966 | DEPT OF TRANSPORT HWY EQUIPMENT SCT
30127 | Permanently Closed | 1993-11-09 | 1973-01-01 | 1993-11-09 | Petroleum | Unleaded gasoline | Unleaded gasoline | State/federal government | Steel | Steel |  | Painted or None | Steel |  | 1901-01-01 | [15 empty] | UST Currently In Use: 2; UST Temp Close: 0; AST Currently In Use: 0; AST Temp Closed: 0 | 2 | 0 | 5 | 14645-131-002966 | DEPT OF TRANSPORT HWY EQUIPMENT SCT
30128 | Permanently Closed | 1993-11-09 | 1954-01-01 | 1993-11-09 | Petroleum | Unleaded gasoline | Unleaded gasoline | State/federal government | Steel | Steel |  |  | Steel |  | 1901-01-01 | [15 empty] | UST Currently In Use: 2; UST Temp Close: 0; AST Currently In Use: 0; AST Temp Closed: 0 | 2 | 0 | 5 | 14645-131-002966 | DEPT OF TRANSPORT HWY EQUIPMENT SCT
30129 | Permanently Closed | 1993-11-09 | 1954-01-01 | 1993-11-09 | Petroleum | Unleaded gasoline | Unleaded gasoline | State/federal government | Steel | Steel |  |  | Steel |  | 1901-01-01 | [15 empty] | UST Currently In Use: 2; UST Temp Close: 0; AST Currently In Use: 0; AST Temp Closed: 0 | 2 | 0 | 5 | 14645-131-002966 | DEPT OF TRANSPORT HWY EQUIPMENT SCT
30130 | Permanently Closed | 1993-11-09 | 1954-01-01 | 1993-11-09 | Petroleum | Kerosene | Kerosene | State/federal government | Steel | Steel |  |  | Steel |  | 1901-01-01 | [15 empty] | UST Currently In Use: 2; UST Temp Close: 0; AST Currently In Use: 0; AST Temp Closed: 0 | 2 | 0 | 5 | 14645-131-002966 | DEPT OF TRANSPORT HWY EQUIPMENT SCT
30131 | Permanently Closed | 1991-05-06 | 1974-01-01 | 1991-05-06 | Petroleum | Unleaded gasoline | Unleaded gasoline | State/federal government | Steel | Steel |  | Painted or None | Steel |  | 1901-01-01 | [15 empty] | UST Currently In Use: 2; UST Temp Close: 0; AST Currently In Use: 0; AST Temp Closed: 0 | 2 | 0 | 4 | 14646-057-002946 | DEPARTMENT OF TRANSPORTATION HIGHWAY
30132 | Permanently Closed | 1991-05-06 | 1974-01-01 | 1991-05-06 | Petroleum | On road diesel | On road diesel | State/federal government | Steel | Steel |  | Painted or None | Steel |  | 1901-01-01 | [15 empty] | UST Currently In Use: 2; UST Temp Close: 0; AST Currently In Use: 0; AST Temp Closed: 0 | 2 | 0 | 4 | 14646-057-002946 | DEPARTMENT OF TRANSPORTATION HIGHWAY
30133 | Permanently Closed | 1991-05-06 | 1977-01-01 | 1991-05-06 | Petroleum | Kerosene | Kerosene | State/federal government | Steel | Steel |  | Painted or None | Steel |  | 1901-01-01 | [15 empty] | UST Currently In Use: 2; UST Temp Close: 0; AST Currently In Use: 0; AST Temp Closed: 0 | 2 | 0 | 4 | 14646-057-002946 | DEPARTMENT OF TRANSPORTATION HIGHWAY
30134 | Currently in Use |  | 1983-01-01 |  | Petroleum | Unleaded gasoline | Unleaded gasoline | State/Federal Government | Fiberglass reinforced plastic | Fiberglass reinforced plastic |  |  | Fiberglass reinforced plastic |  | 1901-01-01 |  | Catchment Basin, Single walled catchment basin | Flow Rest 90% Full | Flow Rest 90% Full |  |  | Automatic Tank Gauge |  | Automatic flow restrictor (MLLD), Containment Sump | Containment Sump |  |  | Annual line testing | Annual line testing |  | UST Currently In Use: 2; UST Temp Close: 0; AST Currently In Use: 0; AST Temp Closed: 0 | 2 | 0 | 4 | 14646-057-002946 | DEPARTMENT OF TRANSPORTATION HIGHWAY
30135 | Currently in Use |  | 1983-01-01 |  | Petroleum | On road diesel | On road diesel | State/Federal Government | Fiberglass reinforced plastic | Fiberglass reinforced plastic |  |  | Fiberglass reinforced plastic |  | 1901-01-01 |  | Catchment Basin, Single walled catchment basin | Flow Rest 90% Full | Flow Rest 90% Full |  |  | Automatic Tank Gauge |  | Automatic flow restrictor (MLLD), Containment Sump | Containment Sump |  |  | Annual line testing | Annual line testing |  | UST Currently In Use: 2; UST Temp Close: 0; AST Currently In Use: 0; AST Temp Closed: 0 | 2 | 0 | 4 | 14646-057-002946 | DEPARTMENT OF TRANSPORTATION HIGHWAY
30136 | Permanently Closed | 1999-04-05 | 1983-01-01 | 1999-04-05 | Petroleum | Used oil | Used oil | State/federal government | Fiberglass reinforced plastic | Fiberglass reinforced plastic |  |  | Fiberglass reinforced plastic |  | 1901-01-01 |  | Other, EXEMPT | Other, EXEMPT | Other | [11 empty] | UST Currently In Use: 2; UST Temp Close: 0; AST Currently In Use: 0; AST Temp Closed: 0 | 2 | 0 | 4 | 14646-057-002946 | DEPARTMENT OF TRANSPORTATION HIGHWAY
30137 | Permanently Closed | 1993-06-29 | 1982-01-01 | 1993-06-29 | Petroleum | Unleaded gasoline | Unleaded gasoline | State/federal government | Steel | Steel |  | Painted or None | Steel |  | 1901-01-01 | [15 empty] | UST Currently In Use: 0; UST Temp Close: 0; AST Currently In Use: 0; AST Temp Closed: 0 | 0 | 0 | 3 | 14648-097-002973 | DEPARTMENT OF TRANSPORTATION HIGHWAY
30138 | Permanently Closed | 1993-06-29 | 1982-01-01 | 1993-06-29 | Petroleum | On road diesel | On road diesel | State/federal government | Steel | Steel |  | Painted or None | Steel |  | 1901-01-01 | [15 empty] | UST Currently In Use: 0; UST Temp Close: 0; AST Currently In Use: 0; AST Temp Closed: 0 | 0 | 0 | 3 | 14648-097-002973 | DEPARTMENT OF TRANSPORTATION HIGHWAY
30139 | Permanently Closed | 1901-01-01 | 1982-01-01 | 1989-01-10 | Petroleum | Unleaded gasoline | Unleaded gasoline | State/federal government | Steel | Steel |  | Painted or None | Steel |  | 1901-01-01 | [15 empty] | UST Currently In Use: 0; UST Temp Close: 0; AST Currently In Use: 0; AST Temp Closed: 0 | 0 | 0 | 3 | 14648-097-002973 | DEPARTMENT OF TRANSPORTATION HIGHWAY
30140 | Permanently Closed | 1986-06-01 | 1961-01-01 |  | Petroleum | On road diesel | On road diesel | State/federal government | Steel | Steel |  |  | Steel |  | 1901-01-01 | [15 empty] | UST Currently In Use: 2; UST Temp Close: 0; AST Currently In Use: 0; AST Temp Closed: 0 | 2 | 0 | 8 | 14649-011-012572 | DEPARTMENT OF TRANSPORTATION
30141 | Permanently Closed | 1986-06-01 | 1961-01-01 |  | Petroleum | Kerosene | Kerosene | State/federal government | Steel | Steel |  |  | Steel |  | 1901-01-01 | [15 empty] | UST Currently In Use: 2; UST Temp Close: 0; AST Currently In Use: 0; AST Temp Closed: 0 | 2 | 0 | 8 | 14649-011-012572 | DEPARTMENT OF TRANSPORTATION
30142 | Permanently Closed | 1986-06-01 | 1961-01-01 |  | Petroleum | Unleaded gasoline | Unleaded gasoline | State/federal government | Steel | Steel |  |  | Steel |  | 1901-01-01 | [15 empty] | UST Currently In Use: 2; UST Temp Close: 0; AST Currently In Use: 0; AST Temp Closed: 0 | 2 | 0 | 8 | 14649-011-012572 | DEPARTMENT OF TRANSPORTATION
30143 | Permanently Closed | 1986-06-01 | 1961-01-01 |  | Petroleum | Unleaded gasoline | Unleaded gasoline | State/federal government | Steel | Steel |  |  | Steel |  | 1901-01-01 | [15 empty] | UST Currently In Use: 2; UST Temp Close: 0; AST Currently In Use: 0; AST Temp Closed: 0 | 2 | 0 | 8 | 14649-011-012572 | DEPARTMENT OF TRANSPORTATION
30144 | Permanently Closed | 1986-06-01 | 1961-01-01 |  | Petroleum | On road diesel | On road diesel | State/federal government | Steel | Steel |  |  | Steel |  | 1901-01-01 | [15 empty] | UST Currently In Use: 2; UST Temp Close: 0; AST Currently In Use: 0; AST Temp Closed: 0 | 2 | 0 | 8 | 14649-011-012572 | DEPARTMENT OF TRANSPORTATION
30145 | Permanently Closed | 1990-05-27 | 1975-01-01 | 1990-05-29 | Petroleum | Kerosene | Kerosene | State/federal government | Steel | Steel |  | Painted or None | Steel |  | 1901-01-01 | [15 empty] | UST Currently In Use: 2; UST Temp Close: 0; AST Currently In Use: 0; AST Temp Closed: 0 | 2 | 0 | 8 | 14649-011-012572 | DEPARTMENT OF TRANSPORTATION
30146 | Permanently Closed | 1990-05-29 | 1975-01-01 | 1990-05-29 | Petroleum | Unleaded gasoline | Unleaded gasoline | State/federal government | Steel | Steel |  | Painted or None | Steel |  | 1901-01-01 | [15 empty] | UST Currently In Use: 2; UST Temp Close: 0; AST Currently In Use: 0; AST Temp Closed: 0 | 2 | 0 | 8 | 14649-011-012572 | DEPARTMENT OF TRANSPORTATION
30147 | Permanently Closed | 1990-05-29 | 1975-01-01 | 1990-05-29 | Petroleum | On road diesel | On road diesel | State/federal government | Steel | Steel |  | Painted or None | Steel |  | 1901-01-01 | [15 empty] | UST Currently In Use: 2; UST Temp Close: 0; AST Currently In Use: 0; AST Temp Closed: 0 | 2 | 0 | 8 | 14649-011-012572 | DEPARTMENT OF TRANSPORTATION
30148 | Currently in Use |  | 1990-09-15 |  | Petroleum | On road diesel | On road diesel | State/federal government | Fiberglass reinforced plastic | Fiberglass reinforced plastic |  |  | Fiberglass reinforced plastic |  | 1901-01-01 | None | Catchment Basin, Single walled catchment basin | Flow Rest 90% Full | Flow Rest 90% Full |  |  | Automatic Tank Gauge |  | Automatic flow restrictor (MLLD), Containment Sump | Containment Sump |  | SENSOR TO ATG | Annual line testing, Continuous alarm system | Continuous alarm system |  | UST Currently In Use: 2; UST Temp Close: 0; AST Currently In Use: 0; AST Temp Closed: 0 | 2 | 0 | 8 | 14649-011-012572 | DEPARTMENT OF TRANSPORTATION
30149 | Currently in Use |  | 1990-09-15 |  | Petroleum | Unleaded gasoline | Unleaded gasoline | State/federal government | Fiberglass reinforced plastic | Fiberglass reinforced plastic |  |  | Fiberglass reinforced plastic |  | 1901-01-01 | None | Catchment Basin, Single walled catchment basin | Flow Rest 90% Full | Flow Rest 90% Full |  |  | Automatic Tank Gauge |  | Automatic flow restrictor (MLLD), Containment Sump | Containment Sump |  | SENSOR TO ATG | Annual line testing | Annual line testing |  | UST Currently In Use: 2; UST Temp Close: 0; AST Currently In Use: 0; AST Temp Closed: 0 | 2 | 0 | 8 | 14649-011-012572 | DEPARTMENT OF TRANSPORTATION
30150 | Currently in Use |  | 1995-11-04 |  | Petroleum | Unleaded gasoline | Unleaded gasoline | State/federal government | Fiberglass reinforced plastic | Fiberglass reinforced plastic |  |  | Fiberglass reinforced plastic |  | 1901-01-01 |  | Catchment Basin, Single walled catchment basin | Flow Rest 90% Full | Flow Rest 90% Full |  | SENSOR TO ATG | Automatic Tank Gauge |  | Automatic flow restrictor (MLLD), Containment Sump | Containment Sump |  | SENSOR TO ATG | Annual line testing, Continuous alarm system | Continuous alarm system |  | UST Currently In Use: 2; UST Temp Close: 0; AST Currently In Use: 2; AST Temp Closed: 0 | 2 | 0 | 5 | 14649-013-002953 | DEPARTMENT OF TRANSPORTATION
30151 | Currently in Use |  | 1995-11-14 |  | Petroleum | On road diesel | On road diesel | State/federal government | Fiberglass reinforced plastic | Fiberglass reinforced plastic |  |  | Fiberglass reinforced plastic |  | 1901-01-01 |  | Catchment Basin, Single walled catchment basin | Flow Rest 90% Full | Flow Rest 90% Full |  | SENSOR TO ATG | Automatic Tank Gauge |  | Automatic flow restrictor (MLLD), Containment Sump | Containment Sump |  | SENSOR TO ATG | Annual line testing, Continuous alarm system | Continuous alarm system |  | UST Currently In Use: 2; UST Temp Close: 0; AST Currently In Use: 2; AST Temp Closed: 0 | 2 | 0 | 5 | 14649-013-002953 | DEPARTMENT OF TRANSPORTATION
30152 | Permanently Closed | 1989-10-01 | 1959-01-01 | 1989-10-03 | Petroleum | Unleaded gasoline | Unleaded gasoline | State/federal government | Steel | Steel |  | Painted or None | Steel |  | 1901-01-01 | [15 empty] | UST Currently In Use: 2; UST Temp Close: 0; AST Currently In Use: 2; AST Temp Closed: 0 | 2 | 0 | 5 | 14649-013-002953 | DEPARTMENT OF TRANSPORTATION
30153 | Permanently Closed | 1989-10-01 | 1959-01-01 | 1989-10-03 | Petroleum | Other, SOLVENT | Other | State/federal government | Steel | Steel |  | Painted or None | Steel |  | 1901-01-01 | [15 empty] | UST Currently In Use: 2; UST Temp Close: 0; AST Currently In Use: 2; AST Temp Closed: 0 | 2 | 0 | 5 | 14649-013-002953 | DEPARTMENT OF TRANSPORTATION
30154 | Permanently Closed | 1989-10-01 | 1959-01-01 | 1989-10-03 | Petroleum | Used oil | Used oil | State/federal government | Steel | Steel |  | Painted or None | Steel |  | 1901-01-01 | [15 empty] | UST Currently In Use: 2; UST Temp Close: 0; AST Currently In Use: 2; AST Temp Closed: 0 | 2 | 0 | 5 | 14649-013-002953 | DEPARTMENT OF TRANSPORTATION
30155 | Permanently Closed | 1989-10-01 | 1959-01-01 | 1989-10-03 | Petroleum | Used oil | Used oil | State/federal government | Steel | Steel |  | Painted or None | Steel |  | 1901-01-01 | [15 empty] | UST Currently In Use: 2; UST Temp Close: 0; AST Currently In Use: 2; AST Temp Closed: 0 | 2 | 0 | 5 | 14649-013-002953 | DEPARTMENT OF TRANSPORTATION
30156 | Permanently Closed | 1989-10-01 | 1959-01-01 | 1989-10-03 | Petroleum | Kerosene | Kerosene | State/federal government | Steel | Steel |  | Painted or None | Steel |  | 1901-01-01 | [15 empty] | UST Currently In Use: 2; UST Temp Close: 0; AST Currently In Use: 2; AST Temp Closed: 0 | 2 | 0 | 5 | 14649-013-002953 | DEPARTMENT OF TRANSPORTATION
30157 | Permanently Closed | 1989-10-01 | 1962-01-01 | 1989-10-03 | Petroleum | Kerosene | Kerosene | State/federal government | Steel | Steel |  | Painted or None | Steel |  | 1901-01-01 | [15 empty] | UST Currently In Use: 2; UST Temp Close: 0; AST Currently In Use: 0; AST Temp Closed: 0 | 2 | 0 | 4 | 14649-047-002954 | DEPARTMENT OF TRANSPORTATION
30158 | Permanently Closed | 1994-01-01 | 1979-01-01 | 1994-01-01 | Petroleum | Unleaded gasoline | Unleaded gasoline | State/federal government | Steel | Steel |  | Painted or None | Steel |  | 1901-01-01 | [6 empty] | Automatic Tank Gauge |  |  |  | Interstitial Monitoring within Secondary Containment |  | Continuous alarm system | Continuous alarm system |  | UST Currently In Use: 2; UST Temp Close: 0; AST Currently In Use: 0; AST Temp Closed: 0 | 2 | 0 | 4 | 14649-047-002954 | DEPARTMENT OF TRANSPORTATION
30159 | Permanently Closed | 1994-01-01 | 1980-01-01 | 1994-01-01 | Petroleum | On road diesel | On road diesel | State/federal government | Steel | Steel |  | Painted or None | Steel |  | 1901-01-01 | [6 empty] | Automatic Tank Gauge |  |  |  | Interstitial Monitoring within Secondary Containment |  | Continuous alarm system | Continuous alarm system |  | UST Currently In Use: 2; UST Temp Close: 0; AST Currently In Use: 0; AST Temp Closed: 0 | 2 | 0 | 4 | 14649-047-002954 | DEPARTMENT OF TRANSPORTATION
30160 | Permanently Closed | 1989-10-01 | 1951-01-01 | 1989-10-03 | Petroleum | Used oil | Used oil | State/federal government | Steel | Steel |  |  |  |  | 1901-01-01 | [15 empty] | UST Currently In Use: 2; UST Temp Close: 0; AST Currently In Use: 0; AST Temp Closed: 0 | 2 | 0 | 4 | 14649-047-002954 | DEPARTMENT OF TRANSPORTATION
30161 | Permanently Closed | 1989-10-01 | 1969-01-01 | 1989-10-20 | Petroleum | Kerosene | Kerosene | State/federal government | Steel | Steel |  | Painted or None | Steel |  | 1901-01-01 | [15 empty] | UST Currently In Use: 2; UST Temp Close: 0; AST Currently In Use: 0; AST Temp Closed: 0 | 2 | 0 | 5 | 14649-051-002950 | DEPARTMENT OF TRANSPORTATION
30162 | Permanently Closed | 1989-10-01 | 1969-01-01 | 1989-10-20 | Petroleum | Other, MNRLSPIRIT | Other | State/federal government | Steel | Steel |  | Painted or None | Steel |  | 1901-01-01 | [15 empty] | UST Currently In Use: 2; UST Temp Close: 0; AST Currently In Use: 0; AST Temp Closed: 0 | 2 | 0 | 5 | 14649-051-002950 | DEPARTMENT OF TRANSPORTATION
30163 | Permanently Closed | 1989-10-01 | 1969-01-01 | 1989-10-20 | Petroleum | Used oil | Used oil | State/federal government | Steel | Steel |  | Painted or None | Steel |  | 1901-01-01 | [15 empty] | UST Currently In Use: 2; UST Temp Close: 0; AST Currently In Use: 0; AST Temp Closed: 0 | 2 | 0 | 5 | 14649-051-002950 | DEPARTMENT OF TRANSPORTATION
30164 | Permanently Closed | 2000-05-25 | 1979-01-01 | 1994-01-11 | Petroleum | Unleaded gasoline | Unleaded gasoline | State/federal government | Steel | Steel |  | Painted or None | Steel |  | 1901-01-01 | [15 empty] | UST Currently In Use: 2; UST Temp Close: 0; AST Currently In Use: 0; AST Temp Closed: 0 | 2 | 0 | 5 | 14649-051-002950 | DEPARTMENT OF TRANSPORTATION
30165 | Permanently Closed | 2000-05-25 | 1979-01-01 | 1994-01-11 | Petroleum | On road diesel | On road diesel | State/federal government | Steel | Steel |  | Painted or None | Steel |  | 1901-01-01 | [15 empty] | UST Currently In Use: 2; UST Temp Close: 0; AST Currently In Use: 0; AST Temp Closed: 0 | 2 | 0 | 5 | 14649-051-002950 | DEPARTMENT OF TRANSPORTATION
30166 | Permanently Closed | 1990-06-22 | 1971-01-01 | 1990-06-22 | Petroleum | Kerosene | Kerosene | State/federal government | Steel | Steel |  | Painted or None | Steel |  | 1901-01-01 | [15 empty] | UST Currently In Use: 2; UST Temp Close: 0; AST Currently In Use: 3; AST Temp Closed: 0 | 2 | 0 | 3 | 14649-101-002952 | DEPARTMENT OF TRANSPORTATION
30167 | Permanently Closed | 1990-06-22 | 1971-01-01 | 1990-06-22 | Petroleum | On road diesel | On road diesel | State/federal government | Steel | Steel |  | Painted or None | Steel |  | 1901-01-01 | [15 empty] | UST Currently In Use: 2; UST Temp Close: 0; AST Currently In Use: 3; AST Temp Closed: 0 | 2 | 0 | 3 | 14649-101-002952 | DEPARTMENT OF TRANSPORTATION
30168 | Permanently Closed | 1990-06-22 | 1971-01-01 | 1990-06-22 | Petroleum | Unleaded gasoline | Unleaded gasoline | State/federal government | Steel | Steel |  | Painted or None | Steel |  | 1901-01-01 | [15 empty] | UST Currently In Use: 2; UST Temp Close: 0; AST Currently In Use: 3; AST Temp Closed: 0 | 2 | 0 | 3 | 14649-101-002952 | DEPARTMENT OF TRANSPORTATION
30169 | Currently in Use |  | 1990-07-10 |  | Petroleum | Unleaded gasoline | Unleaded gasoline | State/Federal Government | Fiberglass reinforced plastic | Fiberglass reinforced plastic |  |  | Fiberglass reinforced plastic |  | 1901-01-01 |  | Catchment Basin, Single walled catchment basin | Audible high level alarm At 90% full | Audible high level alarm At 90% full |  |  | Automatic Tank Gauge |  | Automatic flow restrictor (MLLD), Containment Sump | Containment Sump | Interstitial Monitoring within Secondary Containment |  | Annual line testing, Continuous alarm system | Continuous alarm system |  | UST Currently In Use: 2; UST Temp Close: 0; AST Currently In Use: 3; AST Temp Closed: 0 | 2 | 0 | 3 | 14649-101-002952 | DEPARTMENT OF TRANSPORTATION
30170 | Currently in Use |  | 1990-07-10 |  | Petroleum | On road diesel | On road diesel | State/Federal Government | Fiberglass reinforced plastic | Fiberglass reinforced plastic |  |  | Fiberglass reinforced plastic |  | 1901-01-01 |  | Catchment Basin, Single walled catchment basin | Audible high level alarm At 90% full | Audible high level alarm At 90% full |  |  | Automatic Tank Gauge |  | Automatic flow restrictor (MLLD), Containment Sump | Containment Sump | Interstitial Monitoring within Secondary Containment |  | Annual line testing, Continuous alarm system | Continuous alarm system |  | UST Currently In Use: 2; UST Temp Close: 0; AST Currently In Use: 3; AST Temp Closed: 0 | 2 | 0 | 3 | 14649-101-002952 | DEPARTMENT OF TRANSPORTATION
30171 | Permanently Closed | 1989-10-01 | 1954-01-01 | 1989-10-03 | Petroleum | Used oil | Used oil | State/federal government | Steel | Steel |  |  | Steel |  | 1901-01-01 | [15 empty] | UST Currently In Use: 0; UST Temp Close: 0; AST Currently In Use: 0; AST Temp Closed: 0 | 0 | 0 | 2 | 14649-101-002956 | DEPARTMENT OF TRANSPORTATION
30172 | Permanently Closed | 1989-10-01 | 1976-01-01 | 1989-10-03 | Petroleum | Used oil | Used oil | State/federal government | Steel | Steel |  |  | Steel |  | 1901-01-01 | [15 empty] | UST Currently In Use: 0; UST Temp Close: 0; AST Currently In Use: 0; AST Temp Closed: 0 | 0 | 0 | 2 | 14649-101-002956 | DEPARTMENT OF TRANSPORTATION
30173 | Permanently Closed | 1993-06-23 | 1981-01-01 | 1993-06-23 | Petroleum | On road diesel | On road diesel | State/federal government | Steel | Steel |  | Painted or None | Steel |  | 1901-01-01 | [15 empty] | UST Currently In Use: 0; UST Temp Close: 0; AST Currently In Use: 0; AST Temp Closed: 0 | 0 | 0 | 2 | 14650-003-002970 | DEPARTMENT OF TRANSPORTATION HIGHWAY
30174 | Permanently Closed | 1993-06-23 | 1981-01-01 | 1993-06-23 | Petroleum | Unleaded gasoline | Unleaded gasoline | State/federal government | Steel | Steel |  | Painted or None | Steel |  | 1901-01-01 | [15 empty] | UST Currently In Use: 0; UST Temp Close: 0; AST Currently In Use: 0; AST Temp Closed: 0 | 0 | 0 | 2 | 14650-003-002970 | DEPARTMENT OF TRANSPORTATION HIGHWAY
30175 | Permanently Closed | 1993-06-28 | 1980-01-01 | 1993-06-28 | Petroleum | Unleaded gasoline | Unleaded gasoline | State/federal government | Fiberglass coated steel | Fiberglass coated steel |  |  | Steel |  | 1901-01-01 | [15 empty] | UST Currently In Use: 0; UST Temp Close: 0; AST Currently In Use: 0; AST Temp Closed: 0 | 0 | 0 | 2 | 14650-003-002971 | DEPARTMENT OF TRANSPORTATION HIGHWAY
30176 | Permanently Closed | 1993-06-28 | 1980-01-01 | 1993-06-28 | Petroleum | On road diesel | On road diesel | State/federal government | Fiberglass coated steel | Fiberglass coated steel |  |  | Steel |  | 1901-01-01 | [15 empty] | UST Currently In Use: 0; UST Temp Close: 0; AST Currently In Use: 0; AST Temp Closed: 0 | 0 | 0 | 2 | 14650-003-002971 | DEPARTMENT OF TRANSPORTATION HIGHWAY
30177 | Permanently Closed | 1901-01-01 | 1966-01-01 | 1988-11-22 | Petroleum | On road diesel | On road diesel | State/federal government | Steel | Steel |  |  |  |  | 1901-01-01 | [15 empty] | UST Currently In Use: 0; UST Temp Close: 0; AST Currently In Use: 0; AST Temp Closed: 0 | 0 | 0 | 6 | 14650-003-002976 | DEPARTMENT OF TRANSPORTATION HIGHWAY
30178 | Permanently Closed | 1901-01-01 | 1964-01-01 | 1988-11-22 | Petroleum | On road diesel | On road diesel | State/federal government | Steel | Steel |  |  |  |  | 1901-01-01 | [15 empty] | UST Currently In Use: 0; UST Temp Close: 0; AST Currently In Use: 0; AST Temp Closed: 0 | 0 | 0 | 6 | 14650-003-002976 | DEPARTMENT OF TRANSPORTATION HIGHWAY
30179 | Permanently Closed | 1901-01-01 | 1964-01-01 | 1988-11-22 | Petroleum | On road diesel | On road diesel | State/federal government | Steel | Steel |  |  |  |  | 1901-01-01 | [15 empty] | UST Currently In Use: 0; UST Temp Close: 0; AST Currently In Use: 0; AST Temp Closed: 0 | 0 | 0 | 6 | 14650-003-002976 | DEPARTMENT OF TRANSPORTATION HIGHWAY
30180 | Permanently Closed | 1901-01-01 | 1964-01-01 | 1988-11-22 | Petroleum | On road diesel | On road diesel | State/federal government | Steel | Steel |  |  |  |  | 1901-01-01 | [15 empty] | UST Currently In Use: 0; UST Temp Close: 0; AST Currently In Use: 0; AST Temp Closed: 0 | 0 | 0 | 6 | 14650-003-002976 | DEPARTMENT OF TRANSPORTATION HIGHWAY
30181 | Permanently Closed | 1901-01-01 | 1964-01-01 | 1988-11-22 | Petroleum | On road diesel | On road diesel | State/federal government | Steel | Steel |  |  |  |  | 1901-01-01 | [15 empty] | UST Currently In Use: 0; UST Temp Close: 0; AST Currently In Use: 0; AST Temp Closed: 0 | 0 | 0 | 6 | 14650-003-002976 | DEPARTMENT OF TRANSPORTATION HIGHWAY
30182 | Permanently Closed | 1901-01-01 | 1974-01-01 | 1988-11-22 | Petroleum | Used oil | Used oil | State/federal government | Steel | Steel |  |  |  |  | 1901-01-01 | [15 empty] | UST Currently In Use: 0; UST Temp Close: 0; AST Currently In Use: 0; AST Temp Closed: 0 | 0 | 0 | 6 | 14650-003-002976 | DEPARTMENT OF TRANSPORTATION HIGHWAY
30183 | Permanently Closed | 1990-03-01 | 1957-01-01 | 1990-03-01 | Petroleum | On road diesel | On road diesel | State/federal government | Steel | Steel |  |  |  |  | 1901-01-01 | [15 empty] | UST Currently In Use: 4; UST Temp Close: 0; AST Currently In Use: 0; AST Temp Closed: 0 | 4 | 0 | 3 | 14650-035-002974 | DEPARTMENT OF TRANSPORTATION HIGHWAY
30184 | Permanently Closed | 1990-03-01 | 1957-01-01 | 1990-03-01 | Petroleum | On road diesel | On road diesel | State/federal government | Steel | Steel |  |  |  |  | 1901-01-01 | [15 empty] | UST Currently In Use: 4; UST Temp Close: 0; AST Currently In Use: 0; AST Temp Closed: 0 | 4 | 0 | 3 | 14650-035-002974 | DEPARTMENT OF TRANSPORTATION HIGHWAY
30185 | Permanently Closed | 1990-03-01 | 1957-01-01 | 1990-03-01 | Petroleum | Unleaded gasoline | Unleaded gasoline | State/federal government | Steel | Steel |  |  |  |  | 1901-01-01 | [15 empty] | UST Currently In Use: 4; UST Temp Close: 0; AST Currently In Use: 0; AST Temp Closed: 0 | 4 | 0 | 3 | 14650-035-002974 | DEPARTMENT OF TRANSPORTATION HIGHWAY
30186 | Permanently Closed | 1983-03-01 | 1974-01-01 |  | Petroleum | Unleaded gasoline | Unleaded gasoline | State/federal government | Steel | Steel |  |  |  |  | 1901-01-01 | [15 empty] | UST Currently In Use: 0; UST Temp Close: 0; AST Currently In Use: 0; AST Temp Closed: 0 | 0 | 0 | 2 | 14650-097-002969 | DEPARTMENT OF TRANSPORTATION HIGHWAY
30187 | Permanently Closed | 1993-07-01 | 1983-01-01 | 1993-07-01 | Petroleum | Used oil | Used oil | State/federal government | Steel | Steel |  | Painted or None | Steel |  | 1901-01-01 | [15 empty] | UST Currently In Use: 0; UST Temp Close: 0; AST Currently In Use: 0; AST Temp Closed: 0 | 0 | 0 | 2 | 14650-097-002969 | DEPARTMENT OF TRANSPORTATION HIGHWAY
30188 | Permanently Closed | 1991-06-18 | 1981-01-01 | 1991-06-18 | Petroleum | Unleaded gasoline | Unleaded gasoline | State/federal government | Steel | Steel |  | Painted or None | Steel |  | 1901-01-01 | [15 empty] | UST Currently In Use: 0; UST Temp Close: 0; AST Currently In Use: 0; AST Temp Closed: 0 | 0 | 0 | 2 | 14650-097-002972 | DEPARTMENT OF TRANSPORTATION HIGHWAY
30189 | Permanently Closed | 1991-06-18 | 1981-01-01 | 1991-06-18 | Petroleum | On road diesel | On road diesel | State/federal government | Steel | Steel |  | Painted or None | Steel |  | 1901-01-01 | [15 empty] | UST Currently In Use: 0; UST Temp Close: 0; AST Currently In Use: 0; AST Temp Closed: 0 | 0 | 0 | 2 | 14650-097-002972 | DEPARTMENT OF TRANSPORTATION HIGHWAY
30190 | Permanently Closed | 1985-02-01 | 1954-01-01 | 1988-03-04 | Petroleum | Unleaded gasoline | Unleaded gasoline | State/federal government | Steel | Steel |  |  |  |  | 1901-01-01 | [15 empty] | UST Currently In Use: 0; UST Temp Close: 0; AST Currently In Use: 0; AST Temp Closed: 0 | 0 | 0 | 3 | 14650-097-002975 | DEPARTMENT OF TRANSPORTATION HIGHWAY
30191 | Permanently Closed | 1985-02-01 | 1954-01-01 | 1988-03-04 | Petroleum | On road diesel | On road diesel | State/federal government | Steel | Steel |  |  |  |  | 1901-01-01 | [15 empty] | UST Currently In Use: 0; UST Temp Close: 0; AST Currently In Use: 0; AST Temp Closed: 0 | 0 | 0 | 3 | 14650-097-002975 | DEPARTMENT OF TRANSPORTATION HIGHWAY
30192 | Permanently Closed | 1985-02-01 | 1954-01-01 | 1988-03-04 | Petroleum | Unleaded gasoline | Unleaded gasoline | State/federal government | Steel | Steel |  |  |  |  | 1901-01-01 | [15 empty] | UST Currently In Use: 0; UST Temp Close: 0; AST Currently In Use: 0; AST Temp Closed: 0 | 0 | 0 | 3 | 14650-097-002975 | DEPARTMENT OF TRANSPORTATION HIGHWAY
30193 | Permanently Closed | 1992-01-13 | 1961-01-01 | 1992-01-13 | Petroleum | Unleaded gasoline | Unleaded gasoline | State/Federal Government | Steel | Steel |  | Painted or None | Steel |  | 1901-01-01 | [12 empty] | Annual line testing | Annual line testing |  | UST Currently In Use: 3; UST Temp Close: 0; AST Currently In Use: 1; AST Temp Closed: 0 | 3 | 0 | 5 | 14651-125-002945 | DEPARTMENT OF TRANSPORTATION HIGHWAY
30194 | Permanently Closed | 1992-01-13 | 1961-01-01 | 1992-01-13 | Petroleum | Kerosene | Kerosene | State/federal government | Steel | Steel |  | Painted or None | Steel |  | 1901-01-01 | [12 empty] | Annual line testing | Annual line testing |  | UST Currently In Use: 3; UST Temp Close: 0; AST Currently In Use: 1; AST Temp Closed: 0 | 3 | 0 | 5 | 14651-125-002945 | DEPARTMENT OF TRANSPORTATION HIGHWAY
30195 | Permanently Closed | 1989-12-15 | 1961-01-01 | 1989-12-15 | Petroleum | On road diesel | On road diesel | State/federal government | Steel | Steel |  | Painted or None | Steel, MINERAL SP |  | 1901-01-01 | [12 empty] | Annual line testing | Annual line testing |  | UST Currently In Use: 3; UST Temp Close: 0; AST Currently In Use: 1; AST Temp Closed: 0 | 3 | 0 | 5 | 14651-125-002945 | DEPARTMENT OF TRANSPORTATION HIGHWAY
30196 | Permanently Closed | 1989-12-15 | 1973-01-01 | 1989-12-15 | Petroleum | On road diesel | On road diesel | State/federal government | Steel | Steel |  | Painted or None | Steel, MINERAL SP |  | 1901-01-01 | [15 empty] | UST Currently In Use: 3; UST Temp Close: 0; AST Currently In Use: 1; AST Temp Closed: 0 | 3 | 0 | 5 | 14651-125-002945 | DEPARTMENT OF TRANSPORTATION HIGHWAY
30197 | Permanently Closed | 1992-01-13 | 1978-01-01 | 1992-01-13 | Petroleum | Unleaded gasoline | Unleaded gasoline | State/federal government | Steel | Steel |  | Painted or None | Steel, MINERAL SP |  | 1901-01-01 | [15 empty] | UST Currently In Use: 3; UST Temp Close: 0; AST Currently In Use: 1; AST Temp Closed: 0 | 3 | 0 | 5 | 14651-125-002945 | DEPARTMENT OF TRANSPORTATION HIGHWAY
30198 | Permanently Closed | 1988-01-04 | 1974-01-01 | 1988-12-19 | Petroleum | Unleaded gasoline | Unleaded gasoline | State/federal government | Steel | Steel |  |  |  |  | 1901-01-01 | [15 empty] | UST Currently In Use: 0; UST Temp Close: 0; AST Currently In Use: 0; AST Temp Closed: 0 | 0 | 0 | 2 | 14652-055-002942 | DEPARTMENT OF TRANSPORTATION HIGHWAY
30199 | Permanently Closed | 1988-01-04 | 1964-01-01 | 1988-12-19 | Petroleum | Unleaded gasoline | Unleaded gasoline | State/federal government | Steel | Steel |  |  |  |  | 1901-01-01 | [15 empty] | UST Currently In Use: 0; UST Temp Close: 0; AST Currently In Use: 0; AST Temp Closed: 0 | 0 | 0 | 2 | 14652-055-002942 | DEPARTMENT OF TRANSPORTATION HIGHWAY
30200 | Permanently Closed | 1985-03-01 | 1901-01-01 | 1986-04-01 | Petroleum | Unleaded gasoline | Unleaded gasoline | State/federal government | Steel | Steel |  | Painted or None | Steel |  | 1901-01-01 | [15 empty] | UST Currently In Use: 0; UST Temp Close: 0; AST Currently In Use: 0; AST Temp Closed: 0 | 0 | 0 | 1 | 14654-073-002985 | DEPARTMENT OF TRANSPORTATION HIGHWAY
30201 | Permanently Closed | 1992-05-29 | 1976-01-01 | 1992-05-29 | Petroleum | Unleaded gasoline | Unleaded gasoline | State/Federal Government | Steel | Steel |  | Painted or None | Steel |  | 1901-01-01 | [15 empty] | UST Currently In Use: 2; UST Temp Close: 0; AST Currently In Use: 0; AST Temp Closed: 0 | 2 | 0 | 5 | 14655-015-002977 | DEPARTMENT OF TRANSPORTATION
30202 | Permanently Closed | 1992-05-29 | 1972-01-01 | 1992-05-29 | Petroleum | On road diesel | On road diesel | State/Federal Government | Steel | Steel |  | Painted or None | Steel |  | 1901-01-01 | [15 empty] | UST Currently In Use: 2; UST Temp Close: 0; AST Currently In Use: 0; AST Temp Closed: 0 | 2 | 0 | 5 | 14655-015-002977 | DEPARTMENT OF TRANSPORTATION
30203 | Permanently Closed | 1992-05-29 | 1972-01-01 | 1992-05-29 | Petroleum | On road diesel | On road diesel | State/Federal Government | Steel | Steel |  | Painted or None | Steel |  | 1901-01-01 | [15 empty] | UST Currently In Use: 2; UST Temp Close: 0; AST Currently In Use: 0; AST Temp Closed: 0 | 2 | 0 | 5 | 14655-015-002977 | DEPARTMENT OF TRANSPORTATION
30204 | Permanently Closed | 1992-05-29 | 1972-01-01 | 1992-05-29 | Petroleum | On road diesel | On road diesel | State/Federal Government | Steel | Steel |  | Painted or None | Steel |  | 1901-01-01 | [15 empty] | UST Currently In Use: 2; UST Temp Close: 0; AST Currently In Use: 0; AST Temp Closed: 0 | 2 | 0 | 5 | 14655-015-002977 | DEPARTMENT OF TRANSPORTATION
30205 | Permanently Closed | 1992-01-24 | 1901-01-01 | 1992-01-24 | Petroleum | Used oil | Used oil | State/Federal Government | Steel | Steel |  | Painted or None | Other, NONE |  | 1901-01-01 | [15 empty] | UST Currently In Use: 2; UST Temp Close: 0; AST Currently In Use: 0; AST Temp Closed: 0 | 2 | 0 | 5 | 14655-015-002977 | DEPARTMENT OF TRANSPORTATION
30206 | Permanently Closed | 1991-10-10 | 1979-01-01 | 1991-10-10 | Petroleum | Unleaded gasoline | Unleaded gasoline | State/federal government | Steel | Steel |  | Painted or None | Steel |  | 1901-01-01 | [15 empty] | UST Currently In Use: 2; UST Temp Close: 0; AST Currently In Use: 0; AST Temp Closed: 0 | 2 | 0 | 4 | 14655-029-002979 | DEPARTMENT OF TRANSPORTATION
30207 | Permanently Closed | 1991-10-10 | 1960-01-01 | 1991-10-10 | Petroleum | On road diesel | On road diesel | State/federal government | Steel | Steel |  |  |  |  | 1901-01-01 | [15 empty] | UST Currently In Use: 2; UST Temp Close: 0; AST Currently In Use: 0; AST Temp Closed: 0 | 2 | 0 | 4 | 14655-029-002979 | DEPARTMENT OF TRANSPORTATION
30208 | Permanently Closed | 1991-10-10 | 1960-01-01 | 1991-10-10 | Petroleum | On road diesel | On road diesel | State/federal government | Steel | Steel |  |  |  |  | 1901-01-01 | [15 empty] | UST Currently In Use: 2; UST Temp Close: 0; AST Currently In Use: 0; AST Temp Closed: 0 | 2 | 0 | 4 | 14655-029-002979 | DEPARTMENT OF TRANSPORTATION
30209 | Permanently Closed | 1992-01-24 | 1901-01-01 | 1992-01-24 | Petroleum | Used oil | Used oil | State/federal government | [6 empty] | 1901-01-01 | [15 empty] | UST Currently In Use: 2; UST Temp Close: 0; AST Currently In Use: 0; AST Temp Closed: 0 | 2 | 0 | 4 | 14655-029-002979 | DEPARTMENT OF TRANSPORTATION
30210 | Permanently Closed | 1992-10-15 | 1975-01-01 | 1992-10-15 | Petroleum | Unleaded gasoline | Unleaded gasoline | State/federal government | Fiberglass coated steel | Fiberglass coated steel |  |  | Steel |  | 1901-01-01 | [15 empty] | UST Currently In Use: 2; UST Temp Close: 0; AST Currently In Use: 0; AST Temp Closed: 0 | 2 | 0 | 6 | 14655-081-002978 | DEPARTMENT OF TRANSPORTATION
30211 | Permanently Closed | 1992-10-15 | 1975-01-01 | 1992-10-15 | Petroleum | On road diesel | On road diesel | State/federal government | Fiberglass coated steel | Fiberglass coated steel |  |  | Steel |  | 1901-01-01 | [15 empty] | UST Currently In Use: 2; UST Temp Close: 0; AST Currently In Use: 0; AST Temp Closed: 0 | 2 | 0 | 6 | 14655-081-002978 | DEPARTMENT OF TRANSPORTATION
30212 | Permanently Closed | 1992-10-15 | 1975-01-01 | 1992-10-15 | Petroleum | Kerosene | Kerosene | State/federal government | Fiberglass coated steel | Fiberglass coated steel |  |  | Steel |  | 1901-01-01 | [15 empty] | UST Currently In Use: 2; UST Temp Close: 0; AST Currently In Use: 0; AST Temp Closed: 0 | 2 | 0 | 6 | 14655-081-002978 | DEPARTMENT OF TRANSPORTATION
30213 | Permanently Closed | 1987-01-01 | 1964-01-01 | 1987-01-01 | Petroleum | Other, ASPHALT | Other | State/federal government | Steel | Steel |  | Painted or None | Steel |  | 1901-01-01 | [15 empty] | UST Currently In Use: 2; UST Temp Close: 0; AST Currently In Use: 0; AST Temp Closed: 0 | 2 | 0 | 6 | 14655-081-002978 | DEPARTMENT OF TRANSPORTATION
30214 | Permanently Closed | 1987-01-01 | 1964-01-01 | 1987-01-01 | Petroleum | Other, ASPHALT | Other | State/federal government | Steel | Steel |  | Painted or None | Steel |  | 1901-01-01 | [15 empty] | UST Currently In Use: 2; UST Temp Close: 0; AST Currently In Use: 0; AST Temp Closed: 0 | 2 | 0 | 6 | 14655-081-002978 | DEPARTMENT OF TRANSPORTATION
30215 | Permanently Closed | 1991-12-12 | 1975-01-01 | 1991-12-12 | Petroleum | Used oil | Used oil | State/federal government | Steel | Steel |  | Painted or None | Steel |  | 1901-01-01 | [15 empty] | UST Currently In Use: 2; UST Temp Close: 0; AST Currently In Use: 0; AST Temp Closed: 0 | 2 | 0 | 6 | 14655-081-002978 | DEPARTMENT OF TRANSPORTATION
30216 | Permanently Closed | 1901-01-01 | 1974-01-01 | 1989-01-12 | Petroleum | Unleaded gasoline | Unleaded gasoline | State/federal government | Steel | Steel |  | Painted or None | Steel |  | 1901-01-01 | [15 empty] | UST Currently In Use: 0; UST Temp Close: 0; AST Currently In Use: 0; AST Temp Closed: 0 | 0 | 0 | 3 | 14655-081-010236 | DEPARTMENT OF TRANSPORTATION
30217 | Permanently Closed | 1901-01-01 | 1974-01-01 | 1989-01-12 | Petroleum | Unleaded gasoline | Unleaded gasoline | State/federal government | Steel | Steel |  | Painted or None | Steel |  | 1901-01-01 | [15 empty] | UST Currently In Use: 0; UST Temp Close: 0; AST Currently In Use: 0; AST Temp Closed: 0 | 0 | 0 | 3 | 14655-081-010236 | DEPARTMENT OF TRANSPORTATION
30218 | Permanently Closed | 1901-01-01 | 1974-01-01 | 1989-01-12 | Petroleum | Unleaded gasoline | Unleaded gasoline | State/federal government | Steel | Steel |  | Painted or None | Steel |  | 1901-01-01 | [15 empty] | UST Currently In Use: 0; UST Temp Close: 0; AST Currently In Use: 0; AST Temp Closed: 0 | 0 | 0 | 3 | 14655-081-010236 | DEPARTMENT OF TRANSPORTATION
30219 | Permanently Closed | 1992-12-14 | 1901-01-01 | 1992-12-14 | Petroleum | Unleaded gasoline | Unleaded gasoline | State/federal government | Steel | Steel |  | Painted or None | Steel |  | 1901-01-01 | [15 empty] | UST Currently In Use: 0; UST Temp Close: 0; AST Currently In Use: 0; AST Temp Closed: 0 | 0 | 0 | 5 | 14655-113-002981 | DEPARTMENT OF TRANSPORTATION
30220 | Permanently Closed | 1992-12-14 | 1901-01-01 | 1992-12-14 | Petroleum | On road diesel | On road diesel | State/federal government | Steel | Steel |  | Painted or None | Steel |  | 1901-01-01 | [15 empty] | UST Currently In Use: 0; UST Temp Close: 0; AST Currently In Use: 0; AST Temp Closed: 0 | 0 | 0 | 5 | 14655-113-002981 | DEPARTMENT OF TRANSPORTATION
30221 | Permanently Closed | 1992-12-14 | 1901-01-01 | 1992-12-14 | Petroleum | On road diesel | On road diesel | State/federal government | Steel | Steel |  | Painted or None | Steel |  | 1901-01-01 | [15 empty] | UST Currently In Use: 0; UST Temp Close: 0; AST Currently In Use: 0; AST Temp Closed: 0 | 0 | 0 | 5 | 14655-113-002981 | DEPARTMENT OF TRANSPORTATION
30222 | Permanently Closed | 1992-12-14 | 1901-01-01 | 1992-12-14 | Petroleum | Kerosene | Kerosene | State/federal government | Steel | Steel |  | Painted or None | Steel |  | 1901-01-01 | [15 empty] | UST Currently In Use: 0; UST Temp Close: 0; AST Currently In Use: 0; AST Temp Closed: 0 | 0 | 0 | 5 | 14655-113-002981 | DEPARTMENT OF TRANSPORTATION
30223 | Permanently Closed | 1991-10-10 | 1901-01-01 | 1991-10-10 | Petroleum | Used oil | Used oil | State/federal government | Steel | Steel |  |  | Other, NONE |  | 1901-01-01 | [15 empty] | UST Currently In Use: 0; UST Temp Close: 0; AST Currently In Use: 0; AST Temp Closed: 0 | 0 | 0 | 5 | 14655-113-002981 | DEPARTMENT OF TRANSPORTATION
30224 | Permanently Closed | 1992-11-06 | 1977-01-01 | 1992-11-06 | Petroleum | Unleaded gasoline | Unleaded gasoline | State/federal government | Steel | Steel |  | Painted or None | Steel |  | 1901-01-01 | [15 empty] | UST Currently In Use: 2; UST Temp Close: 0; AST Currently In Use: 0; AST Temp Closed: 0 | 2 | 0 | 6 | 14655-121-002980 | DEPARTMENT OF TRANSPORTATION
30225 | Permanently Closed | 1992-11-06 | 1977-01-01 | 1992-11-06 | Petroleum | On road diesel | On road diesel | State/federal government | Steel | Steel |  | Painted or None | Steel |  | 1901-01-01 | [15 empty] | UST Currently In Use: 2; UST Temp Close: 0; AST Currently In Use: 0; AST Temp Closed: 0 | 2 | 0 | 6 | 14655-121-002980 | DEPARTMENT OF TRANSPORTATION
30226 | Permanently Closed | 1992-11-06 | 1977-01-01 | 1992-11-06 | Petroleum | Kerosene | Kerosene | State/federal government | Steel | Steel |  | Painted or None | Steel |  | 1901-01-01 | [15 empty] | UST Currently In Use: 2; UST Temp Close: 0; AST Currently In Use: 0; AST Temp Closed: 0 | 2 | 0 | 6 | 14655-121-002980 | DEPARTMENT OF TRANSPORTATION
30227 | Permanently Closed | 1994-10-04 | 1992-11-12 | 1996-10-04 | Petroleum | Other, ASPHALT | Other | State/federal government | Steel | Steel |  | Painted or None | Steel |  | 1901-01-01 | [15 empty] | UST Currently In Use: 2; UST Temp Close: 0; AST Currently In Use: 0; AST Temp Closed: 0 | 2 | 0 | 6 | 14655-121-002980 | DEPARTMENT OF TRANSPORTATION
30228 | Permanently Closed | 1994-10-04 | 1992-11-12 | 1996-10-04 | Petroleum | Other, ASPHALT | Other | State/federal government | Steel | Steel |  | Painted or None | Steel |  | 1901-01-01 | [15 empty] | UST Currently In Use: 2; UST Temp Close: 0; AST Currently In Use: 0; AST Temp Closed: 0 | 2 | 0 | 6 | 14655-121-002980 | DEPARTMENT OF TRANSPORTATION
30229 | Permanently Closed | 1992-01-27 | 1978-01-01 | 1992-01-27 | Petroleum | Used oil | Used oil | State/federal government | Steel | Steel |  | Painted or None | Steel |  | 1901-01-01 | [15 empty] | UST Currently In Use: 2; UST Temp Close: 0; AST Currently In Use: 0; AST Temp Closed: 0 | 2 | 0 | 6 | 14655-121-002980 | DEPARTMENT OF TRANSPORTATION
30230 | Permanently Closed | 1901-01-01 | 1979-01-01 | 1990-04-26 | Petroleum | Unleaded gasoline | Unleaded gasoline | State/Federal Government | Steel | Steel |  | Painted or None | Steel |  | 1901-01-01 | [15 empty] | UST Currently In Use: 3; UST Temp Close: 0; AST Currently In Use: 0; AST Temp Closed: 0 | 3 | 0 | 6 | 14655-123-002944 | DEPARTMENT OF TRANSPORTATION
30231 | Permanently Closed | 1901-01-01 | 1979-01-01 | 1990-04-26 | Petroleum | Unleaded gasoline | Unleaded gasoline | State/Federal Government | Steel | Steel |  | Painted or None | Steel |  | 1901-01-01 | [15 empty] | UST Currently In Use: 3; UST Temp Close: 0; AST Currently In Use: 0; AST Temp Closed: 0 | 3 | 0 | 6 | 14655-123-002944 | DEPARTMENT OF TRANSPORTATION
30232 | Permanently Closed | 1901-01-01 | 1979-01-01 | 1990-04-26 | Petroleum | On road diesel | On road diesel | State/Federal Government | Steel | Steel |  | Painted or None | Steel |  | 1901-01-01 | [15 empty] | UST Currently In Use: 3; UST Temp Close: 0; AST Currently In Use: 0; AST Temp Closed: 0 | 3 | 0 | 6 | 14655-123-002944 | DEPARTMENT OF TRANSPORTATION
30233 | Permanently Closed | 1901-01-01 | 1963-01-01 | 1990-04-26 | Petroleum | Kerosene | Kerosene | State/Federal Government |  |  |  | Painted or None |  |  | 1901-01-01 | [15 empty] | UST Currently In Use: 3; UST Temp Close: 0; AST Currently In Use: 0; AST Temp Closed: 0 | 3 | 0 | 6 | 14655-123-002944 | DEPARTMENT OF TRANSPORTATION
30234 | Permanently Closed | 1992-07-16 | 1980-01-01 | 1992-07-16 | Petroleum | Used oil | Used oil | State/Federal Government | Steel | Steel |  | Painted or None | Other, PVC |  | 1901-01-01 | [15 empty] | UST Currently In Use: 3; UST Temp Close: 0; AST Currently In Use: 0; AST Temp Closed: 0 | 3 | 0 | 6 | 14655-123-002944 | DEPARTMENT OF TRANSPORTATION
30235 | Currently in Use |  | 1990-04-05 |  | Petroleum | On road diesel | On road diesel | State/Federal Government | Fiberglass reinforced plastic | Fiberglass reinforced plastic |  |  | Fiberglass reinforced plastic |  | 1901-01-01 |  | Catchment Basin, Single walled catchment basin | Flow Rest 90% Full | Flow Rest 90% Full |  |  | Continuous Automatic Tank Gauge |  | Automatic shutoff device (AELLD), Containment Sump | Containment Sump | [5 empty] | UST Currently In Use: 3; UST Temp Close: 0; AST Currently In Use: 0; AST Temp Closed: 0 | 3 | 0 | 6 | 14655-123-002944 | DEPARTMENT OF TRANSPORTATION
30236 | Currently in Use |  | 1990-04-05 |  | Petroleum | Unleaded gasoline | Unleaded gasoline | State/Federal Government | Fiberglass reinforced plastic | Fiberglass reinforced plastic |  |  | Fiberglass reinforced plastic |  | 1901-01-01 |  | Catchment Basin, Single walled catchment basin | Flow Rest 90% Full | Flow Rest 90% Full |  |  | Continuous Automatic Tank Gauge |  | Automatic shutoff device (AELLD), Containment Sump | Containment Sump | [5 empty] | UST Currently In Use: 3; UST Temp Close: 0; AST Currently In Use: 0; AST Temp Closed: 0 | 3 | 0 | 6 | 14655-123-002944 | DEPARTMENT OF TRANSPORTATION
30237 | Permanently Closed | 1992-06-10 | 1974-01-01 | 1992-06-10 | Petroleum | Unleaded gasoline | Unleaded gasoline | State/federal government | Steel | Steel |  | Painted or None | Steel |  | 1901-01-01 | [15 empty] | UST Currently In Use: 2; UST Temp Close: 0; AST Currently In Use: 1; AST Temp Closed: 0 | 2 | 0 | 5 | 14656-065-002949 | AL DEPARTMENT OF TRANSPORTATION
30238 | Permanently Closed | 1992-06-10 | 1966-01-01 | 1992-06-10 | Petroleum | On road diesel | On road diesel | State/federal government | Steel | Steel |  | Painted or None | Steel |  | 1901-01-01 | [15 empty] | UST Currently In Use: 2; UST Temp Close: 0; AST Currently In Use: 1; AST Temp Closed: 0 | 2 | 0 | 5 | 14656-065-002949 | AL DEPARTMENT OF TRANSPORTATION
30239 | Permanently Closed | 1982-06-01 | 1966-01-01 | 1989-05-16 | Petroleum | Other, OTHER | Other | State/federal government | Steel | Steel |  | Painted or None | Steel |  | 1901-01-01 | [15 empty] | UST Currently In Use: 2; UST Temp Close: 0; AST Currently In Use: 1; AST Temp Closed: 0 | 2 | 0 | 5 | 14656-065-002949 | AL DEPARTMENT OF TRANSPORTATION
30240 | Permanently Closed | 1992-06-10 | 1966-01-01 | 1992-06-10 | Petroleum | Kerosene | Kerosene | State/federal government | Steel | Steel |  | Painted or None | Steel |  | 1901-01-01 | [15 empty] | UST Currently In Use: 2; UST Temp Close: 0; AST Currently In Use: 1; AST Temp Closed: 0 | 2 | 0 | 5 | 14656-065-002949 | AL DEPARTMENT OF TRANSPORTATION
30241 | Permanently Closed | 1989-05-01 | 1966-01-01 | 1989-05-16 | Petroleum | Kerosene | Kerosene | State/federal government | Steel | Steel |  | Painted or None | Steel |  | 1901-01-01 | [15 empty] | UST Currently In Use: 2; UST Temp Close: 0; AST Currently In Use: 1; AST Temp Closed: 0 | 2 | 0 | 5 | 14656-065-002949 | AL DEPARTMENT OF TRANSPORTATION
30242 | Permanently Closed | 1993-12-02 | 1973-01-01 | 1993-12-03 | Petroleum | Unleaded gasoline | Unleaded gasoline | State/Federal Government | Steel | Steel |  | Painted or None | Steel |  | 1901-01-01 | [15 empty] | UST Currently In Use: 2; UST Temp Close: 0; AST Currently In Use: 1; AST Temp Closed: 0 | 2 | 0 | 4 | 14657-107-002947 | DEPARTMENT OF TRANSPORTATION HIGHWAY
30243 | Permanently Closed | 1993-12-17 | 1976-01-01 | 1993-12-17 | Petroleum | On road diesel | On road diesel | State/Federal Government | Steel | Steel |  | Painted or None | Steel |  | 1901-01-01 | [6 empty] | Automatic Tank Gauge |  |  |  | Interstitial Monitoring within Secondary Containment |  | Continuous alarm system | Continuous alarm system |  | UST Currently In Use: 2; UST Temp Close: 0; AST Currently In Use: 1; AST Temp Closed: 0 | 2 | 0 | 4 | 14657-107-002947 | DEPARTMENT OF TRANSPORTATION HIGHWAY
30244 | Permanently Closed | 1901-01-01 | 1983-01-01 | 1988-10-04 | Petroleum | Unleaded gasoline | Unleaded gasoline | State/Federal Government | Steel | Steel |  |  | Other, REMOVED |  | 1901-01-01 | [15 empty] | UST Currently In Use: 2; UST Temp Close: 0; AST Currently In Use: 1; AST Temp Closed: 0 | 2 | 0 | 4 | 14657-107-002947 | DEPARTMENT OF TRANSPORTATION HIGHWAY
30245 | Permanently Closed | 1901-01-01 | 1983-01-01 | 1988-10-04 | Petroleum | On road diesel | On road diesel | State/Federal Government | Steel | Steel |  |  | Other, REMOVED |  | 1901-01-01 | [15 empty] | UST Currently In Use: 2; UST Temp Close: 0; AST Currently In Use: 1; AST Temp Closed: 0 | 2 | 0 | 4 | 14657-107-002947 | DEPARTMENT OF TRANSPORTATION HIGHWAY
30246 | Permanently Closed | 1993-12-09 | 1980-01-01 | 1993-01-01 | Petroleum | Unleaded gasoline | Unleaded gasoline | State/federal government | Steel | Steel |  | Painted or None | Steel |  | 1901-01-01 | [15 empty] | UST Currently In Use: 2; UST Temp Close: 0; AST Currently In Use: 0; AST Temp Closed: 0 | 2 | 0 | 4 | 14658-033-002938 | DEPARTMENT OF TRANSPORTATION HIGHWAY
30247 | Permanently Closed | 1993-12-09 | 1980-01-01 | 1993-01-01 | Petroleum | Unleaded gasoline | Unleaded gasoline | State/federal government | Steel | Steel |  | Painted or None | Steel |  | 1901-01-01 | [15 empty] | UST Currently In Use: 2; UST Temp Close: 0; AST Currently In Use: 0; AST Temp Closed: 0 | 2 | 0 | 4 | 14658-033-002938 | DEPARTMENT OF TRANSPORTATION HIGHWAY
30248 | Permanently Closed | 1993-12-09 | 1980-01-01 | 1993-01-01 | Petroleum | On road diesel | On road diesel | State/federal government | Steel | Steel |  | Painted or None | Steel |  | 1901-01-01 | [15 empty] | UST Currently In Use: 2; UST Temp Close: 0; AST Currently In Use: 0; AST Temp Closed: 0 | 2 | 0 | 4 | 14658-033-002938 | DEPARTMENT OF TRANSPORTATION HIGHWAY
30249 | Permanently Closed | 1993-12-09 | 1969-01-01 | 1993-03-13 | Petroleum | Used oil | Used oil | State/federal government | Steel | Steel |  | Painted or None | Steel |  | 1901-01-01 | [15 empty] | UST Currently In Use: 2; UST Temp Close: 0; AST Currently In Use: 0; AST Temp Closed: 0 | 2 | 0 | 4 | 14658-033-002938 | DEPARTMENT OF TRANSPORTATION HIGHWAY
30250 | Permanently Closed | 1998-10-28 | 1901-01-01 | 1998-10-28 | Petroleum | Unleaded gasoline | Unleaded gasoline | [7 empty] | 1901-01-01 | [15 empty] | UST Currently In Use: 0; UST Temp Close: 0; AST Currently In Use: 0; AST Temp Closed: 0 | 0 | 0 | 3 | 20749-133-006355 | EARL LYNN
30251 | Permanently Closed | 1998-10-28 | 1901-01-01 | 1998-10-28 | Petroleum | Unleaded gasoline | Unleaded gasoline | [7 empty] | 1901-01-01 | [15 empty] | UST Currently In Use: 0; UST Temp Close: 0; AST Currently In Use: 0; AST Temp Closed: 0 | 0 | 0 | 3 | 20749-133-006355 | EARL LYNN
30253 | Permanently Closed | 1991-05-02 | 1973-01-01 | 1991-05-02 | Petroleum | Unleaded gasoline | Unleaded gasoline | State/Federal Government | Steel | Steel |  | Painted or None | Steel |  | 1901-01-01 | [15 empty] | UST Currently In Use: 2; UST Temp Close: 0; AST Currently In Use: 0; AST Temp Closed: 0 | 2 | 0 | 3 | 14659-021-002948 | DEPARTMENT OF TRANSPORTATION HWY
30254 | Currently in Use |  | 1986-01-01 |  | Petroleum | Unleaded gasoline | Unleaded gasoline | State/Federal Government | Fiberglass reinforced plastic | Fiberglass reinforced plastic |  |  | Double Wall, Fiberglass reinforced plastic |  | 1901-01-01 | None | Catchment Basin, Single walled catchment basin | Automatic shutoff device At 95% full | Automatic shutoff device At 95% full |  |  | Automatic Tank Gauge |  | Automatic flow restrictor (MLLD), Containment Sump | Containment Sump | Interstitial Monitoring within Secondary Containment |  | Continuous alarm system | Continuous alarm system |  | UST Currently In Use: 2; UST Temp Close: 0; AST Currently In Use: 0; AST Temp Closed: 0 | 2 | 0 | 3 | 14659-021-002948 | DEPARTMENT OF TRANSPORTATION HWY
30255 | Permanently Closed | 1991-05-02 | 1964-01-01 | 1991-05-02 | Petroleum | Kerosene | Kerosene | State/Federal Government | Steel | Steel |  | Painted or None | Steel |  | 1901-01-01 | [15 empty] | UST Currently In Use: 2; UST Temp Close: 0; AST Currently In Use: 0; AST Temp Closed: 0 | 2 | 0 | 3 | 14659-021-002948 | DEPARTMENT OF TRANSPORTATION HWY
30256 | Permanently Closed | 1989-05-01 | 1964-01-01 | 1989-05-01 | Petroleum | On road diesel | On road diesel | State/Federal Government | Steel | Steel |  | Painted or None | Steel |  | 1901-01-01 | [15 empty] | UST Currently In Use: 2; UST Temp Close: 0; AST Currently In Use: 0; AST Temp Closed: 0 | 2 | 0 | 3 | 14659-021-002948 | DEPARTMENT OF TRANSPORTATION HWY
30257 | Currently in Use |  | 1986-01-01 |  | Petroleum | On road diesel | On road diesel | State/Federal Government | Fiberglass reinforced plastic | Fiberglass reinforced plastic |  |  | Double Wall, Fiberglass reinforced plastic |  | 1901-01-01 |  | Catchment Basin, Single walled catchment basin | Automatic shutoff device At 95% full | Automatic shutoff device At 95% full |  |  | Automatic Tank Gauge |  | Automatic flow restrictor (MLLD), Containment Sump | Containment Sump | Interstitial Monitoring within Secondary Containment |  | Continuous alarm system | Continuous alarm system |  | UST Currently In Use: 2; UST Temp Close: 0; AST Currently In Use: 0; AST Temp Closed: 0 | 2 | 0 | 3 | 14659-021-002948 | DEPARTMENT OF TRANSPORTATION HWY
30258 | Permanently Closed | 1994-06-14 | 1984-01-01 | 1994-06-14 | Petroleum | On road diesel | On road diesel | State/federal government | Steel | Steel |  | Painted or None | Steel |  | 1901-01-01 | [11 empty] | INTERSTITIAL BARRIER |  |  |  | UST Currently In Use: 2; UST Temp Close: 0; AST Currently In Use: 0; AST Temp Closed: 0 | 2 | 0 | 3 | 14659-119-002964 | DEPARTMENT OF TRANSPORTATION HWY
30259 | Permanently Closed | 1994-06-14 | 1972-01-01 | 1994-06-14 | Petroleum | Unleaded gasoline | Unleaded gasoline | State/federal government | Steel | Steel |  | Painted or None | Steel |  | 1901-01-01 | [15 empty] | UST Currently In Use: 2; UST Temp Close: 0; AST Currently In Use: 0; AST Temp Closed: 0 | 2 | 0 | 3 | 14659-119-002964 | DEPARTMENT OF TRANSPORTATION HWY
30260 | Permanently Closed | 1994-06-14 | 1972-01-01 | 1994-06-14 | Petroleum | Unleaded gasoline | Unleaded gasoline | State/federal government | Steel | Steel |  | Painted or None | Steel |  | 1901-01-01 | [15 empty] | UST Currently In Use: 2; UST Temp Close: 0; AST Currently In Use: 0; AST Temp Closed: 0 | 2 | 0 | 3 | 14659-119-002964 | DEPARTMENT OF TRANSPORTATION HWY
30261 | Permanently Closed | 1993-01-01 | 1981-01-01 | 1993-01-01 | Petroleum | Unleaded gasoline | Unleaded gasoline | State/federal government | Steel | Steel |  | Painted or None | Steel |  | 1901-01-01 | [15 empty] | UST Currently In Use: 2; UST Temp Close: 0; AST Currently In Use: 0; AST Temp Closed: 0 | 2 | 0 | 4 | 14663-079-002939 | DEPARTMENT OF TRANSPORTATION HIGHWAY
30262 | Permanently Closed | 1993-01-01 | 1981-01-01 | 1993-01-01 | Petroleum | Unleaded gasoline | Unleaded gasoline | State/federal government | Steel | Steel |  | Painted or None | Steel |  | 1901-01-01 | [15 empty] | UST Currently In Use: 2; UST Temp Close: 0; AST Currently In Use: 0; AST Temp Closed: 0 | 2 | 0 | 4 | 14663-079-002939 | DEPARTMENT OF TRANSPORTATION HIGHWAY
30263 | Permanently Closed | 1993-01-01 | 1981-01-01 | 1993-01-01 | Petroleum | On road diesel | On road diesel | State/federal government | Steel | Steel |  | Painted or None | Steel |  | 1901-01-01 | [15 empty] | UST Currently In Use: 2; UST Temp Close: 0; AST Currently In Use: 0; AST Temp Closed: 0 | 2 | 0 | 4 | 14663-079-002939 | DEPARTMENT OF TRANSPORTATION HIGHWAY
30264 | Permanently Closed | 1993-03-13 | 1981-01-01 | 1993-03-13 | Petroleum | Used oil | Used oil | State/federal government | Steel | Steel |  | Painted or None | Steel |  | 1901-01-01 | [15 empty] | UST Currently In Use: 2; UST Temp Close: 0; AST Currently In Use: 0; AST Temp Closed: 0 | 2 | 0 | 4 | 14663-079-002939 | DEPARTMENT OF TRANSPORTATION HIGHWAY
30265 | Permanently Closed | 1996-05-21 | 1901-01-01 | 1996-05-21 | Petroleum | On road diesel | On road diesel | State/federal government | Steel | Steel |  | Painted or None | Steel |  | 1901-01-01 | [12 empty] | Annual line testing | Annual line testing |  | UST Currently In Use: 2; UST Temp Close: 0; AST Currently In Use: 0; AST Temp Closed: 0 | 2 | 0 | 3 | 14665-043-002991 | DEPARTMENT OF TRANSPORTATION HIGHWAY
30266 | Permanently Closed | 1996-05-21 | 1901-01-01 | 1996-05-21 | Petroleum | On road diesel | On road diesel | State/federal government | Steel | Steel |  | Painted or None | Steel |  | 1901-01-01 | [15 empty] | UST Currently In Use: 2; UST Temp Close: 0; AST Currently In Use: 0; AST Temp Closed: 0 | 2 | 0 | 3 | 14665-043-002991 | DEPARTMENT OF TRANSPORTATION HIGHWAY
30267 | Permanently Closed | 1996-05-21 | 1901-01-01 | 1996-05-21 | Petroleum | Unleaded gasoline | Unleaded gasoline | State/federal government | Steel | Steel |  | Painted or None | Steel |  | 1901-01-01 | [12 empty] | Annual line testing | Annual line testing |  | UST Currently In Use: 2; UST Temp Close: 0; AST Currently In Use: 0; AST Temp Closed: 0 | 2 | 0 | 3 | 14665-043-002991 | DEPARTMENT OF TRANSPORTATION HIGHWAY
30277 | Permanently Closed | 1901-01-01 | 1962-01-01 | 1989-04-13 | Petroleum | On road diesel | On road diesel | State/federal government | Steel | Steel |  | Painted or None | Steel |  | 1901-01-01 | [15 empty] | UST Currently In Use: 0; UST Temp Close: 0; AST Currently In Use: 0; AST Temp Closed: 0 | 0 | 0 | 5 | 14665-089-003914 | DEPARTMENT OF TRANSPORTATION HIGHWAY
30278 | Permanently Closed | 1901-01-01 | 1962-01-01 | 1989-04-13 | Petroleum | Unleaded gasoline | Unleaded gasoline | State/federal government | Steel | Steel |  | Painted or None | Steel |  | 1901-01-01 | [15 empty] | UST Currently In Use: 0; UST Temp Close: 0; AST Currently In Use: 0; AST Temp Closed: 0 | 0 | 0 | 5 | 14665-089-003914 | DEPARTMENT OF TRANSPORTATION HIGHWAY
30279 | Permanently Closed | 1901-01-01 | 1962-01-01 | 1989-04-13 | Petroleum | Unleaded gasoline | Unleaded gasoline | State/federal government | Steel | Steel |  | Painted or None | Steel |  | 1901-01-01 | [15 empty] | UST Currently In Use: 0; UST Temp Close: 0; AST Currently In Use: 0; AST Temp Closed: 0 | 0 | 0 | 5 | 14665-089-003914 | DEPARTMENT OF TRANSPORTATION HIGHWAY
30280 | Permanently Closed | 1901-01-01 | 1962-01-01 | 1989-04-13 | Petroleum | Used oil | Used oil | State/federal government | Steel | Steel |  | Painted or None | Steel |  | 1901-01-01 | [15 empty] | UST Currently In Use: 0; UST Temp Close: 0; AST Currently In Use: 0; AST Temp Closed: 0 | 0 | 0 | 5 | 14665-089-003914 | DEPARTMENT OF TRANSPORTATION HIGHWAY
30281 | Permanently Closed | 1901-01-01 | 1975-01-01 | 1989-04-13 | Petroleum | Unleaded gasoline | Unleaded gasoline | State/federal government | Steel | Steel |  | Painted or None | Steel |  | 1901-01-01 | [15 empty] | UST Currently In Use: 0; UST Temp Close: 0; AST Currently In Use: 0; AST Temp Closed: 0 | 0 | 0 | 5 | 14665-089-003914 | DEPARTMENT OF TRANSPORTATION HIGHWAY
30282 | Permanently Closed | 1994-03-17 | 1974-01-01 | 1994-03-17 | Petroleum | Unleaded gasoline | Unleaded gasoline | State/federal government | Steel | Steel |  | Painted or None | Steel |  | 1901-01-01 | [15 empty] | UST Currently In Use: 0; UST Temp Close: 0; AST Currently In Use: 0; AST Temp Closed: 0 | 0 | 0 | 8 | 14665-103-002989 | DEPARTMENT OF TRANSPORTATION HIGHWAY
30283 | Permanently Closed | 1994-03-17 | 1974-01-01 | 1994-03-17 | Petroleum | On road diesel | On road diesel | State/federal government | Steel | Steel |  | Painted or None | Steel |  | 1901-01-01 | [15 empty] | UST Currently In Use: 0; UST Temp Close: 0; AST Currently In Use: 0; AST Temp Closed: 0 | 0 | 0 | 8 | 14665-103-002989 | DEPARTMENT OF TRANSPORTATION HIGHWAY
30284 | Permanently Closed | 1989-11-28 | 1964-01-01 | 1989-11-28 | Petroleum | On road diesel | On road diesel | State/federal government | Steel | Steel |  | Painted or None | Steel |  | 1901-01-01 | [15 empty] | UST Currently In Use: 0; UST Temp Close: 0; AST Currently In Use: 0; AST Temp Closed: 0 | 0 | 0 | 8 | 14665-103-002989 | DEPARTMENT OF TRANSPORTATION HIGHWAY
30285 | Permanently Closed | 1901-01-01 | 1964-01-01 | 1987-01-01 | Petroleum | Kerosene | Kerosene | State/federal government | Steel | Steel |  | Painted or None | Steel |  | 1901-01-01 | [15 empty] | UST Currently In Use: 0; UST Temp Close: 0; AST Currently In Use: 0; AST Temp Closed: 0 | 0 | 0 | 8 | 14665-103-002989 | DEPARTMENT OF TRANSPORTATION HIGHWAY
30286 | Permanently Closed | 1901-01-01 | 1964-01-01 | 1987-01-01 | Petroleum | Kerosene | Kerosene | State/federal government | Steel | Steel |  | Painted or None | Steel |  | 1901-01-01 | [15 empty] | UST Currently In Use: 0; UST Temp Close: 0; AST Currently In Use: 0; AST Temp Closed: 0 | 0 | 0 | 8 | 14665-103-002989 | DEPARTMENT OF TRANSPORTATION HIGHWAY
30287 | Permanently Closed | 1989-11-28 | 1974-01-01 | 1989-11-28 | Petroleum | Used oil | Used oil | State/federal government | Steel | Steel |  | Painted or None | Steel |  | 1901-01-01 | [15 empty] | UST Currently In Use: 0; UST Temp Close: 0; AST Currently In Use: 0; AST Temp Closed: 0 | 0 | 0 | 8 | 14665-103-002989 | DEPARTMENT OF TRANSPORTATION HIGHWAY
30288 | Permanently Closed | 1989-11-28 | 1974-01-01 | 1989-11-28 | Petroleum | Used oil | Used oil | State/federal government | Steel | Steel |  | Painted or None | Steel |  | 1901-01-01 | [15 empty] | UST Currently In Use: 0; UST Temp Close: 0; AST Currently In Use: 0; AST Temp Closed: 0 | 0 | 0 | 8 | 14665-103-002989 | DEPARTMENT OF TRANSPORTATION HIGHWAY
30289 | Permanently Closed | 1989-11-28 | 1974-01-01 | 1989-11-28 | Petroleum | Used oil | Used oil | State/federal government | Steel | Steel |  | Painted or None | Steel |  | 1901-01-01 | [15 empty] | UST Currently In Use: 0; UST Temp Close: 0; AST Currently In Use: 0; AST Temp Closed: 0 | 0 | 0 | 8 | 14665-103-002989 | DEPARTMENT OF TRANSPORTATION HIGHWAY
30290 | Permanently Closed | 1990-09-25 | 1967-01-01 | 1990-09-25 | Petroleum | Unleaded gasoline | Unleaded gasoline | State/federal government | Steel | Steel |  |  | Steel |  | 1901-01-01 | [15 empty] | UST Currently In Use: 2; UST Temp Close: 0; AST Currently In Use: 0; AST Temp Closed: 0 | 2 | 0 | 3 | 14666-009-002986 | DEPARTMENT OF TRANSPORTATION HIGHWAY
30291 | Permanently Closed | 1990-09-25 | 1982-01-01 | 1990-09-25 | Petroleum | Unleaded gasoline | Unleaded gasoline | State/federal government | Steel | Steel | Other, STI-P3 |  | Steel |  | 1901-01-01 | [15 empty] | UST Currently In Use: 2; UST Temp Close: 0; AST Currently In Use: 0; AST Temp Closed: 0 | 2 | 0 | 3 | 14666-009-002986 | DEPARTMENT OF TRANSPORTATION HIGHWAY
30292 | Permanently Closed | 1990-09-25 | 1974-01-01 | 1990-09-25 | Petroleum | On road diesel | On road diesel | State/federal government | Steel | Steel |  | Painted or None | Steel |  | 1901-01-01 | [15 empty] | UST Currently In Use: 2; UST Temp Close: 0; AST Currently In Use: 0; AST Temp Closed: 0 | 2 | 0 | 3 | 14666-009-002986 | DEPARTMENT OF TRANSPORTATION HIGHWAY
30293 | Retired | 1981-03-01 | 1964-01-01 |  | Petroleum | Other, X | Other | State/federal government | Steel | Steel |  |  | Steel |  | 1901-01-01 | [15 empty] | UST Currently In Use: 0; UST Temp Close: 0; AST Currently In Use: 0; AST Temp Closed: 0 | 0 | 0 | 0 | 14666-115-002940 | DEPARTMENT OF TRANSPORTATION HIGHWAY
30294 | Permanently Closed | 1996-06-07 | 1981-01-01 | 1996-06-07 | Petroleum | Unleaded gasoline | Unleaded gasoline | State/federal government | Steel | Steel |  | Painted or None | Steel |  | 1901-01-01 | [12 empty] | Annual line testing | Annual line testing |  | UST Currently In Use: 2; UST Temp Close: 0; AST Currently In Use: 0; AST Temp Closed: 0 | 2 | 0 | 4 | 14667-005-002961 | DEPARTMENT OF TRANSPORTATION HIGHWAY
30295 | Permanently Closed | 1996-06-07 | 1981-01-01 | 1996-06-07 | Petroleum | Unleaded gasoline | Unleaded gasoline | State/federal government | Steel | Steel |  | Painted or None | Steel |  | 1901-01-01 | [15 empty] | UST Currently In Use: 2; UST Temp Close: 0; AST Currently In Use: 0; AST Temp Closed: 0 | 2 | 0 | 4 | 14667-005-002961 | DEPARTMENT OF TRANSPORTATION HIGHWAY
30296 | Permanently Closed | 1996-06-07 | 1981-01-01 | 1996-06-07 | Petroleum | On road diesel | On road diesel | State/federal government | Steel | Steel |  | Painted or None | Steel |  | 1901-01-01 | [12 empty] | Annual line testing | Annual line testing |  | UST Currently In Use: 2; UST Temp Close: 0; AST Currently In Use: 0; AST Temp Closed: 0 | 2 | 0 | 4 | 14667-005-002961 | DEPARTMENT OF TRANSPORTATION HIGHWAY
30297 | Permanently Closed | 1991-01-25 | 1965-01-01 | 1991-01-25 | Petroleum | Used oil | Used oil | State/federal government | Steel | Steel |  | Painted or None | Steel |  | 1901-01-01 | [15 empty] | UST Currently In Use: 2; UST Temp Close: 0; AST Currently In Use: 0; AST Temp Closed: 0 | 2 | 0 | 4 | 14667-005-002961 | DEPARTMENT OF TRANSPORTATION HIGHWAY
30298 | Permanently Closed | 1991-07-29 | 1971-01-01 | 1991-07-29 | Petroleum | Unleaded gasoline | Unleaded gasoline | State/federal government | Steel | Steel |  | Painted or None | Steel |  | 1901-01-01 | [15 empty] | UST Currently In Use: 2; UST Temp Close: 0; AST Currently In Use: 0; AST Temp Closed: 0 | 2 | 0 | 5 | 14667-031-002958 | DEPARTMENT OF TRANSPORTATION HIGHWAY
30299 | Permanently Closed | 1991-07-29 | 1971-01-01 | 1991-07-29 | Petroleum | Unleaded gasoline | Unleaded gasoline | State/federal government | Steel | Steel |  | Painted or None | Steel |  | 1901-01-01 | [15 empty] | UST Currently In Use: 2; UST Temp Close: 0; AST Currently In Use: 0; AST Temp Closed: 0 | 2 | 0 | 5 | 14667-031-002958 | DEPARTMENT OF TRANSPORTATION HIGHWAY
30300 | Permanently Closed | 1991-07-29 | 1971-01-01 | 1991-07-29 | Petroleum | On road diesel | On road diesel | State/federal government | Steel | Steel |  | Painted or None | Steel |  | 1901-01-01 | [15 empty] | UST Currently In Use: 2; UST Temp Close: 0; AST Currently In Use: 0; AST Temp Closed: 0 | 2 | 0 | 5 | 14667-031-002958 | DEPARTMENT OF TRANSPORTATION HIGHWAY
30301 | Permanently Closed | 1991-07-29 | 1971-01-01 | 1991-07-29 | Petroleum | Kerosene | Kerosene | State/federal government | Steel | Steel |  | Painted or None | Steel |  | 1901-01-01 | [15 empty] | UST Currently In Use: 2; UST Temp Close: 0; AST Currently In Use: 0; AST Temp Closed: 0 | 2 | 0 | 5 | 14667-031-002958 | DEPARTMENT OF TRANSPORTATION HIGHWAY
30302 | Permanently Closed | 1990-08-22 | 1964-01-01 | 1990-08-22 | Petroleum | Used oil | Used oil | State/federal government | Steel | Steel |  | Painted or None | Steel |  | 1901-01-01 | [15 empty] | UST Currently In Use: 2; UST Temp Close: 0; AST Currently In Use: 0; AST Temp Closed: 0 | 2 | 0 | 5 | 14667-031-002958 | DEPARTMENT OF TRANSPORTATION HIGHWAY
30303 | Permanently Closed | 1992-12-28 | 1975-01-01 | 1992-12-28 | Petroleum | On road diesel | On road diesel | State/federal government | Steel | Steel |  | Painted or None | Steel |  | 1901-01-01 | [15 empty] | UST Currently In Use: 2; UST Temp Close: 0; AST Currently In Use: 0; AST Temp Closed: 0 | 2 | 0 | 5 | 14667-039-002959 | DEPARTMENT OF TRANSPORTATION HIGHWAY
30304 | Permanently Closed | 1992-12-28 | 1975-01-01 | 1992-12-28 | Petroleum | Unleaded gasoline | Unleaded gasoline | State/federal government | Steel | Steel |  | Painted or None | Steel |  | 1901-01-01 | [15 empty] | UST Currently In Use: 2; UST Temp Close: 0; AST Currently In Use: 0; AST Temp Closed: 0 | 2 | 0 | 5 | 14667-039-002959 | DEPARTMENT OF TRANSPORTATION HIGHWAY
30305 | Permanently Closed | 1992-12-28 | 1975-01-01 | 1992-12-28 | Petroleum | Unleaded gasoline | Unleaded gasoline | State/federal government | Steel | Steel |  | Painted or None | Steel |  | 1901-01-01 | [15 empty] | UST Currently In Use: 2; UST Temp Close: 0; AST Currently In Use: 0; AST Temp Closed: 0 | 2 | 0 | 5 | 14667-039-002959 | DEPARTMENT OF TRANSPORTATION HIGHWAY
30306 | Permanently Closed | 1992-12-28 | 1975-01-01 | 1992-12-28 | Petroleum | Kerosene | Kerosene | State/federal government | Steel | Steel |  | Painted or None | Steel |  | 1901-01-01 | [15 empty] | UST Currently In Use: 2; UST Temp Close: 0; AST Currently In Use: 0; AST Temp Closed: 0 | 2 | 0 | 5 | 14667-039-002959 | DEPARTMENT OF TRANSPORTATION HIGHWAY
30307 | Permanently Closed | 1991-02-11 | 1969-01-01 | 1991-02-11 | Petroleum | Used oil | Used oil | State/federal government | Steel | Steel |  | Painted or None | Steel |  | 1901-01-01 | [15 empty] | UST Currently In Use: 2; UST Temp Close: 0; AST Currently In Use: 0; AST Temp Closed: 0 | 2 | 0 | 5 | 14667-039-002959 | DEPARTMENT OF TRANSPORTATION HIGHWAY
30308 | Permanently Closed | 1994-08-18 | 1982-01-01 | 1994-08-18 | Petroleum | On road diesel | On road diesel | State/federal government | Steel | Steel |  | Painted or None | Steel |  | 1901-01-01 | [12 empty] | Annual line testing | Annual line testing |  | UST Currently In Use: 0; UST Temp Close: 0; AST Currently In Use: 0; AST Temp Closed: 0 | 0 | 0 | 7 | 14667-045-002983 | DEPARTMENT OF TRANSPORTATION HIGHWAY
30309 | Permanently Closed | 1994-08-18 | 1982-01-01 | 1994-08-18 | Petroleum | Unleaded gasoline | Unleaded gasoline | State/federal government | Steel | Steel |  | Painted or None | Steel |  | 1901-01-01 | [12 empty] | Annual line testing | Annual line testing |  | UST Currently In Use: 0; UST Temp Close: 0; AST Currently In Use: 0; AST Temp Closed: 0 | 0 | 0 | 7 | 14667-045-002983 | DEPARTMENT OF TRANSPORTATION HIGHWAY
30310 | Permanently Closed | 1994-08-18 | 1982-01-01 | 1994-08-18 | Petroleum | Unleaded gasoline | Unleaded gasoline | State/federal government | Steel | Steel |  | Painted or None | Steel |  | 1901-01-01 | [15 empty] | UST Currently In Use: 0; UST Temp Close: 0; AST Currently In Use: 0; AST Temp Closed: 0 | 0 | 0 | 7 | 14667-045-002983 | DEPARTMENT OF TRANSPORTATION HIGHWAY
30311 | Permanently Closed | 1901-01-01 | 1972-01-01 | 1991-12-04 | Petroleum | Kerosene | Kerosene | State/federal government | Steel | Steel |  | Painted or None | Steel |  | 1901-01-01 | [15 empty] | UST Currently In Use: 0; UST Temp Close: 0; AST Currently In Use: 0; AST Temp Closed: 0 | 0 | 0 | 7 | 14667-045-002983 | DEPARTMENT OF TRANSPORTATION HIGHWAY
30312 | Permanently Closed | 1998-01-01 | 1978-01-01 | 2002-02-28 | Petroleum | Used oil | Used oil | State/federal government | Steel | Steel |  | Painted or None | Steel |  | 1901-01-01 |  | Other, EXEMPT | Other, EXEMPT | Other | [11 empty] | UST Currently In Use: 0; UST Temp Close: 0; AST Currently In Use: 0; AST Temp Closed: 0 | 0 | 0 | 7 | 14667-045-002983 | DEPARTMENT OF TRANSPORTATION HIGHWAY
30313 | Permanently Closed | 1991-06-18 | 1971-01-01 | 1991-06-18 | Petroleum | On road diesel | On road diesel | State/federal government | Steel | Steel |  | Painted or None | Steel |  | 1901-01-01 | [12 empty] | Annual line testing | Annual line testing |  | UST Currently In Use: 2; UST Temp Close: 0; AST Currently In Use: 0; AST Temp Closed: 0 | 2 | 0 | 5 | 14667-069-002982 | DEPARTMENT OF TRANSPORTATION HIGHWAY
30314 | Permanently Closed | 1991-06-18 | 1971-01-01 | 1991-06-18 | Petroleum | Unleaded gasoline | Unleaded gasoline | State/federal government | Steel | Steel |  | Painted or None | Steel |  | 1901-01-01 | [12 empty] | Annual line testing | Annual line testing |  | UST Currently In Use: 2; UST Temp Close: 0; AST Currently In Use: 0; AST Temp Closed: 0 | 2 | 0 | 5 | 14667-069-002982 | DEPARTMENT OF TRANSPORTATION HIGHWAY
30315 | Permanently Closed | 1991-06-18 | 1971-01-01 | 1991-06-18 | Petroleum | Unleaded gasoline | Unleaded gasoline | State/federal government | Steel | Steel |  | Painted or None | Steel |  | 1901-01-01 | [15 empty] | UST Currently In Use: 2; UST Temp Close: 0; AST Currently In Use: 0; AST Temp Closed: 0 | 2 | 0 | 5 | 14667-069-002982 | DEPARTMENT OF TRANSPORTATION HIGHWAY
30316 | Permanently Closed | 1991-06-18 | 1971-01-01 | 1991-06-18 | Petroleum | Kerosene | Kerosene | State/federal government | Steel | Steel |  | Painted or None | Steel |  | 1901-01-01 | [15 empty] | UST Currently In Use: 2; UST Temp Close: 0; AST Currently In Use: 0; AST Temp Closed: 0 | 2 | 0 | 5 | 14667-069-002982 | DEPARTMENT OF TRANSPORTATION HIGHWAY
30317 | Permanently Closed | 1901-01-01 | 1947-01-01 | 1990-02-13 | Petroleum | Used oil | Used oil | State/federal government | Steel | Steel |  | Painted or None | Steel |  | 1901-01-01 | [15 empty] | UST Currently In Use: 2; UST Temp Close: 0; AST Currently In Use: 0; AST Temp Closed: 0 | 2 | 0 | 5 | 14667-069-002982 | DEPARTMENT OF TRANSPORTATION HIGHWAY
30318 | Permanently Closed | 1901-01-01 | 1948-01-01 | 1989-05-05 | Petroleum | Unleaded gasoline | Unleaded gasoline | State/Federal Government | Steel | Steel |  |  | Steel |  | 1901-01-01 | [15 empty] | UST Currently In Use: 5; UST Temp Close: 0; AST Currently In Use: 0; AST Temp Closed: 0 | 5 | 0 | 6 | 14667-109-002960 | DEPARTMENT OF TRANSPORTATION HIGHWAY
30319 | Permanently Closed | 1901-01-01 | 1948-01-01 | 1989-05-05 | Petroleum | On road diesel | On road diesel | State/Federal Government | Steel | Steel |  |  | Steel |  | 1901-01-01 | [15 empty] | UST Currently In Use: 5; UST Temp Close: 0; AST Currently In Use: 0; AST Temp Closed: 0 | 5 | 0 | 6 | 14667-109-002960 | DEPARTMENT OF TRANSPORTATION HIGHWAY
30320 | Permanently Closed | 1901-01-01 | 1948-01-01 | 1989-05-05 | Petroleum | Unleaded gasoline | Unleaded gasoline | State/Federal Government | Steel | Steel |  |  | Steel |  | 1901-01-01 | [15 empty] | UST Currently In Use: 5; UST Temp Close: 0; AST Currently In Use: 0; AST Temp Closed: 0 | 5 | 0 | 6 | 14667-109-002960 | DEPARTMENT OF TRANSPORTATION HIGHWAY
30321 | Permanently Closed | 1901-01-01 | 1948-01-01 | 1988-12-21 | Petroleum | Kerosene | Kerosene | State/Federal Government | Steel | Steel |  |  | Steel |  | 1901-01-01 | [15 empty] | UST Currently In Use: 5; UST Temp Close: 0; AST Currently In Use: 0; AST Temp Closed: 0 | 5 | 0 | 6 | 14667-109-002960 | DEPARTMENT OF TRANSPORTATION HIGHWAY
30322 | Permanently Closed | 1901-01-01 | 1946-01-01 | 1988-12-21 | Petroleum | Used oil | Used oil | State/Federal Government | Steel | Steel |  |  | Steel |  | 1901-01-01 | [15 empty] | UST Currently In Use: 5; UST Temp Close: 0; AST Currently In Use: 0; AST Temp Closed: 0 | 5 | 0 | 6 | 14667-109-002960 | DEPARTMENT OF TRANSPORTATION HIGHWAY
30323 | Currently in Use |  | 1988-01-01 |  | Petroleum | Unleaded gasoline | Unleaded gasoline | Bulk facility, State/Federal Government | Steel | Steel | Field installed cathodic protection |  | Steel, COAT |  |  | Field installed cathodic protection | Catchment Basin, Single walled catchment basin | Audible high level alarm At 90% full | Audible high level alarm At 90% full |  |  | Automatic Tank Gauge |  | Containment Sump | Containment Sump | [5 empty] | UST Currently In Use: 5; UST Temp Close: 0; AST Currently In Use: 0; AST Temp Closed: 0 | 5 | 0 | 6 | 14667-109-002960 | DEPARTMENT OF TRANSPORTATION HIGHWAY
30324 | Currently in Use |  | 1988-01-01 |  | Petroleum | On road diesel | On road diesel | Bulk facility, State/Federal Government | Steel | Steel | Field installed cathodic protection |  | Steel, COAT |  | 1901-01-01 | Field installed cathodic protection | Catchment Basin, Single walled catchment basin | Audible high level alarm At 90% full | Audible high level alarm At 90% full |  |  | Automatic Tank Gauge |  | Containment Sump | Containment Sump | [5 empty] | UST Currently In Use: 5; UST Temp Close: 0; AST Currently In Use: 0; AST Temp Closed: 0 | 5 | 0 | 6 | 14667-109-002960 | DEPARTMENT OF TRANSPORTATION HIGHWAY
30325 | Permanently Closed | 2003-10-02 | 1988-01-01 | 2003-10-02 | Petroleum | Kerosene | Kerosene | Bulk facility, State/Federal Government | Steel | Steel | Field installed cathodic protection |  | Steel, COAT |  | 1901-01-01 | Field installed cathodic protection | Catchment Basin, Single walled catchment basin | Automatic shutoff device At 95% full | Automatic shutoff device At 95% full |  |  | Automatic Tank Gauge | [8 empty] | UST Currently In Use: 5; UST Temp Close: 0; AST Currently In Use: 0; AST Temp Closed: 0 | 5 | 0 | 6 | 14667-109-002960 | DEPARTMENT OF TRANSPORTATION HIGHWAY
30326 | Permanently Closed | 1901-01-01 | 1938-01-01 | 1989-05-05 | Petroleum | Used oil | Used oil | State/federal government | Steel | Steel |  |  | Steel |  | 1901-01-01 | [15 empty] | UST Currently In Use: 0; UST Temp Close: 0; AST Currently In Use: 0; AST Temp Closed: 0 | 0 | 0 | 1 | 14667-109-002962 | DEPARTMENT OF TRANSPORTATION HIGHWAY
30327 | Permanently Closed | 1989-08-31 | 1959-01-01 | 1989-08-31 | Petroleum | Unleaded gasoline | Unleaded gasoline | State/federal government | Steel | Steel |  | Painted or None | Steel |  | 1901-01-01 | [15 empty] | UST Currently In Use: 2; UST Temp Close: 0; AST Currently In Use: 0; AST Temp Closed: 0 | 2 | 0 | 4 | 14668-127-002943 | DEPARTMENT OF TRANSPORTATION HIGHWAY
30328 | Permanently Closed | 1989-08-31 | 1959-01-01 | 1989-08-31 | Petroleum | Unleaded gasoline | Unleaded gasoline | State/federal government | Steel | Steel |  | Painted or None | Steel |  | 1901-01-01 | [15 empty] | UST Currently In Use: 2; UST Temp Close: 0; AST Currently In Use: 0; AST Temp Closed: 0 | 2 | 0 | 4 | 14668-127-002943 | DEPARTMENT OF TRANSPORTATION HIGHWAY
30329 | Permanently Closed | 1989-08-31 | 1959-01-01 | 1989-08-31 | Petroleum | On road diesel | On road diesel | State/federal government | Steel | Steel |  | Painted or None | Steel |  | 1901-01-01 | [15 empty] | UST Currently In Use: 2; UST Temp Close: 0; AST Currently In Use: 0; AST Temp Closed: 0 | 2 | 0 | 4 | 14668-127-002943 | DEPARTMENT OF TRANSPORTATION HIGHWAY
30330 | Permanently Closed | 1989-08-31 | 1976-01-01 | 1989-08-31 | Petroleum | Unleaded gasoline | Unleaded gasoline | State/federal government | Steel | Steel |  | Painted or None | Steel |  | 1901-01-01 | [15 empty] | UST Currently In Use: 2; UST Temp Close: 0; AST Currently In Use: 0; AST Temp Closed: 0 | 2 | 0 | 4 | 14668-127-002943 | DEPARTMENT OF TRANSPORTATION HIGHWAY
30331 | Permanently Closed | 1990-12-05 | 1982-01-01 | 1990-12-05 | Petroleum | Unleaded gasoline | Unleaded gasoline | State/federal government | Steel | Steel |  | Painted or None | Steel |  | 1901-01-01 | [15 empty] | UST Currently In Use: 0; UST Temp Close: 0; AST Currently In Use: 0; AST Temp Closed: 0 | 0 | 0 | 3 | 14668-127-009447 | DEPARTMENT OF TRANSPORTATION HIGHWAY
30332 | Permanently Closed | 1990-12-05 | 1982-01-01 | 1990-12-05 | Petroleum | Unleaded gasoline | Unleaded gasoline | State/federal government | Steel | Steel |  | Painted or None | Steel |  | 1901-01-01 | [15 empty] | UST Currently In Use: 0; UST Temp Close: 0; AST Currently In Use: 0; AST Temp Closed: 0 | 0 | 0 | 3 | 14668-127-009447 | DEPARTMENT OF TRANSPORTATION HIGHWAY
30333 | Permanently Closed | 1990-12-05 | 1982-01-01 | 1990-12-05 | Petroleum | Unleaded gasoline | Unleaded gasoline | State/federal government | Steel | Steel |  | Painted or None | Steel |  | 1901-01-01 | [15 empty] | UST Currently In Use: 0; UST Temp Close: 0; AST Currently In Use: 0; AST Temp Closed: 0 | 0 | 0 | 3 | 14668-127-009447 | DEPARTMENT OF TRANSPORTATION HIGHWAY
30334 | Permanently Closed | 1988-12-19 | 1954-01-01 | 1988-12-19 | Petroleum | Unleaded gasoline | Unleaded gasoline | State/federal government | Steel | Steel |  |  |  |  | 1901-01-01 | [15 empty] | UST Currently In Use: 0; UST Temp Close: 0; AST Currently In Use: 0; AST Temp Closed: 0 | 0 | 0 | 7 | 14670-093-002988 | ALDOT WEST CENTRAL NORTH DIST 59
30335 | Permanently Closed | 1988-12-19 | 1954-01-01 | 1988-12-19 | Petroleum | On road diesel | On road diesel | State/federal government | Steel | Steel |  |  |  |  | 1901-01-01 | [15 empty] | UST Currently In Use: 0; UST Temp Close: 0; AST Currently In Use: 0; AST Temp Closed: 0 | 0 | 0 | 7 | 14670-093-002988 | ALDOT WEST CENTRAL NORTH DIST 59
30336 | Permanently Closed | 1990-08-04 | 1976-01-01 | 1993-01-28 | Petroleum | Unleaded gasoline | Unleaded gasoline | State/federal government | Steel | Steel |  |  |  |  | 1901-01-01 | [15 empty] | UST Currently In Use: 0; UST Temp Close: 0; AST Currently In Use: 0; AST Temp Closed: 0 | 0 | 0 | 7 | 14670-093-002988 | ALDOT WEST CENTRAL NORTH DIST 59
30337 | Permanently Closed | 1990-09-25 | 1954-01-01 | 1993-01-28 | Petroleum | Unleaded gasoline | Unleaded gasoline | State/federal government | Steel | Steel |  |  |  |  | 1901-01-01 | [15 empty] | UST Currently In Use: 0; UST Temp Close: 0; AST Currently In Use: 0; AST Temp Closed: 0 | 0 | 0 | 7 | 14670-093-002988 | ALDOT WEST CENTRAL NORTH DIST 59
30338 | Permanently Closed | 1993-03-13 | 1954-01-01 | 1993-03-13 | Petroleum | Used oil | Used oil | State/federal government | Steel | Steel |  |  |  |  | 1901-01-01 | [15 empty] | UST Currently In Use: 0; UST Temp Close: 0; AST Currently In Use: 0; AST Temp Closed: 0 | 0 | 0 | 7 | 14670-093-002988 | ALDOT WEST CENTRAL NORTH DIST 59
30339 | Permanently Closed | 1996-03-15 | 1975-01-01 | 1996-03-15 | Petroleum | Unleaded gasoline | Unleaded gasoline | State/federal government | Fiberglass reinforced plastic | Fiberglass reinforced plastic |  |  |  |  | 1901-01-01 | [12 empty] | Annual line testing | Annual line testing |  | UST Currently In Use: 0; UST Temp Close: 0; AST Currently In Use: 0; AST Temp Closed: 0 | 0 | 0 | 5 | 14671-117-002987 | ALABAMA DEPARTMENT OF TRANSPORTATION
30340 | Permanently Closed | 1996-03-15 | 1975-01-01 | 1996-03-15 | Petroleum | On road diesel | On road diesel | State/federal government | Fiberglass reinforced plastic | Fiberglass reinforced plastic |  |  |  |  | 1901-01-01 | [12 empty] | Annual line testing | Annual line testing |  | UST Currently In Use: 0; UST Temp Close: 0; AST Currently In Use: 0; AST Temp Closed: 0 | 0 | 0 | 5 | 14671-117-002987 | ALABAMA DEPARTMENT OF TRANSPORTATION
30341 | Permanently Closed | 1996-03-15 | 1975-01-01 | 1996-03-15 | Petroleum | On road diesel | On road diesel | State/federal government | Fiberglass reinforced plastic | Fiberglass reinforced plastic |  |  |  |  | 1901-01-01 | [15 empty] | UST Currently In Use: 0; UST Temp Close: 0; AST Currently In Use: 0; AST Temp Closed: 0 | 0 | 0 | 5 | 14671-117-002987 | ALABAMA DEPARTMENT OF TRANSPORTATION
30342 | Permanently Closed | 1996-03-15 | 1975-01-01 | 1996-03-15 | Petroleum | Kerosene | Kerosene | State/federal government | Fiberglass reinforced plastic | Fiberglass reinforced plastic |  |  |  |  | 1901-01-01 | [12 empty] | Annual line testing | Annual line testing |  | UST Currently In Use: 0; UST Temp Close: 0; AST Currently In Use: 0; AST Temp Closed: 0 | 0 | 0 | 5 | 14671-117-002987 | ALABAMA DEPARTMENT OF TRANSPORTATION
30343 | Permanently Closed | 1992-05-07 | 1972-01-01 | 1992-05-07 | Petroleum | Used oil | Used oil | State/federal government | Fiberglass reinforced plastic | Fiberglass reinforced plastic |  |  |  |  | 1901-01-01 | [15 empty] | UST Currently In Use: 0; UST Temp Close: 0; AST Currently In Use: 0; AST Temp Closed: 0 | 0 | 0 | 5 | 14671-117-002987 | ALABAMA DEPARTMENT OF TRANSPORTATION
30344 | Permanently Closed | 1990-10-23 | 1964-01-01 | 1990-10-23 | Petroleum | Unleaded gasoline | Unleaded gasoline | State/federal government | Steel | Steel |  |  |  |  | 1901-01-01 | [12 empty] | Annual line testing | Annual line testing |  | UST Currently In Use: 0; UST Temp Close: 0; AST Currently In Use: 0; AST Temp Closed: 0 | 0 | 0 | 5 | 14672-055-002941 | DEPARTMENT OF TRANSPORTATION HIGHWAY
30345 | Permanently Closed | 1990-10-23 | 1964-01-01 | 1990-10-23 | Petroleum | On road diesel | On road diesel | State/federal government | Steel | Steel |  |  |  |  | 1901-01-01 | [12 empty] | Annual line testing | Annual line testing |  | UST Currently In Use: 0; UST Temp Close: 0; AST Currently In Use: 0; AST Temp Closed: 0 | 0 | 0 | 5 | 14672-055-002941 | DEPARTMENT OF TRANSPORTATION HIGHWAY
30346 | Permanently Closed | 1996-09-18 | 1988-01-01 | 1996-09-18 | Petroleum | On road diesel | On road diesel | State/federal government | Steel | Steel |  |  |  |  | 1901-01-01 | [12 empty] | Annual line testing | Annual line testing |  | UST Currently In Use: 0; UST Temp Close: 0; AST Currently In Use: 0; AST Temp Closed: 0 | 0 | 0 | 5 | 14672-055-002941 | DEPARTMENT OF TRANSPORTATION HIGHWAY
30347 | Permanently Closed | 1990-10-23 | 1964-01-01 | 1990-10-23 | Petroleum | Kerosene | Kerosene | State/federal government | Steel | Steel |  |  |  |  | 1901-01-01 | [15 empty] | UST Currently In Use: 0; UST Temp Close: 0; AST Currently In Use: 0; AST Temp Closed: 0 | 0 | 0 | 5 | 14672-055-002941 | DEPARTMENT OF TRANSPORTATION HIGHWAY
30348 | Permanently Closed | 1996-09-18 | 1977-01-01 | 1996-09-18 | Petroleum | Unleaded gasoline | Unleaded gasoline | State/federal government | Steel | Steel |  |  |  |  | 1901-01-01 | [15 empty] | UST Currently In Use: 0; UST Temp Close: 0; AST Currently In Use: 0; AST Temp Closed: 0 | 0 | 0 | 5 | 14672-055-002941 | DEPARTMENT OF TRANSPORTATION HIGHWAY
30349 | Permanently Closed | 1901-01-01 | 1982-01-01 | 1989-01-09 | Petroleum | On road diesel | On road diesel |  | Steel | Steel |  | Painted or None | Steel |  | 1901-01-01 | [15 empty] | UST Currently In Use: 0; UST Temp Close: 0; AST Currently In Use: 0; AST Temp Closed: 0 | 0 | 0 | 2 | 14674-095-004374 | STEEL PROCESSING INC
30350 | Permanently Closed | 1901-01-01 | 1978-01-01 | 1989-01-09 | Petroleum | On road diesel | On road diesel |  | Steel | Steel |  | Painted or None | Steel |  | 1901-01-01 | [15 empty] | UST Currently In Use: 0; UST Temp Close: 0; AST Currently In Use: 0; AST Temp Closed: 0 | 0 | 0 | 2 | 14674-095-004374 | STEEL PROCESSING INC
30351 |  | 1988-12-25 | 1977-01-01 |  | Petroleum | On road diesel | On road diesel |  | Steel | Steel |  | Painted or None | Steel |  | 1901-01-01 | [15 empty] | UST Currently In Use: 0; UST Temp Close: 0; AST Currently In Use: 0; AST Temp Closed: 0 | 0 | 0 | 0 | 14675-121-008442 | STELLA WATTS
30352 |  | 1988-12-25 | 1977-01-01 |  | Petroleum | Unleaded gasoline | Unleaded gasoline |  | Steel | Steel |  | Painted or None | Steel |  | 1901-01-01 | [15 empty] | UST Currently In Use: 0; UST Temp Close: 0; AST Currently In Use: 0; AST Temp Closed: 0 | 0 | 0 | 0 | 14675-121-008442 | STELLA WATTS
30353 |  | 1988-12-25 | 1977-01-01 |  | Petroleum | Unleaded gasoline | Unleaded gasoline |  | Steel | Steel |  | Painted or None | Steel |  | 1901-01-01 | [15 empty] | UST Currently In Use: 0; UST Temp Close: 0; AST Currently In Use: 0; AST Temp Closed: 0 | 0 | 0 | 0 | 14675-121-008442 | STELLA WATTS
30354 | Permanently Closed | 1988-11-01 | 1904-01-01 | 1988-11-01 | Petroleum | Unleaded gasoline | Unleaded gasoline |  | Steel | Steel |  | Painted or None | Steel |  | 1901-01-01 | [15 empty] | UST Currently In Use: 0; UST Temp Close: 0; AST Currently In Use: 0; AST Temp Closed: 0 | 0 | 0 | 1 | 14676-015-001841 | STEPHEN B COLEMAN JR
30355 | Permanently Closed | 1982-09-01 | 1964-01-01 | 1988-12-15 | Petroleum | Unleaded gasoline | Unleaded gasoline | [7 empty] | 1901-01-01 | [15 empty] | UST Currently In Use: 0; UST Temp Close: 0; AST Currently In Use: 0; AST Temp Closed: 0 | 0 | 0 | 2 | 14677-045-000528 | STEPHEN DROWN
30356 | Permanently Closed | 1982-09-01 | 1964-01-01 | 1988-12-15 | Petroleum | Unleaded gasoline | Unleaded gasoline | [7 empty] | 1901-01-01 | [15 empty] | UST Currently In Use: 0; UST Temp Close: 0; AST Currently In Use: 0; AST Temp Closed: 0 | 0 | 0 | 2 | 14677-045-000528 | STEPHEN DROWN
30357 | Retired | 1988-12-22 | 1964-01-01 |  | Petroleum | Unleaded gasoline | Unleaded gasoline |  | Steel | Steel |  | Painted or None | Steel |  | 1901-01-01 | [15 empty] | UST Currently In Use: 0; UST Temp Close: 0; AST Currently In Use: 0; AST Temp Closed: 0 | 0 | 0 | 0 | 14678-111-003339 | STEPHEN M JOHNSON
30358 | Retired | 1988-12-22 | 1964-01-01 |  | Petroleum | Unleaded gasoline | Unleaded gasoline |  | Steel | Steel |  | Painted or None | Steel |  | 1901-01-01 | [15 empty] | UST Currently In Use: 0; UST Temp Close: 0; AST Currently In Use: 0; AST Temp Closed: 0 | 0 | 0 | 0 | 14678-111-003339 | STEPHEN M JOHNSON
30359 | Retired | 1988-12-22 | 1901-01-01 |  | Petroleum | Other, OTHER | Other | [7 empty] | 1901-01-01 | [15 empty] | UST Currently In Use: 0; UST Temp Close: 0; AST Currently In Use: 0; AST Temp Closed: 0 | 0 | 0 | 0 | 14679-097-010006 | STEPHEN MARTIN WERNETH SR
30360 | Permanently Closed | 1970-06-01 | 1964-01-01 | 1988-06-01 | Petroleum | Unleaded gasoline | Unleaded gasoline |  | Steel | Steel |  | Painted or None | Other, N/A |  | 1901-01-01 | [15 empty] | UST Currently In Use: 0; UST Temp Close: 0; AST Currently In Use: 0; AST Temp Closed: 0 | 0 | 0 | 2 | 14680-073-008361 | STEPHENS GRAPHICS/OXMOOR
30361 | Permanently Closed | 1982-06-01 | 1964-01-01 | 1988-06-01 | Petroleum | On road diesel | On road diesel |  | Steel | Steel |  | Painted or None | Steel |  | 1901-01-01 | [15 empty] | UST Currently In Use: 0; UST Temp Close: 0; AST Currently In Use: 0; AST Temp Closed: 0 | 0 | 0 | 2 | 14680-073-008361 | STEPHENS GRAPHICS/OXMOOR
30362 | Temporary Closed | 2018-08-31 | 1970-01-01 |  | Petroleum | Premium gasoline | Premium gasoline | Retail | Steel | Steel | Field installed cathodic protection, Interior lined (not allowed as a standalone method of corrosion protection) |  | Steel |  |  | Field installed cathodic protection | Catchment Basin, Single walled catchment basin | Automatic shutoff device At 95% full | Automatic shutoff device At 95% full |  |  | Statistical Inventory Reconciliation (SIR) |  | Automatic flow restrictor (MLLD) | Automatic flow restrictor (MLLD) |  |  | Statistical inventory reconciliation (SIR) | Statistical inventory reconciliation (SIR) |  | UST Currently In Use: 0; UST Temp Close: 3; AST Currently In Use: 0; AST Temp Closed: 0 | 0 | 3 | 0 | 14681-001-010545 | STERLING OIL COMPANY, INC.
30363 | Temporary Closed | 2018-08-31 | 1970-01-01 |  | Petroleum | Unleaded gasoline | Unleaded gasoline | Retail | Steel | Steel | Field installed cathodic protection, Interior lined (not allowed as a standalone method of corrosion protection) |  | Steel |  |  | Field installed cathodic protection | Catchment Basin, Single walled catchment basin | Automatic shutoff device At 95% full | Automatic shutoff device At 95% full |  |  | Statistical Inventory Reconciliation (SIR) |  | Automatic flow restrictor (MLLD) | Automatic flow restrictor (MLLD) |  |  | Statistical inventory reconciliation (SIR) | Statistical inventory reconciliation (SIR) |  | UST Currently In Use: 0; UST Temp Close: 3; AST Currently In Use: 0; AST Temp Closed: 0 | 0 | 3 | 0 | 14681-001-010545 | STERLING OIL COMPANY, INC.
30364 | Temporary Closed | 2018-08-31 | 1982-01-01 |  | Petroleum | Mid-grade gasoline | Mid-grade gasoline | Retail | Steel | Steel | Coated & cathodic protection (sti-P3), Field installed cathodic protection |  | Fiberglass reinforced plastic |  |  |  | Catchment Basin, Single walled catchment basin | Automatic shutoff device At 95% full | Automatic shutoff device At 95% full |  |  | Statistical Inventory Reconciliation (SIR) |  | Automatic flow restrictor (MLLD) | Automatic flow restrictor (MLLD) |  |  | Statistical inventory reconciliation (SIR) | Statistical inventory reconciliation (SIR) |  | UST Currently In Use: 0; UST Temp Close: 3; AST Currently In Use: 0; AST Temp Closed: 0 | 0 | 3 | 0 | 14681-001-010545 | STERLING OIL COMPANY, INC.
30365 | Permanently Closed | 1994-03-28 | 1965-01-01 | 1994-03-28 | Petroleum | Unleaded gasoline | Unleaded gasoline |  | Steel | Steel |  | Painted or None | Steel |  | 1901-01-01 | [6 empty] | Statistical Inventory Reconciliation (SIR) | [5 empty] | Annual line testing | Annual line testing |  | UST Currently In Use: 4; UST Temp Close: 0; AST Currently In Use: 0; AST Temp Closed: 0 | 4 | 0 | 5 | 14681-013-010316 | STERLING OIL COMPANY, INC.
30366 | Permanently Closed | 1994-03-28 | 1965-01-01 | 1994-03-28 | Petroleum | Unleaded gasoline | Unleaded gasoline |  | Steel | Steel |  | Painted or None | Steel |  | 1901-01-01 | [6 empty] | Statistical Inventory Reconciliation (SIR) | [5 empty] | Annual line testing | Annual line testing |  | UST Currently In Use: 4; UST Temp Close: 0; AST Currently In Use: 0; AST Temp Closed: 0 | 4 | 0 | 5 | 14681-013-010316 | STERLING OIL COMPANY, INC.
30367 | Permanently Closed | 1994-03-28 | 1972-01-01 | 1994-03-28 | Petroleum | Unleaded gasoline | Unleaded gasoline |  | Steel | Steel |  | Painted or None | Steel |  | 1901-01-01 | [6 empty] | Statistical Inventory Reconciliation (SIR) | [5 empty] | Annual line testing | Annual line testing |  | UST Currently In Use: 4; UST Temp Close: 0; AST Currently In Use: 0; AST Temp Closed: 0 | 4 | 0 | 5 | 14681-013-010316 | STERLING OIL COMPANY, INC.
30368 | Permanently Closed | 1994-03-28 | 1965-01-01 | 1994-03-28 | Petroleum | Unleaded gasoline | Unleaded gasoline |  | Steel | Steel |  | Painted or None | Steel |  | 1901-01-01 | [6 empty] | Statistical Inventory Reconciliation (SIR) | [5 empty] | Annual line testing | Annual line testing |  | UST Currently In Use: 4; UST Temp Close: 0; AST Currently In Use: 0; AST Temp Closed: 0 | 4 | 0 | 5 | 14681-013-010316 | STERLING OIL COMPANY, INC.
30369 | Permanently Closed | 1994-03-28 | 1972-01-01 | 1994-03-28 | Petroleum | On road diesel | On road diesel |  | Steel | Steel |  | Painted or None | Steel |  | 1901-01-01 | [6 empty] | Statistical Inventory Reconciliation (SIR) | [8 empty] | UST Currently In Use: 4; UST Temp Close: 0; AST Currently In Use: 0; AST Temp Closed: 0 | 4 | 0 | 5 | 14681-013-010316 | STERLING OIL COMPANY, INC.
30370 | Permanently Closed | 1995-09-01 | 1976-01-01 | 1996-05-25 | Petroleum | Unleaded gasoline | Unleaded gasoline |  | Steel | Steel |  | Painted or None | Steel |  | 1901-01-01 | [6 empty] | Statistical Inventory Reconciliation (SIR) | [8 empty] | UST Currently In Use: 0; UST Temp Close: 0; AST Currently In Use: 0; AST Temp Closed: 0 | 0 | 0 | 3 | 14681-013-010541 | STERLING OIL COMPANY, INC.
30371 | Permanently Closed | 1995-09-01 | 1976-01-01 | 1996-05-25 | Petroleum | Unleaded gasoline | Unleaded gasoline |  | Steel | Steel |  | Painted or None | Steel |  | 1901-01-01 | [6 empty] | Statistical Inventory Reconciliation (SIR) | [8 empty] | UST Currently In Use: 0; UST Temp Close: 0; AST Currently In Use: 0; AST Temp Closed: 0 | 0 | 0 | 3 | 14681-013-010541 | STERLING OIL COMPANY, INC.
30372 | Permanently Closed | 1995-09-01 | 1976-01-01 | 1996-05-25 | Petroleum | Unleaded gasoline | Unleaded gasoline |  | Steel | Steel |  | Painted or None | Steel |  | 1901-01-01 | [6 empty] | Statistical Inventory Reconciliation (SIR) | [8 empty] | UST Currently In Use: 0; UST Temp Close: 0; AST Currently In Use: 0; AST Temp Closed: 0 | 0 | 0 | 3 | 14681-013-010541 | STERLING OIL COMPANY, INC.
30373 | Permanently Closed | 1992-11-19 | 1963-01-01 | 1992-11-19 | Petroleum | Unleaded gasoline | Unleaded gasoline |  | Steel | Steel |  | Painted or None | Steel |  | 1901-01-01 | [6 empty] | Statistical Inventory Reconciliation (SIR) | [5 empty] | Annual line testing, Statistical inventory reconciliation (SIR) | Statistical inventory reconciliation (SIR) |  | UST Currently In Use: 3; UST Temp Close: 0; AST Currently In Use: 0; AST Temp Closed: 0 | 3 | 0 | 2 | 14681-013-010543 | STERLING OIL COMPANY, INC.
30374 | Permanently Closed | 1992-11-19 | 1963-01-01 | 1992-11-19 | Petroleum | Unleaded gasoline | Unleaded gasoline |  | Steel | Steel |  | Painted or None | Steel |  | 1901-01-01 | [6 empty] | Statistical Inventory Reconciliation (SIR) | [5 empty] | Annual line testing, Statistical inventory reconciliation (SIR) | Statistical inventory reconciliation (SIR) |  | UST Currently In Use: 3; UST Temp Close: 0; AST Currently In Use: 0; AST Temp Closed: 0 | 3 | 0 | 2 | 14681-013-010543 | STERLING OIL COMPANY, INC.
30375 | Currently in Use |  | 1982-01-01 |  | Petroleum | Unleaded gasoline | Unleaded gasoline | Retail | Steel | Steel | Coated & cathodic protection (sti-P3) |  | Fiberglass reinforced plastic |  |  | Other, FLXS ISOLA | Catchment Basin, Single walled catchment basin | Flow Rest 90% Full | Flow Rest 90% Full |  |  | Statistical Inventory Reconciliation (SIR) |  | Automatic flow restrictor (MLLD), Containment Sump | Containment Sump | Interstitial Monitoring within Secondary Containment |  | Statistical inventory reconciliation (SIR) | Statistical inventory reconciliation (SIR) |  | UST Currently In Use: 3; UST Temp Close: 0; AST Currently In Use: 0; AST Temp Closed: 0 | 3 | 0 | 2 | 14681-013-010543 | STERLING OIL COMPANY, INC.
30376 | Permanently Closed | 1998-12-04 | 1964-01-01 | 1999-05-27 | Petroleum | On road diesel | On road diesel |  | Steel | Steel |  | Painted or None | Steel |  | 1901-01-01 | [15 empty] | UST Currently In Use: 0; UST Temp Close: 0; AST Currently In Use: 0; AST Temp Closed: 0 | 0 | 0 | 1 | 14681-013-010544 | STERLING OIL COMPANY, INC.
30377 | Retired | 1984-06-01 | 1964-01-01 |  | Petroleum | On road diesel | On road diesel |  | Steel | Steel |  | Painted or None | Steel |  | 1901-01-01 | [15 empty] | UST Currently In Use: 0; UST Temp Close: 0; AST Currently In Use: 0; AST Temp Closed: 0 | 0 | 0 | 1 | 14681-013-010544 | STERLING OIL COMPANY, INC.
30378 | Currently in Use |  | 1973-01-01 |  | Petroleum | Unleaded gasoline | Unleaded gasoline |  | Steel | Steel | Field installed cathodic protection, Interior lined (not allowed as a standalone method of corrosion protection) |  | Flexible |  |  |  | Catchment Basin, Single walled catchment basin | Flow Rest 90% Full | Flow Rest 90% Full |  |  | Continuous Automatic Tank Gauge |  | Automatic shutoff device (AELLD), Containment Sump | Containment Sump | Interstitial Monitoring within Secondary Containment |  |  |  |  | UST Currently In Use: 3; UST Temp Close: 0; AST Currently In Use: 0; AST Temp Closed: 0 | 3 | 0 | 0 | 14681-013-010548 | STERLING OIL COMPANY, INC.
30379 | Currently in Use |  | 1973-01-01 |  | Petroleum | Other, CONV | Other |  | Steel | Steel | Field installed cathodic protection, Interior lined (not allowed as a standalone method of corrosion protection) |  | Flexible |  |  |  | Catchment Basin, Single walled catchment basin | Flow Rest 90% Full | Flow Rest 90% Full |  |  | Continuous Automatic Tank Gauge |  | Automatic shutoff device (AELLD), Containment Sump | Containment Sump | Interstitial Monitoring within Secondary Containment |  |  |  |  | UST Currently In Use: 3; UST Temp Close: 0; AST Currently In Use: 0; AST Temp Closed: 0 | 3 | 0 | 0 | 14681-013-010548 | STERLING OIL COMPANY, INC.
30380 | Currently in Use |  | 1989-12-10 |  | Petroleum | Premium gasoline | Premium gasoline |  | Steel | Steel | Field installed cathodic protection |  | Flexible |  |  |  | Catchment Basin, Single walled catchment basin | Flow Rest 90% Full | Flow Rest 90% Full |  |  | Continuous Automatic Tank Gauge |  | Automatic shutoff device (AELLD), Containment Sump | Containment Sump | Interstitial Monitoring within Secondary Containment |  |  |  |  | UST Currently In Use: 3; UST Temp Close: 0; AST Currently In Use: 0; AST Temp Closed: 0 | 3 | 0 | 0 | 14681-013-010548 | STERLING OIL COMPANY, INC.
30381 | Currently in Use |  | 1974-01-01 |  | Petroleum | Unleaded gasoline | Unleaded gasoline |  | Steel | Steel | Field installed cathodic protection, Interior lined (not allowed as a standalone method of corrosion protection) |  | Flexible | APT |  |  | Catchment Basin, Single walled catchment basin | Flow Rest 90% Full | Flow Rest 90% Full |  |  | Continuous Automatic Tank Gauge |  | Automatic shutoff device (AELLD), Containment Sump | Containment Sump | Interstitial Monitoring within Secondary Containment |  |  |  |  | UST Currently In Use: 3; UST Temp Close: 0; AST Currently In Use: 0; AST Temp Closed: 0 | 3 | 0 | 0 | 14681-013-010549 | STERLING OIL COMPANY, INC.
30382 | Currently in Use |  | 1974-01-01 |  | Petroleum | Unleaded gasoline | Unleaded gasoline |  | Steel | Steel | Field installed cathodic protection, Interior lined (not allowed as a standalone method of corrosion protection) |  | Fiberglass reinforced plastic | APT |  |  | Catchment Basin, Single walled catchment basin | Flow Rest 90% Full | Flow Rest 90% Full |  |  | Continuous Automatic Tank Gauge |  | Automatic shutoff device (AELLD), Containment Sump | Containment Sump | Interstitial Monitoring within Secondary Containment |  |  |  |  | UST Currently In Use: 3; UST Temp Close: 0; AST Currently In Use: 0; AST Temp Closed: 0 | 3 | 0 | 0 | 14681-013-010549 | STERLING OIL COMPANY, INC.
30383 | Currently in Use |  | 1974-01-01 |  | Petroleum | Unleaded gasoline | Unleaded gasoline |  | Steel | Steel | Field installed cathodic protection, Interior lined (not allowed as a standalone method of corrosion protection) |  | Fiberglass reinforced plastic | APT |  |  | Catchment Basin, Single walled catchment basin | Flow Rest 90% Full | Flow Rest 90% Full |  |  | Continuous Automatic Tank Gauge |  | Automatic shutoff device (AELLD), Containment Sump | Containment Sump | Interstitial Monitoring within Secondary Containment |  |  |  |  | UST Currently In Use: 3; UST Temp Close: 0; AST Currently In Use: 0; AST Temp Closed: 0 | 3 | 0 | 0 | 14681-013-010549 | STERLING OIL COMPANY, INC.
30384 | Currently in Use | 2020-01-31 | 1980-01-01 |  | Petroleum | On road diesel | On road diesel | Retail | Steel | Steel | Field installed cathodic protection, Interior lined (not allowed as a standalone method of corrosion protection) |  | Fiberglass reinforced plastic |  |  |  | Catchment Basin, Single walled catchment basin | Automatic shutoff device At 95% full | Automatic shutoff device At 95% full |  |  | Statistical Inventory Reconciliation (SIR) |  | Automatic flow restrictor (MLLD) | Automatic flow restrictor (MLLD) |  |  | Annual line testing, Statistical inventory reconciliation (SIR) | Statistical inventory reconciliation (SIR) |  | UST Currently In Use: 3; UST Temp Close: 0; AST Currently In Use: 0; AST Temp Closed: 0 | 3 | 0 | 2 | 24942-013-010551 | HILLTOP FOOD MART LLC
30385 | Permanently Closed | 1987-07-01 | 1964-01-01 | 1987-07-01 | Petroleum | Unleaded gasoline | Unleaded gasoline |  | Steel | Steel |  | Painted or None | Steel |  | 1901-01-01 | [15 empty] | UST Currently In Use: 3; UST Temp Close: 0; AST Currently In Use: 0; AST Temp Closed: 0 | 3 | 0 | 2 | 24942-013-010551 | HILLTOP FOOD MART LLC
30386 | Permanently Closed | 1982-06-01 | 1964-01-01 | 1987-07-01 | Petroleum | Unleaded gasoline | Unleaded gasoline |  | Steel | Steel |  | Painted or None | Steel |  | 1901-01-01 | [15 empty] | UST Currently In Use: 3; UST Temp Close: 0; AST Currently In Use: 0; AST Temp Closed: 0 | 3 | 0 | 2 | 24942-013-010551 | HILLTOP FOOD MART LLC
30387 | Currently in Use |  | 1983-01-01 |  | Petroleum | Unleaded gasoline | Unleaded gasoline | Retail | Steel | Steel | Coated & cathodic protection (sti-P3), Field installed cathodic protection |  | Fiberglass reinforced plastic |  |  |  | Catchment Basin, Single walled catchment basin | Automatic shutoff device At 95% full | Automatic shutoff device At 95% full |  |  | Statistical Inventory Reconciliation (SIR) |  | Automatic flow restrictor (MLLD) | Automatic flow restrictor (MLLD) |  |  | Statistical inventory reconciliation (SIR) | Statistical inventory reconciliation (SIR) |  | UST Currently In Use: 3; UST Temp Close: 0; AST Currently In Use: 0; AST Temp Closed: 0 | 3 | 0 | 2 | 24942-013-010551 | HILLTOP FOOD MART LLC
30388 | Currently in Use | 2020-01-31 | 1983-01-01 |  | Petroleum | Premium gasoline | Premium gasoline | Retail | Steel | Steel | Coated & cathodic protection (sti-P3), Field installed cathodic protection |  | Fiberglass reinforced plastic |  |  |  | Catchment Basin, Single walled catchment basin | Automatic shutoff device At 95% full | Automatic shutoff device At 95% full |  |  | Statistical Inventory Reconciliation (SIR) |  | Automatic flow restrictor (MLLD) | Automatic flow restrictor (MLLD) |  |  | Statistical inventory reconciliation (SIR) | Statistical inventory reconciliation (SIR) |  | UST Currently In Use: 3; UST Temp Close: 0; AST Currently In Use: 0; AST Temp Closed: 0 | 3 | 0 | 2 | 24942-013-010551 | HILLTOP FOOD MART LLC
30389 | Permanently Closed | 2003-06-16 | 1975-01-01 | 2004-07-09 | Petroleum | Unleaded gasoline | Unleaded gasoline | Retail | Steel | Steel | Field installed cathodic protection, Interior lined (not allowed as a standalone method of corrosion protection), LINING |  | Steel |  | 1901-01-01 | Field installed cathodic protection | Catchment Basin, Single walled catchment basin | Automatic shutoff device At 95% full | Automatic shutoff device At 95% full |  |  | Statistical Inventory Reconciliation (SIR) | [8 empty] | UST Currently In Use: 0; UST Temp Close: 0; AST Currently In Use: 0; AST Temp Closed: 0 | 0 | 0 | 3 | 14681-013-013633 | STERLING OIL COMPANY, INC.
30390 | Permanently Closed | 2003-06-16 | 1972-01-01 | 2004-07-09 | Petroleum | Unleaded gasoline | Unleaded gasoline | Retail | Steel | Steel | Field installed cathodic protection, Interior lined (not allowed as a standalone method of corrosion protection), LINING |  | Steel |  | 1901-01-01 | Field installed cathodic protection | Catchment Basin, Single walled catchment basin | Automatic shutoff device At 95% full | Automatic shutoff device At 95% full |  |  | Statistical Inventory Reconciliation (SIR) | [8 empty] | UST Currently In Use: 0; UST Temp Close: 0; AST Currently In Use: 0; AST Temp Closed: 0 | 0 | 0 | 3 | 14681-013-013633 | STERLING OIL COMPANY, INC.
30391 | Permanently Closed | 2003-06-16 | 1972-01-01 | 2004-07-09 | Petroleum | Unleaded gasoline | Unleaded gasoline | Retail | Steel | Steel | Field installed cathodic protection, Interior lined (not allowed as a standalone method of corrosion protection), LINING |  | Steel |  | 1901-01-01 | Field installed cathodic protection | Catchment Basin, Single walled catchment basin | Automatic shutoff device At 95% full | Automatic shutoff device At 95% full |  |  | Statistical Inventory Reconciliation (SIR) | [8 empty] | UST Currently In Use: 0; UST Temp Close: 0; AST Currently In Use: 0; AST Temp Closed: 0 | 0 | 0 | 3 | 14681-013-013633 | STERLING OIL COMPANY, INC.
30392 | Permanently Closed | 1995-03-15 | 1968-01-01 | 1995-03-29 | Petroleum | Unleaded gasoline | Unleaded gasoline |  | Steel | Steel | Interior lined (not allowed as a standalone method of corrosion protection) | Painted or None | Steel |  | 1901-01-01 | [6 empty] | Statistical Inventory Reconciliation (SIR) | [8 empty] | UST Currently In Use: 3; UST Temp Close: 0; AST Currently In Use: 0; AST Temp Closed: 0 | 3 | 0 | 7 | 14681-013-013634 | STERLING OIL COMPANY, INC.
30393 | Permanently Closed | 1995-03-15 | 1972-01-01 | 1995-03-29 | Petroleum | Unleaded gasoline | Unleaded gasoline |  | Steel | Steel | Interior lined (not allowed as a standalone method of corrosion protection) | Painted or None | Steel |  | 1901-01-01 | [6 empty] | Statistical Inventory Reconciliation (SIR) | [8 empty] | UST Currently In Use: 3; UST Temp Close: 0; AST Currently In Use: 0; AST Temp Closed: 0 | 3 | 0 | 7 | 14681-013-013634 | STERLING OIL COMPANY, INC.
30394 | Permanently Closed | 1995-03-15 | 1968-01-01 | 1995-03-29 | Petroleum | Unleaded gasoline | Unleaded gasoline |  | Steel | Steel | Interior lined (not allowed as a standalone method of corrosion protection) | Painted or None | Steel |  | 1901-01-01 | [6 empty] | Statistical Inventory Reconciliation (SIR) | [8 empty] | UST Currently In Use: 3; UST Temp Close: 0; AST Currently In Use: 0; AST Temp Closed: 0 | 3 | 0 | 7 | 14681-013-013634 | STERLING OIL COMPANY, INC.
30395 | Permanently Closed | 1996-02-01 | 1968-01-01 | 1996-03-13 | Petroleum | On road diesel | On road diesel |  | Steel | Steel | Interior lined (not allowed as a standalone method of corrosion protection) | Painted or None | Steel |  | 1901-01-01 | [6 empty] | Statistical Inventory Reconciliation (SIR) | [8 empty] | UST Currently In Use: 3; UST Temp Close: 0; AST Currently In Use: 0; AST Temp Closed: 0 | 3 | 0 | 7 | 14681-013-013634 | STERLING OIL COMPANY, INC.
30396 | Permanently Closed | 1996-02-01 | 1968-01-01 | 1996-03-13 | Petroleum | On road diesel | On road diesel |  | Steel | Steel | Interior lined (not allowed as a standalone method of corrosion protection) | Painted or None | Steel |  | 1901-01-01 | [6 empty] | Statistical Inventory Reconciliation (SIR) | [8 empty] | UST Currently In Use: 3; UST Temp Close: 0; AST Currently In Use: 0; AST Temp Closed: 0 | 3 | 0 | 7 | 14681-013-013634 | STERLING OIL COMPANY, INC.
30397 | Permanently Closed | 1996-02-01 | 1972-01-01 | 1996-03-13 | Petroleum | On road diesel | On road diesel |  | Steel | Steel | Interior lined (not allowed as a standalone method of corrosion protection) | Painted or None | Steel |  | 1901-01-01 | [6 empty] | Statistical Inventory Reconciliation (SIR) | [8 empty] | UST Currently In Use: 3; UST Temp Close: 0; AST Currently In Use: 0; AST Temp Closed: 0 | 3 | 0 | 7 | 14681-013-013634 | STERLING OIL COMPANY, INC.
30398 | Permanently Closed | 1996-02-01 | 1968-01-01 | 1996-03-13 | Petroleum | On road diesel | On road diesel |  | Steel | Steel | Interior lined (not allowed as a standalone method of corrosion protection) | Painted or None | Steel |  | 1901-01-01 | [6 empty] | Statistical Inventory Reconciliation (SIR) | [8 empty] | UST Currently In Use: 3; UST Temp Close: 0; AST Currently In Use: 0; AST Temp Closed: 0 | 3 | 0 | 7 | 14681-013-013634 | STERLING OIL COMPANY, INC.
30399 | Currently in Use |  | 1980-01-01 |  | Petroleum | Mid-grade gasoline | Mid-grade gasoline | Retail | Steel | Steel | Field installed cathodic protection |  | Steel |  | 1901-01-01 | Field installed cathodic protection | Catchment Basin, Single walled catchment basin | Automatic shutoff device At 95% full | Automatic shutoff device At 95% full |  |  | Statistical Inventory Reconciliation (SIR) |  | Automatic flow restrictor (MLLD) | Automatic flow restrictor (MLLD) |  |  | Statistical inventory reconciliation (SIR) | Statistical inventory reconciliation (SIR) |  | UST Currently In Use: 4; UST Temp Close: 0; AST Currently In Use: 0; AST Temp Closed: 0 | 4 | 0 | 1 | 14681-035-010546 | STERLING OIL COMPANY, INC.
30400 | Currently in Use |  | 1980-01-01 |  | Petroleum | Premium gasoline | Premium gasoline | Retail | Steel | Steel | Field installed cathodic protection |  | Steel |  | 1901-01-01 | Field installed cathodic protection | Catchment Basin, Single walled catchment basin | Automatic shutoff device At 95% full | Automatic shutoff device At 95% full |  |  | Statistical Inventory Reconciliation (SIR) |  | Automatic flow restrictor (MLLD) | Automatic flow restrictor (MLLD) |  |  | Statistical inventory reconciliation (SIR) | Statistical inventory reconciliation (SIR) |  | UST Currently In Use: 4; UST Temp Close: 0; AST Currently In Use: 0; AST Temp Closed: 0 | 4 | 0 | 1 | 14681-035-010546 | STERLING OIL COMPANY, INC.
30401 | Permanently Closed | 1991-01-01 | 1991-01-01 | 1991-01-01 | Petroleum | Unleaded gasoline | Unleaded gasoline | Retail | Steel | Steel |  |  | Steel |  | 1901-01-01 | Field installed cathodic protection | Catchment Basin, Single walled catchment basin | Automatic shutoff device At 95% full | Automatic shutoff device At 95% full |  |  | Statistical Inventory Reconciliation (SIR) | [5 empty] | Statistical inventory reconciliation (SIR) | Statistical inventory reconciliation (SIR) |  | UST Currently In Use: 4; UST Temp Close: 0; AST Currently In Use: 0; AST Temp Closed: 0 | 4 | 0 | 1 | 14681-035-010546 | STERLING OIL COMPANY, INC.
30402 | Permanently Closed | 2007-09-01 | 1983-01-01 | 2007-12-19 | Petroleum | Unleaded gasoline | Unleaded gasoline |  | Steel | Steel | Coated & cathodic protection (sti-P3) |  | Fiberglass reinforced plastic |  | 1901-01-01 |  | Catchment Basin, Single walled catchment basin | Automatic shutoff device At 95% full | Automatic shutoff device At 95% full |  |  | Statistical Inventory Reconciliation (SIR) | [5 empty] | Statistical inventory reconciliation (SIR) | Statistical inventory reconciliation (SIR) |  | UST Currently In Use: 0; UST Temp Close: 0; AST Currently In Use: 0; AST Temp Closed: 0 | 0 | 0 | 5 | 14681-041-010537 | STERLING OIL COMPANY, INC.
30403 | Permanently Closed | 2007-09-01 | 1983-01-01 | 2007-12-19 | Petroleum | Unleaded gasoline | Unleaded gasoline |  | Steel | Steel | Coated & cathodic protection (sti-P3) |  | Fiberglass reinforced plastic |  | 1901-01-01 |  | Catchment Basin, Single walled catchment basin | Automatic shutoff device At 95% full | Automatic shutoff device At 95% full |  |  | Statistical Inventory Reconciliation (SIR) | [5 empty] | Statistical inventory reconciliation (SIR) | Statistical inventory reconciliation (SIR) |  | UST Currently In Use: 0; UST Temp Close: 0; AST Currently In Use: 0; AST Temp Closed: 0 | 0 | 0 | 5 | 14681-041-010537 | STERLING OIL COMPANY, INC.
30404 | Permanently Closed | 2007-09-01 | 1983-01-01 | 2007-12-19 | Petroleum | Unleaded gasoline | Unleaded gasoline |  | Steel | Steel | Coated & cathodic protection (sti-P3) |  | Fiberglass reinforced plastic |  | 1901-01-01 |  | Catchment Basin, Single walled catchment basin | Automatic shutoff device At 95% full | Automatic shutoff device At 95% full |  |  | Statistical Inventory Reconciliation (SIR) | [5 empty] | Statistical inventory reconciliation (SIR) | Statistical inventory reconciliation (SIR) |  | UST Currently In Use: 0; UST Temp Close: 0; AST Currently In Use: 0; AST Temp Closed: 0 | 0 | 0 | 5 | 14681-041-010537 | STERLING OIL COMPANY, INC.
30405 | Permanently Closed | 2007-09-01 | 1983-01-01 | 2007-12-19 | Petroleum | On road diesel | On road diesel |  | Steel | Steel | Coated & cathodic protection (sti-P3) |  | Fiberglass reinforced plastic |  | 1901-01-01 |  | Catchment Basin, Single walled catchment basin | Automatic shutoff device At 95% full | Automatic shutoff device At 95% full |  |  | Statistical Inventory Reconciliation (SIR) | [5 empty] | Statistical inventory reconciliation (SIR) | Statistical inventory reconciliation (SIR) |  | UST Currently In Use: 0; UST Temp Close: 0; AST Currently In Use: 0; AST Temp Closed: 0 | 0 | 0 | 5 | 14681-041-010537 | STERLING OIL COMPANY, INC.
30406 | Permanently Closed | 2007-09-01 | 1983-01-01 | 2007-12-19 | Petroleum | Kerosene | Kerosene |  | Steel | Steel | Coated & cathodic protection (sti-P3) |  | Fiberglass reinforced plastic |  | 1901-01-01 |  | Catchment Basin, Single walled catchment basin |  |  |  |  | Statistical Inventory Reconciliation (SIR) | [8 empty] | UST Currently In Use: 0; UST Temp Close: 0; AST Currently In Use: 0; AST Temp Closed: 0 | 0 | 0 | 5 | 14681-041-010537 | STERLING OIL COMPANY, INC.
30407 | Temporary Closed | 1994-04-01 | 1986-01-01 |  | Petroleum | Unleaded gasoline | Unleaded gasoline |  | Steel | Steel | Coated & cathodic protection (sti-P3) |  | Fiberglass reinforced plastic | [8 empty] | Statistical Inventory Reconciliation (SIR) | [8 empty] | UST Currently In Use: 0; UST Temp Close: 3; AST Currently In Use: 0; AST Temp Closed: 0 | 0 | 3 | 0 | 14681-051-011923 | STERLING OIL COMPANY, INC.
30408 | Temporary Closed | 1994-04-01 | 1986-01-01 |  | Petroleum | Unleaded gasoline | Unleaded gasoline |  | Steel | Steel | Coated & cathodic protection (sti-P3) |  | Fiberglass reinforced plastic | [8 empty] | Statistical Inventory Reconciliation (SIR) | [8 empty] | UST Currently In Use: 0; UST Temp Close: 3; AST Currently In Use: 0; AST Temp Closed: 0 | 0 | 3 | 0 | 14681-051-011923 | STERLING OIL COMPANY, INC.
30409 | Temporary Closed | 1994-04-01 | 1986-01-01 |  | Petroleum | Unleaded gasoline | Unleaded gasoline |  | Steel | Steel | Coated & cathodic protection (sti-P3) |  | Fiberglass reinforced plastic | [8 empty] | Statistical Inventory Reconciliation (SIR) | [8 empty] | UST Currently In Use: 0; UST Temp Close: 3; AST Currently In Use: 0; AST Temp Closed: 0 | 0 | 3 | 0 | 14681-051-011923 | STERLING OIL COMPANY, INC.
30410 | Permanently Closed | 1990-03-01 | 1989-11-20 | 1990-03-01 | Petroleum | Unleaded gasoline | Unleaded gasoline |  | Fiberglass reinforced plastic | Fiberglass reinforced plastic |  |  | Fiberglass reinforced plastic |  | 1901-01-01 | [15 empty] | UST Currently In Use: 0; UST Temp Close: 0; AST Currently In Use: 0; AST Temp Closed: 0 | 0 | 0 | 3 | 14681-051-014418 | STERLING OIL COMPANY, INC.
30411 | Permanently Closed | 1990-03-01 | 1989-11-20 | 1990-03-01 | Petroleum | Unleaded gasoline | Unleaded gasoline |  | Fiberglass reinforced plastic | Fiberglass reinforced plastic |  |  | Fiberglass reinforced plastic |  | 1901-01-01 | [15 empty] | UST Currently In Use: 0; UST Temp Close: 0; AST Currently In Use: 0; AST Temp Closed: 0 | 0 | 0 | 3 | 14681-051-014418 | STERLING OIL COMPANY, INC.
30412 | Permanently Closed | 1990-03-01 | 1989-11-20 | 1990-03-01 | Petroleum | Unleaded gasoline | Unleaded gasoline |  | Fiberglass reinforced plastic | Fiberglass reinforced plastic |  |  | Fiberglass reinforced plastic |  | 1901-01-01 | [15 empty] | UST Currently In Use: 0; UST Temp Close: 0; AST Currently In Use: 0; AST Temp Closed: 0 | 0 | 0 | 3 | 14681-051-014418 | STERLING OIL COMPANY, INC.
30413 | Permanently Closed | 1988-05-01 | 1971-01-01 | 1988-05-01 | Petroleum | Unleaded gasoline | Unleaded gasoline |  | Steel | Steel |  | Painted or None | Steel |  | 1901-01-01 | [15 empty] | UST Currently In Use: 3; UST Temp Close: 0; AST Currently In Use: 0; AST Temp Closed: 0 | 3 | 0 | 4 | 24950-085-010538 | MOUNTAIN EXPRESS OIL CO. S.E.
30414 | Permanently Closed | 2002-08-21 | 1971-01-01 | 2002-08-21 | Petroleum | Unleaded gasoline | Unleaded gasoline |  | Steel | Steel | Field installed cathodic protection, Interior lined (not allowed as a standalone method of corrosion protection), LINING |  | Steel |  | 1901-01-01 | Field installed cathodic protection | Catchment Basin, Single walled catchment basin | Automatic shutoff device At 95% full | Automatic shutoff device At 95% full |  |  | Statistical Inventory Reconciliation (SIR) | [8 empty] | UST Currently In Use: 3; UST Temp Close: 0; AST Currently In Use: 0; AST Temp Closed: 0 | 3 | 0 | 4 | 24950-085-010538 | MOUNTAIN EXPRESS OIL CO. S.E.
30415 | Permanently Closed | 2002-08-21 | 1971-01-01 | 2002-08-21 | Petroleum | Unleaded gasoline | Unleaded gasoline |  | Steel | Steel | Field installed cathodic protection, Interior lined (not allowed as a standalone method of corrosion protection), LINING |  | Steel |  | 1901-01-01 | Field installed cathodic protection | Catchment Basin, Single walled catchment basin | Automatic shutoff device At 95% full | Automatic shutoff device At 95% full |  |  | Statistical Inventory Reconciliation (SIR) | [8 empty] | UST Currently In Use: 3; UST Temp Close: 0; AST Currently In Use: 0; AST Temp Closed: 0 | 3 | 0 | 4 | 24950-085-010538 | MOUNTAIN EXPRESS OIL CO. S.E.
30416 | Permanently Closed | 2002-08-21 | 1986-01-01 | 2002-08-21 | Petroleum | Unleaded gasoline | Unleaded gasoline |  | Steel | Steel | Coated & cathodic protection (sti-P3), Field installed cathodic protection |  | Steel |  | 1901-01-01 | Field installed cathodic protection | Catchment Basin, Single walled catchment basin | Automatic shutoff device At 95% full | Automatic shutoff device At 95% full |  |  | Statistical Inventory Reconciliation (SIR) | [5 empty] | Statistical inventory reconciliation (SIR) | Statistical inventory reconciliation (SIR) |  | UST Currently In Use: 3; UST Temp Close: 0; AST Currently In Use: 0; AST Temp Closed: 0 | 3 | 0 | 4 | 24950-085-010538 | MOUNTAIN EXPRESS OIL CO. S.E.
30417 | Temporary Closed | 2003-02-01 | 1985-04-01 |  | Petroleum | Premium gasoline | Premium gasoline | Retail | Steel | Steel | Field installed cathodic protection, Interior lined (not allowed as a standalone method of corrosion protection) |  | Fiberglass reinforced plastic |  |  |  | Catchment Basin, Single walled catchment basin | Automatic shutoff device At 95% full | Automatic shutoff device At 95% full |  |  | Statistical Inventory Reconciliation (SIR) | [8 empty] | UST Currently In Use: 2; UST Temp Close: 2; AST Currently In Use: 0; AST Temp Closed: 0 | 2 | 2 | 3 | 14681-085-010552 | STERLING OIL COMPANY, INC.
30418 | Currently in Use |  | 1985-04-01 |  | Petroleum | Mid-grade gasoline | Mid-grade gasoline | Retail | Steel | Steel | Field installed cathodic protection, Interior lined (not allowed as a standalone method of corrosion protection) |  | Fiberglass reinforced plastic |  |  |  | Catchment Basin, Single walled catchment basin | Automatic shutoff device At 95% full | Automatic shutoff device At 95% full |  |  | Statistical Inventory Reconciliation (SIR) | [8 empty] | UST Currently In Use: 2; UST Temp Close: 2; AST Currently In Use: 0; AST Temp Closed: 0 | 2 | 2 | 3 | 14681-085-010552 | STERLING OIL COMPANY, INC.
30419 | Currently in Use |  | 1986-03-01 |  | Petroleum | Unleaded gasoline | Unleaded gasoline | Retail | Steel | Steel | Coated & cathodic protection (sti-P3), Field installed cathodic protection |  | Fiberglass reinforced plastic |  |  |  | Catchment Basin, Single walled catchment basin | Automatic shutoff device At 95% full | Automatic shutoff device At 95% full |  |  | Statistical Inventory Reconciliation (SIR) | [8 empty] | UST Currently In Use: 2; UST Temp Close: 2; AST Currently In Use: 0; AST Temp Closed: 0 | 2 | 2 | 3 | 14681-085-010552 | STERLING OIL COMPANY, INC.
30420 | Temporary Closed | 2018-03-15 | 1984-03-01 |  | Petroleum | On road diesel | On road diesel | Retail | Steel | Steel | Field installed cathodic protection, Interior lined (not allowed as a standalone method of corrosion protection) |  | Fiberglass reinforced plastic |  |  |  | Catchment Basin, Single walled catchment basin | Automatic shutoff device At 95% full | Automatic shutoff device At 95% full |  |  | Statistical Inventory Reconciliation (SIR) | [8 empty] | UST Currently In Use: 2; UST Temp Close: 2; AST Currently In Use: 0; AST Temp Closed: 0 | 2 | 2 | 3 | 14681-085-010552 | STERLING OIL COMPANY, INC.
30421 | Permanently Closed | 1984-03-01 | 1968-01-01 |  | Petroleum | On road diesel | On road diesel |  | Steel | Steel |  | Painted or None | Steel |  | 1901-01-01 | [15 empty] | UST Currently In Use: 2; UST Temp Close: 2; AST Currently In Use: 0; AST Temp Closed: 0 | 2 | 2 | 3 | 14681-085-010552 | STERLING OIL COMPANY, INC.
30422 | Permanently Closed | 1984-03-01 | 1968-01-01 |  | Petroleum | On road diesel | On road diesel |  | Steel | Steel |  | Painted or None | Steel |  | 1901-01-01 | [15 empty] | UST Currently In Use: 2; UST Temp Close: 2; AST Currently In Use: 0; AST Temp Closed: 0 | 2 | 2 | 3 | 14681-085-010552 | STERLING OIL COMPANY, INC.
30423 | Retired | 1985-08-01 | 1968-01-01 |  | Petroleum | Unleaded gasoline | Unleaded gasoline |  | Steel | Steel |  | Painted or None | Steel |  | 1901-01-01 | [15 empty] | UST Currently In Use: 2; UST Temp Close: 2; AST Currently In Use: 0; AST Temp Closed: 0 | 2 | 2 | 3 | 14681-085-010552 | STERLING OIL COMPANY, INC.
30424 | Retired | 1985-08-01 | 1968-01-01 |  | Petroleum | Unleaded gasoline | Unleaded gasoline |  | Steel | Steel |  | Painted or None | Steel |  | 1901-01-01 | [15 empty] | UST Currently In Use: 2; UST Temp Close: 2; AST Currently In Use: 0; AST Temp Closed: 0 | 2 | 2 | 3 | 14681-085-010552 | STERLING OIL COMPANY, INC.
30425 | Permanently Closed | 1986-03-01 | 1968-01-01 |  | Petroleum | Unleaded gasoline | Unleaded gasoline |  | Steel | Steel |  | Painted or None | Steel |  | 1901-01-01 | [15 empty] | UST Currently In Use: 2; UST Temp Close: 2; AST Currently In Use: 0; AST Temp Closed: 0 | 2 | 2 | 3 | 14681-085-010552 | STERLING OIL COMPANY, INC.
30426 | Currently in Use |  | 1976-01-01 |  | Petroleum | Unleaded gasoline | Unleaded gasoline |  | Steel | Steel | Field installed cathodic protection, Interior lined (not allowed as a standalone method of corrosion protection), LINING |  | Flexible, ENVIROFLEX |  |  |  | Catchment Basin, Single walled catchment basin | Automatic shutoff device At 95% full, Flow Rest 90% Full | Flow Rest 90% Full |  |  | Automatic Tank Gauge |  | Automatic shutoff device (AELLD), Containment Sump | Containment Sump | Interstitial Monitoring within Secondary Containment |  |  |  |  | UST Currently In Use: 2; UST Temp Close: 1; AST Currently In Use: 0; AST Temp Closed: 0 | 2 | 1 | 0 | 14681-085-013635 | STERLING OIL COMPANY, INC.
30427 | Temporary Closed | 2016-04-01 | 1976-01-01 |  | Petroleum | Unleaded gasoline | Unleaded gasoline |  | Steel | Steel | Field installed cathodic protection, Interior lined (not allowed as a standalone method of corrosion protection), LINING |  | Flexible, ENVIROFLEX |  |  |  | Catchment Basin, Single walled catchment basin | Automatic shutoff device At 95% full, Flow Rest 90% Full | Flow Rest 90% Full |  |  | Automatic Tank Gauge |  | Automatic shutoff device (AELLD), Containment Sump | Containment Sump | [5 empty] | UST Currently In Use: 2; UST Temp Close: 1; AST Currently In Use: 0; AST Temp Closed: 0 | 2 | 1 | 0 | 14681-085-013635 | STERLING OIL COMPANY, INC.
30428 | Currently in Use |  | 1976-01-01 |  | Petroleum | Premium gasoline | Premium gasoline |  | Steel | Steel | Field installed cathodic protection, Interior lined (not allowed as a standalone method of corrosion protection), LINING |  | Flexible, ENVIROFLEX |  |  |  | Catchment Basin, Single walled catchment basin | Automatic shutoff device At 95% full, Flow Rest 90% Full | Flow Rest 90% Full |  |  | Automatic Tank Gauge |  | Automatic shutoff device (AELLD), Containment Sump | Containment Sump | Interstitial Monitoring within Secondary Containment |  |  |  |  | UST Currently In Use: 2; UST Temp Close: 1; AST Currently In Use: 0; AST Temp Closed: 0 | 2 | 1 | 0 | 14681-085-013635 | STERLING OIL COMPANY, INC.
30429 | Permanently Closed | 1988-08-08 | 1988-01-01 | 2000-03-01 | Petroleum | On road diesel | On road diesel |  | Steel | Steel | Coated & cathodic protection (sti-P3) |  | Steel |  | 1901-01-01 | [15 empty] | UST Currently In Use: 0; UST Temp Close: 0; AST Currently In Use: 0; AST Temp Closed: 0 | 0 | 0 | 4 | 15435-091-013112 | GAINES B. SLADE
30430 | Currently in Use | 2018-05-01 | 1973-01-01 |  | Petroleum | Unleaded gasoline | Unleaded gasoline | Retail | Steel | Steel | Field installed cathodic protection, Interior lined (not allowed as a standalone method of corrosion protection) |  | Fiberglass reinforced plastic |  |  |  | Catchment Basin, Single walled catchment basin | Automatic shutoff device At 95% full | Automatic shutoff device At 95% full |  |  | Statistical Inventory Reconciliation (SIR) |  | Automatic flow restrictor (MLLD) | Automatic flow restrictor (MLLD) |  |  | Annual line testing, Statistical inventory reconciliation (SIR) | Statistical inventory reconciliation (SIR) |  | UST Currently In Use: 4; UST Temp Close: 1; AST Currently In Use: 1; AST Temp Closed: 0 | 4 | 1 | 0 | 14681-101-010556 | STERLING OIL COMPANY, INC.
30431 | Currently in Use |  | 1973-01-01 |  | Petroleum | Unleaded gasoline | Unleaded gasoline | Retail | Steel | Steel | Field installed cathodic protection, Interior lined (not allowed as a standalone method of corrosion protection) |  | Fiberglass reinforced plastic |  |  |  | Catchment Basin, Single walled catchment basin | Automatic shutoff device At 95% full | Automatic shutoff device At 95% full |  |  | Statistical Inventory Reconciliation (SIR) |  | Automatic flow restrictor (MLLD) | Automatic flow restrictor (MLLD) |  |  | Annual line testing, Statistical inventory reconciliation (SIR) | Statistical inventory reconciliation (SIR) |  | UST Currently In Use: 4; UST Temp Close: 1; AST Currently In Use: 1; AST Temp Closed: 0 | 4 | 1 | 0 | 14681-101-010556 | STERLING OIL COMPANY, INC.
30432 | Temporary Closed | 2000-03-23 | 1988-01-01 |  | Petroleum | Kerosene | Kerosene | Retail | Steel | Steel | Coated & cathodic protection (sti-P3) |  | Fiberglass reinforced plastic |  |  |  | Catchment Basin, Single walled catchment basin | Flow Rest 90% Full | Flow Rest 90% Full |  |  | Statistical Inventory Reconciliation (SIR) | [8 empty] | UST Currently In Use: 4; UST Temp Close: 1; AST Currently In Use: 1; AST Temp Closed: 0 | 4 | 1 | 0 | 14681-101-010556 | STERLING OIL COMPANY, INC.
30433 | Currently in Use |  | 1982-01-01 |  | Petroleum | Unleaded gasoline | Unleaded gasoline | Retail | Steel | Steel | Coated & cathodic protection (sti-P3), Field installed cathodic protection |  | Fiberglass reinforced plastic |  |  |  | Catchment Basin, Single walled catchment basin | Automatic shutoff device At 95% full | Automatic shutoff device At 95% full |  |  | Statistical Inventory Reconciliation (SIR) |  | Automatic flow restrictor (MLLD) | Automatic flow restrictor (MLLD) |  |  | Annual line testing, Statistical inventory reconciliation (SIR) | Statistical inventory reconciliation (SIR) |  | UST Currently In Use: 4; UST Temp Close: 1; AST Currently In Use: 1; AST Temp Closed: 0 | 4 | 1 | 0 | 14681-101-010556 | STERLING OIL COMPANY, INC.
30434 | Currently in Use |  | 1982-01-01 |  | Petroleum | On road diesel | On road diesel | Retail | Steel | Steel | Coated & cathodic protection (sti-P3), Field installed cathodic protection |  | Fiberglass reinforced plastic |  |  |  | Catchment Basin, Single walled catchment basin | Automatic shutoff device At 95% full | Automatic shutoff device At 95% full |  |  | Statistical Inventory Reconciliation (SIR) | [8 empty] | UST Currently In Use: 4; UST Temp Close: 1; AST Currently In Use: 1; AST Temp Closed: 0 | 4 | 1 | 0 | 14681-101-010556 | STERLING OIL COMPANY, INC.
30435 | Currently in Use |  | 1979-01-01 |  | Petroleum | Unleaded gasoline | Unleaded gasoline | Retail | Steel | Steel | Field installed cathodic protection |  | Steel |  |  | Field installed cathodic protection | Catchment Basin, Single walled catchment basin | Automatic shutoff device At 95% full | Automatic shutoff device At 95% full |  |  | Statistical Inventory Reconciliation (SIR) | [8 empty] | UST Currently In Use: 2; UST Temp Close: 0; AST Currently In Use: 0; AST Temp Closed: 0 | 2 | 0 | 0 | 24044-131-010547 | ROBERT LEON DAVIS
30436 | Currently in Use |  | 1979-01-01 |  | Petroleum | Premium gasoline | Premium gasoline | Retail | Steel | Steel | Field installed cathodic protection |  | Steel |  |  | Field installed cathodic protection | Catchment Basin, Single walled catchment basin | Automatic shutoff device At 95% full | Automatic shutoff device At 95% full |  |  | Statistical Inventory Reconciliation (SIR) | [8 empty] | UST Currently In Use: 2; UST Temp Close: 0; AST Currently In Use: 0; AST Temp Closed: 0 | 2 | 0 | 0 | 24044-131-010547 | ROBERT LEON DAVIS
30437 | Permanently Closed | 1991-09-28 | 1959-01-01 | 1991-09-28 | Petroleum | On road diesel | On road diesel |  | Steel | Steel |  | Painted or None | Steel |  | 1901-01-01 | [15 empty] | UST Currently In Use: 0; UST Temp Close: 0; AST Currently In Use: 0; AST Temp Closed: 0 | 0 | 0 | 3 | 14682-093-000960 | STERLING PATE
30438 | Permanently Closed | 1991-09-28 | 1959-01-01 | 1991-09-28 | Petroleum | Unleaded gasoline | Unleaded gasoline |  | Steel | Steel |  | Painted or None | Steel |  | 1901-01-01 | [15 empty] | UST Currently In Use: 0; UST Temp Close: 0; AST Currently In Use: 0; AST Temp Closed: 0 | 0 | 0 | 3 | 14682-093-000960 | STERLING PATE
30439 | Permanently Closed | 1991-09-28 | 1959-01-01 | 1991-09-28 | Petroleum | Unleaded gasoline | Unleaded gasoline |  | Steel | Steel |  | Painted or None | Steel |  | 1901-01-01 | [15 empty] | UST Currently In Use: 0; UST Temp Close: 0; AST Currently In Use: 0; AST Temp Closed: 0 | 0 | 0 | 3 | 14682-093-000960 | STERLING PATE
30440 | Permanently Closed | 1990-12-01 | 1983-01-01 | 1990-12-01 | Petroleum | Kerosene | Kerosene |  | Steel | Steel |  | Painted or None | Steel |  | 1901-01-01 | [15 empty] | UST Currently In Use: 0; UST Temp Close: 0; AST Currently In Use: 1; AST Temp Closed: 0 | 0 | 0 | 1 | 14683-003-001672 | STEVE & BETTY VASKO ALA AERIAL APP
30441 | Permanently Closed | 1997-07-05 | 1983-01-01 |  | Petroleum | On road diesel | On road diesel | Retail | Steel | Steel |  | Painted or None | Steel |  | 1901-01-01 | [12 empty] | Annual line testing | Annual line testing |  | UST Currently In Use: 0; UST Temp Close: 0; AST Currently In Use: 0; AST Temp Closed: 0 | 0 | 0 | 4 | 14685-045-007799 | STEVE HATCHER
30442 | Permanently Closed | 1992-06-02 | 1973-01-01 | 1992-07-28 | Petroleum | Unleaded gasoline | Unleaded gasoline |  | Steel | Steel |  | Painted or None | Steel |  | 1901-01-01 | [15 empty] | UST Currently In Use: 0; UST Temp Close: 0; AST Currently In Use: 0; AST Temp Closed: 0 | 0 | 0 | 4 | 14685-045-007799 | STEVE HATCHER
30443 | Permanently Closed | 1992-06-02 | 1973-01-01 | 1992-07-28 | Petroleum | Unleaded gasoline | Unleaded gasoline |  | Steel | Steel |  | Painted or None | Steel |  | 1901-01-01 | [15 empty] | UST Currently In Use: 0; UST Temp Close: 0; AST Currently In Use: 0; AST Temp Closed: 0 | 0 | 0 | 4 | 14685-045-007799 | STEVE HATCHER
30444 | Permanently Closed | 1992-06-02 | 1973-01-01 | 1992-07-28 | Petroleum | Unleaded gasoline | Unleaded gasoline |  | Steel | Steel |  | Painted or None | Steel |  | 1901-01-01 | [15 empty] | UST Currently In Use: 0; UST Temp Close: 0; AST Currently In Use: 0; AST Temp Closed: 0 | 0 | 0 | 4 | 14685-045-007799 | STEVE HATCHER
30445 | Permanently Closed | 1998-12-01 | 1978-01-01 | 1999-09-07 | Petroleum | Unleaded gasoline | Unleaded gasoline |  | Steel | Steel |  | Painted or None | Steel |  | 1901-01-01 | [6 empty] | Statistical Inventory Reconciliation (SIR) | [5 empty] | Annual line testing | Annual line testing |  | UST Currently In Use: 0; UST Temp Close: 0; AST Currently In Use: 0; AST Temp Closed: 0 | 0 | 0 | 2 | 14686-111-008414 | STEVE NOLES
30446 | Permanently Closed | 1998-12-01 | 1978-01-01 | 1999-09-07 | Petroleum | Unleaded gasoline | Unleaded gasoline |  | Steel | Steel |  | Painted or None | Steel |  | 1901-01-01 | [6 empty] | Statistical Inventory Reconciliation (SIR) | [5 empty] | Annual line testing | Annual line testing |  | UST Currently In Use: 0; UST Temp Close: 0; AST Currently In Use: 0; AST Temp Closed: 0 | 0 | 0 | 2 | 14686-111-008414 | STEVE NOLES
30447 | Permanently Closed | 1998-12-20 | 1977-01-01 | 1999-12-01 | Petroleum | On road diesel | On road diesel |  | Steel | Steel |  | Painted or None | Steel |  | 1901-01-01 | [6 empty] | Statistical Inventory Reconciliation (SIR) | [8 empty] | UST Currently In Use: 0; UST Temp Close: 0; AST Currently In Use: 0; AST Temp Closed: 0 | 0 | 0 | 1 | 14687-037-007794 | STEVE THOMPSON
30451 | Retired | 1988-08-08 | 1978-01-01 |  | Petroleum | Unleaded gasoline | Unleaded gasoline |  | Steel | Steel |  | Painted or None | Steel |  | 1901-01-01 | [15 empty] | UST Currently In Use: 0; UST Temp Close: 0; AST Currently In Use: 0; AST Temp Closed: 0 | 0 | 0 | 0 | 14689-125-010514 | STEVE WIILIAMS CONSTRUCTION CO INC
30452 | Permanently Closed | 1992-08-18 | 1979-01-01 | 1992-08-18 | Petroleum | Unleaded gasoline | Unleaded gasoline |  | Steel | Steel |  | Painted or None | Steel |  | 1901-01-01 | [15 empty] | UST Currently In Use: 0; UST Temp Close: 0; AST Currently In Use: 0; AST Temp Closed: 0 | 0 | 0 | 2 | 14690-111-007809 | STEVEN P WIER
30453 | Permanently Closed | 1992-08-18 | 1979-01-01 | 1992-08-18 | Petroleum | On road diesel | On road diesel |  | Steel | Steel |  | Painted or None | Steel |  | 1901-01-01 | [15 empty] | UST Currently In Use: 0; UST Temp Close: 0; AST Currently In Use: 0; AST Temp Closed: 0 | 0 | 0 | 2 | 14690-111-007809 | STEVEN P WIER
30454 | Permanently Closed | 1990-10-31 | 1982-01-01 | 1986-11-01 | Petroleum | Unleaded gasoline | Unleaded gasoline |  | Steel | Steel |  | Painted or None | Steel |  | 1901-01-01 | [15 empty] | UST Currently In Use: 0; UST Temp Close: 0; AST Currently In Use: 0; AST Temp Closed: 0 | 0 | 0 | 2 | 14694-083-003864 | STEVENS OIL COMPANY
30455 | Permanently Closed | 1986-10-31 | 1982-01-01 | 1986-11-01 | Petroleum | Unleaded gasoline | Unleaded gasoline |  | Steel | Steel |  | Painted or None | Steel |  | 1901-01-01 | [15 empty] | UST Currently In Use: 0; UST Temp Close: 0; AST Currently In Use: 0; AST Temp Closed: 0 | 0 | 0 | 2 | 14694-083-003864 | STEVENS OIL COMPANY
30456 | Permanently Closed | 1901-01-01 | 1982-01-01 | 1986-11-01 | Petroleum | Unleaded gasoline | Unleaded gasoline |  | Steel | Steel |  | Painted or None | Steel |  | 1901-01-01 | [15 empty] | UST Currently In Use: 0; UST Temp Close: 0; AST Currently In Use: 0; AST Temp Closed: 0 | 0 | 0 | 3 | 14694-083-003890 | STEVENS OIL COMPANY
30457 | Permanently Closed | 1901-01-01 | 1972-01-01 | 1986-11-01 | Petroleum | Unleaded gasoline | Unleaded gasoline |  | Steel | Steel |  | Painted or None | Steel |  | 1901-01-01 | [15 empty] | UST Currently In Use: 0; UST Temp Close: 0; AST Currently In Use: 0; AST Temp Closed: 0 | 0 | 0 | 3 | 14694-083-003890 | STEVENS OIL COMPANY
30458 | Permanently Closed | 1901-01-01 | 1972-01-01 | 1986-11-01 | Petroleum | Unleaded gasoline | Unleaded gasoline |  | Steel | Steel |  | Painted or None | Steel |  | 1901-01-01 | [15 empty] | UST Currently In Use: 0; UST Temp Close: 0; AST Currently In Use: 0; AST Temp Closed: 0 | 0 | 0 | 3 | 14694-083-003890 | STEVENS OIL COMPANY
30459 | Permanently Closed | 1901-01-01 | 1972-01-01 | 1988-12-14 | Petroleum | Other, OTHER | Other |  | Steel | Steel |  | Painted or None | Steel |  | 1901-01-01 | [15 empty] | UST Currently In Use: 0; UST Temp Close: 0; AST Currently In Use: 0; AST Temp Closed: 0 | 0 | 0 | 2 | 14694-083-003891 | STEVENS OIL COMPANY
30460 | Permanently Closed | 1901-01-01 | 1972-01-01 | 1988-12-14 | Petroleum | Other, OTHER | Other |  | Steel | Steel |  | Painted or None | Steel |  | 1901-01-01 | [15 empty] | UST Currently In Use: 0; UST Temp Close: 0; AST Currently In Use: 0; AST Temp Closed: 0 | 0 | 0 | 2 | 14694-083-003891 | STEVENS OIL COMPANY
30461 | Permanently Closed | 1983-03-01 | 1969-01-01 | 1989-11-29 | Petroleum | Unleaded gasoline | Unleaded gasoline |  | Steel | Steel |  | Painted or None | Steel |  | 1901-01-01 | [15 empty] | UST Currently In Use: 0; UST Temp Close: 0; AST Currently In Use: 0; AST Temp Closed: 0 | 0 | 0 | 2 | 14694-083-003892 | STEVENS OIL COMPANY
30462 | Permanently Closed | 1983-03-01 | 1969-01-01 | 1989-11-29 | Petroleum | Unleaded gasoline | Unleaded gasoline |  | Steel | Steel |  | Painted or None | Steel |  | 1901-01-01 | [15 empty] | UST Currently In Use: 0; UST Temp Close: 0; AST Currently In Use: 0; AST Temp Closed: 0 | 0 | 0 | 2 | 14694-083-003892 | STEVENS OIL COMPANY
30463 | Permanently Closed | 1992-04-17 | 1969-01-01 | 1992-04-17 | Petroleum | Other, EMPTY | Other |  | Steel | Steel |  | Painted or None | Steel |  | 1901-01-01 | [15 empty] | UST Currently In Use: 0; UST Temp Close: 0; AST Currently In Use: 0; AST Temp Closed: 0 | 0 | 0 | 2 | 14694-083-003893 | STEVENS OIL COMPANY
30464 | Permanently Closed | 1992-04-17 | 1969-01-01 | 1992-04-17 | Petroleum | Other, EMPTY | Other |  | Steel | Steel |  | Painted or None | Steel |  | 1901-01-01 | [15 empty] | UST Currently In Use: 0; UST Temp Close: 0; AST Currently In Use: 0; AST Temp Closed: 0 | 0 | 0 | 2 | 14694-083-003893 | STEVENS OIL COMPANY
30465 | Permanently Closed | 1901-01-01 | 1974-01-01 | 1988-12-22 | Petroleum | Unleaded gasoline | Unleaded gasoline |  | Steel | Steel |  | Painted or None | Steel |  | 1901-01-01 | [15 empty] | UST Currently In Use: 0; UST Temp Close: 0; AST Currently In Use: 0; AST Temp Closed: 0 | 0 | 0 | 3 | 14694-083-003894 | STEVENS OIL COMPANY
30466 | Permanently Closed | 1901-01-01 | 1974-01-01 | 1988-12-22 | Petroleum | Unleaded gasoline | Unleaded gasoline |  | Steel | Steel |  | Painted or None | Steel |  | 1901-01-01 | [15 empty] | UST Currently In Use: 0; UST Temp Close: 0; AST Currently In Use: 0; AST Temp Closed: 0 | 0 | 0 | 3 | 14694-083-003894 | STEVENS OIL COMPANY
30467 | Permanently Closed | 1901-01-01 | 1974-01-01 | 1988-12-22 | Petroleum | Unleaded gasoline | Unleaded gasoline |  | Steel | Steel |  | Painted or None | Steel |  | 1901-01-01 | [15 empty] | UST Currently In Use: 0; UST Temp Close: 0; AST Currently In Use: 0; AST Temp Closed: 0 | 0 | 0 | 3 | 14694-083-003894 | STEVENS OIL COMPANY
30468 | Permanently Closed | 1901-01-01 | 1966-01-01 | 1988-12-15 | Petroleum | Other, OTHER | Other |  | Steel | Steel |  | Painted or None | Steel |  | 1901-01-01 | [15 empty] | UST Currently In Use: 0; UST Temp Close: 0; AST Currently In Use: 0; AST Temp Closed: 0 | 0 | 0 | 2 | 14694-083-003895 | STEVENS OIL COMPANY
30469 | Permanently Closed | 1901-01-01 | 1966-01-01 | 1988-12-15 | Petroleum | Other, OTHER | Other |  | Steel | Steel |  | Painted or None | Steel |  | 1901-01-01 | [15 empty] | UST Currently In Use: 0; UST Temp Close: 0; AST Currently In Use: 0; AST Temp Closed: 0 | 0 | 0 | 2 | 14694-083-003895 | STEVENS OIL COMPANY
30470 | Permanently Closed | 1988-12-21 | 1968-01-01 | 1988-12-21 | Petroleum | Other, OTHER | Other |  | Steel | Steel |  | Painted or None | Steel |  | 1901-01-01 | [15 empty] | UST Currently In Use: 0; UST Temp Close: 0; AST Currently In Use: 0; AST Temp Closed: 0 | 0 | 0 | 2 | 14694-083-003896 | STEVENS OIL COMPANY
30471 | Permanently Closed | 1988-12-21 | 1968-01-01 | 1988-12-21 | Petroleum | Other, OTHER | Other |  | Steel | Steel |  | Painted or None | Steel |  | 1901-01-01 | [15 empty] | UST Currently In Use: 0; UST Temp Close: 0; AST Currently In Use: 0; AST Temp Closed: 0 | 0 | 0 | 2 | 14694-083-003896 | STEVENS OIL COMPANY
30472 | Retired | 1984-01-01 | 1966-01-01 |  | Petroleum | Other, EMPTY | Other |  | Steel | Steel |  | Painted or None | Steel |  | 1901-01-01 | [15 empty] | UST Currently In Use: 0; UST Temp Close: 0; AST Currently In Use: 0; AST Temp Closed: 0 | 0 | 0 | 0 | 14694-083-003898 | STEVENS OIL COMPANY
30473 | Temporary Closed | 2008-09-25 | 1987-01-01 |  | Petroleum | On road diesel | On road diesel | Retail | Steel | Steel | Coated & cathodic protection (sti-P3), Field installed cathodic protection |  | Steel |  | 1901-01-01 | Field installed cathodic protection | Catchment Basin, Single walled catchment basin | Automatic shutoff device At 95% full | Automatic shutoff device At 95% full |  |  | Continuous Automatic Tank Gauge | [8 empty] | UST Currently In Use: 0; UST Temp Close: 5; AST Currently In Use: 0; AST Temp Closed: 0 | 0 | 5 | 0 | 21753-083-013859 | FARZANEH, INC.
30474 | Temporary Closed | 2008-09-25 | 1987-01-01 |  | Petroleum | Mid-grade gasoline | Mid-grade gasoline | Retail | Steel | Steel | Coated & cathodic protection (sti-P3), Field installed cathodic protection |  | Steel |  | 1901-01-01 | Field installed cathodic protection | Catchment Basin, Single walled catchment basin | Automatic shutoff device At 95% full | Automatic shutoff device At 95% full |  |  | Continuous Automatic Tank Gauge | [8 empty] | UST Currently In Use: 0; UST Temp Close: 5; AST Currently In Use: 0; AST Temp Closed: 0 | 0 | 5 | 0 | 21753-083-013859 | FARZANEH, INC.
30475 | Temporary Closed | 2008-09-25 | 1987-01-01 |  | Petroleum | Unleaded gasoline | Unleaded gasoline | Retail | Steel | Steel | Coated & cathodic protection (sti-P3), Field installed cathodic protection |  | Steel |  | 1901-01-01 | Field installed cathodic protection | Catchment Basin, Single walled catchment basin | Automatic shutoff device At 95% full | Automatic shutoff device At 95% full |  |  | Continuous Automatic Tank Gauge | [8 empty] | UST Currently In Use: 0; UST Temp Close: 5; AST Currently In Use: 0; AST Temp Closed: 0 | 0 | 5 | 0 | 21753-083-013859 | FARZANEH, INC.
30476 | Temporary Closed | 2008-09-25 | 1987-01-01 |  | Petroleum | Unleaded gasoline | Unleaded gasoline | Retail | Steel | Steel | Coated & cathodic protection (sti-P3), Field installed cathodic protection |  | Steel |  | 1901-01-01 | Field installed cathodic protection | Catchment Basin, Single walled catchment basin | Automatic shutoff device At 95% full | Automatic shutoff device At 95% full |  |  | Continuous Automatic Tank Gauge | [8 empty] | UST Currently In Use: 0; UST Temp Close: 5; AST Currently In Use: 0; AST Temp Closed: 0 | 0 | 5 | 0 | 21753-083-013859 | FARZANEH, INC.
30477 | Temporary Closed | 2008-09-25 | 1987-01-01 |  | Petroleum | Premium gasoline | Premium gasoline | Retail | Steel | Steel | Coated & cathodic protection (sti-P3), Field installed cathodic protection |  | Steel |  | 1901-01-01 | Field installed cathodic protection | Catchment Basin, Single walled catchment basin | Automatic shutoff device At 95% full | Automatic shutoff device At 95% full |  |  | Continuous Automatic Tank Gauge | [8 empty] | UST Currently In Use: 0; UST Temp Close: 5; AST Currently In Use: 0; AST Temp Closed: 0 | 0 | 5 | 0 | 21753-083-013859 | FARZANEH, INC.
30478 | Permanently Closed | 1999-02-05 | 1987-01-01 | 1999-02-05 | Petroleum | Unleaded gasoline | Unleaded gasoline |  | Steel | Steel | Coated & cathodic protection (sti-P3) |  | Fiberglass reinforced plastic |  | 1901-01-01 | [15 empty] | UST Currently In Use: 0; UST Temp Close: 0; AST Currently In Use: 0; AST Temp Closed: 0 | 0 | 0 | 3 | 17244-083-014589 | BETTY AND MARTY BATES
30479 | Permanently Closed | 1901-01-01 | 1967-01-01 | 1988-08-08 | Petroleum | Unleaded gasoline | Unleaded gasoline |  | Steel | Steel |  | Painted or None | Steel |  | 1901-01-01 | [15 empty] | UST Currently In Use: 0; UST Temp Close: 0; AST Currently In Use: 0; AST Temp Closed: 0 | 0 | 0 | 1 | 14694-089-001011 | STEVENS OIL COMPANY
30480 | Permanently Closed | 1992-03-12 | 1949-01-01 | 1992-03-12 | Petroleum | Kerosene | Kerosene |  | Steel | Steel |  | Painted or None | Steel |  | 1901-01-01 | [15 empty] | UST Currently In Use: 4; UST Temp Close: 0; AST Currently In Use: 0; AST Temp Closed: 0 | 4 | 0 | 3 | 14694-089-003859 | STEVENS OIL COMPANY
30481 | Permanently Closed | 1992-03-12 | 1949-01-01 | 1992-03-12 | Petroleum | Unleaded gasoline | Unleaded gasoline |  | Steel | Steel |  | Painted or None | Steel |  | 1901-01-01 | [15 empty] | UST Currently In Use: 4; UST Temp Close: 0; AST Currently In Use: 0; AST Temp Closed: 0 | 4 | 0 | 3 | 14694-089-003859 | STEVENS OIL COMPANY
30482 | Currently in Use |  | 1974-01-01 |  | Petroleum | On road diesel | On road diesel | Retail | Single Wall, Steel | Steel | Field installed cathodic protection |  | Single Wall, Steel |  | 1901-01-01 | Field installed cathodic protection | Catchment Basin, Single walled catchment basin | Automatic shutoff device At 95% full | Automatic shutoff device At 95% full |  |  | Statistical Inventory Reconciliation (SIR) | [8 empty] | UST Currently In Use: 4; UST Temp Close: 0; AST Currently In Use: 0; AST Temp Closed: 0 | 4 | 0 | 3 | 14694-089-003859 | STEVENS OIL COMPANY
30483 | Currently in Use |  | 1981-01-01 |  | Petroleum | Kerosene | Kerosene | Retail | Single Wall, Steel | Steel | Field installed cathodic protection |  | Single Wall, Steel |  | 1901-01-01 | Field installed cathodic protection | Catchment Basin, Single walled catchment basin | Automatic shutoff device At 95% full | Automatic shutoff device At 95% full |  |  | Statistical Inventory Reconciliation (SIR) | [8 empty] | UST Currently In Use: 4; UST Temp Close: 0; AST Currently In Use: 0; AST Temp Closed: 0 | 4 | 0 | 3 | 14694-089-003859 | STEVENS OIL COMPANY
30484 | Permanently Closed | 1992-03-12 | 1986-01-01 | 1992-03-12 | Petroleum | Unleaded gasoline | Unleaded gasoline |  | Steel | Steel |  | Painted or None | Steel |  | 1901-01-01 | [15 empty] | UST Currently In Use: 4; UST Temp Close: 0; AST Currently In Use: 0; AST Temp Closed: 0 | 4 | 0 | 3 | 14694-089-003859 | STEVENS OIL COMPANY
30485 | Currently in Use |  | 1986-01-01 |  | Petroleum | Unleaded gasoline | Unleaded gasoline | Retail | Single Wall, Steel | Steel | Field installed cathodic protection |  | Single Wall, Steel |  | 1901-01-01 | Field installed cathodic protection | Catchment Basin, Single walled catchment basin | Automatic shutoff device At 95% full | Automatic shutoff device At 95% full |  |  | Statistical Inventory Reconciliation (SIR) | [8 empty] | UST Currently In Use: 4; UST Temp Close: 0; AST Currently In Use: 0; AST Temp Closed: 0 | 4 | 0 | 3 | 14694-089-003859 | STEVENS OIL COMPANY
30486 | Permanently Closed | 1990-02-13 | 1979-01-01 | 1990-02-13 | Petroleum | Unleaded gasoline | Unleaded gasoline |  | Steel | Steel |  | Painted or None | Steel |  | 1901-01-01 | [15 empty] | UST Currently In Use: 0; UST Temp Close: 0; AST Currently In Use: 0; AST Temp Closed: 0 | 0 | 0 | 7 | 14694-089-003862 | STEVENS OIL COMPANY
30487 | Permanently Closed | 2003-09-15 | 1979-01-01 | 2003-09-15 | Petroleum | Unleaded gasoline | Unleaded gasoline | Retail | Steel | Steel | Field installed cathodic protection |  | Fiberglass reinforced plastic |  | 1901-01-01 |  | Catchment Basin, Single walled catchment basin | Automatic shutoff device At 95% full | Automatic shutoff device At 95% full |  |  | Continuous Automatic Tank Gauge |  |  |  | Interstitial Monitoring within Secondary Containment |  | Continuous alarm system | Continuous alarm system |  | UST Currently In Use: 0; UST Temp Close: 0; AST Currently In Use: 0; AST Temp Closed: 0 | 0 | 0 | 7 | 14694-089-003862 | STEVENS OIL COMPANY
30488 | Permanently Closed | 2003-09-15 | 1979-01-01 | 2003-09-15 | Petroleum | Premium gasoline | Premium gasoline | Retail | Steel | Steel | Field installed cathodic protection |  | Fiberglass reinforced plastic |  | 1901-01-01 | Field installed cathodic protection | Catchment Basin, Single walled catchment basin | Automatic shutoff device At 95% full | Automatic shutoff device At 95% full |  |  | Continuous Automatic Tank Gauge |  |  |  | Interstitial Monitoring within Secondary Containment |  | Continuous alarm system | Continuous alarm system |  | UST Currently In Use: 0; UST Temp Close: 0; AST Currently In Use: 0; AST Temp Closed: 0 | 0 | 0 | 7 | 14694-089-003862 | STEVENS OIL COMPANY
30489 | Permanently Closed | 1995-11-16 | 1979-01-01 | 1998-11-10 | Petroleum | Kerosene | Kerosene |  | Steel | Steel |  | Painted or None | Steel |  | 1901-01-01 | [15 empty] | UST Currently In Use: 0; UST Temp Close: 0; AST Currently In Use: 0; AST Temp Closed: 0 | 0 | 0 | 7 | 14694-089-003862 | STEVENS OIL COMPANY
30490 | Permanently Closed | 2003-09-15 | 1983-01-01 | 2003-09-15 | Petroleum | On road diesel | On road diesel | Retail | Steel | Steel | Coated & cathodic protection (sti-P3), Field installed cathodic protection |  | Fiberglass reinforced plastic |  | 1901-01-01 |  | Catchment Basin, Single walled catchment basin | Automatic shutoff device At 95% full | Automatic shutoff device At 95% full |  |  | Continuous Automatic Tank Gauge |  |  |  | Interstitial Monitoring within Secondary Containment |  | Continuous alarm system | Continuous alarm system |  | UST Currently In Use: 0; UST Temp Close: 0; AST Currently In Use: 0; AST Temp Closed: 0 | 0 | 0 | 7 | 14694-089-003862 | STEVENS OIL COMPANY
30491 | Permanently Closed | 1998-11-10 | 1990-01-01 | 1998-11-10 | Petroleum | On road diesel | On road diesel |  | Steel | Steel | Coated & cathodic protection (sti-P3) |  | Fiberglass reinforced plastic |  | 1901-01-01 | [15 empty] | UST Currently In Use: 0; UST Temp Close: 0; AST Currently In Use: 0; AST Temp Closed: 0 | 0 | 0 | 7 | 14694-089-003862 | STEVENS OIL COMPANY
30492 | Permanently Closed | 1991-08-19 | 1975-01-01 | 1991-08-19 | Petroleum | Unleaded gasoline | Unleaded gasoline |  | Steel | Steel |  | Painted or None | Steel |  | 1901-01-01 | [15 empty] | UST Currently In Use: 0; UST Temp Close: 0; AST Currently In Use: 0; AST Temp Closed: 0 | 0 | 0 | 1 | 14694-089-003863 | STEVENS OIL COMPANY
30493 | Currently in Use |  | 1982-01-01 |  | Petroleum | Unleaded gasoline | Unleaded gasoline | Retail | Steel | Steel | Field installed cathodic protection |  | Flexible, APT |  | 1901-01-01 | Field installed cathodic protection | Catchment Basin, Single walled catchment basin | Automatic shutoff device At 95% full | Automatic shutoff device At 95% full |  |  | Continuous Automatic Tank Gauge | Single walled submersible pump containment sump | Automatic flow restrictor (MLLD) | Automatic flow restrictor (MLLD) |  |  | Annual line testing | Annual line testing |  | UST Currently In Use: 4; UST Temp Close: 0; AST Currently In Use: 0; AST Temp Closed: 0 | 4 | 0 | 0 | 23506-089-003865 | JRK, INC.
30494 | Currently in Use |  | 1982-01-01 |  | Petroleum | Premium gasoline | Premium gasoline | Retail | Steel | Steel | Field installed cathodic protection |  | Flexible, APT |  | 1901-01-01 | Field installed cathodic protection | Catchment Basin, Single walled catchment basin | Automatic shutoff device At 95% full | Automatic shutoff device At 95% full |  |  | Continuous Automatic Tank Gauge | Single walled submersible pump containment sump | Automatic flow restrictor (MLLD) | Automatic flow restrictor (MLLD) |  |  | Annual line testing | Annual line testing |  | UST Currently In Use: 4; UST Temp Close: 0; AST Currently In Use: 0; AST Temp Closed: 0 | 4 | 0 | 0 | 23506-089-003865 | JRK, INC.
30495 | Currently in Use |  | 1982-01-01 |  | Petroleum | Kerosene | Kerosene | Retail | Steel | Steel | Field installed cathodic protection |  | Flexible, APT |  | 1901-01-01 | Field installed cathodic protection | Catchment Basin, Single walled catchment basin | Automatic shutoff device At 95% full | Automatic shutoff device At 95% full |  |  | Continuous Automatic Tank Gauge | [8 empty] | UST Currently In Use: 4; UST Temp Close: 0; AST Currently In Use: 0; AST Temp Closed: 0 | 4 | 0 | 0 | 23506-089-003865 | JRK, INC.
30496 | Permanently Closed | 1901-01-01 | 1973-01-01 | 1988-12-15 | Petroleum | Other, OTHER | Other |  | Steel | Steel |  | Painted or None | Steel |  | 1901-01-01 | [15 empty] | UST Currently In Use: 0; UST Temp Close: 0; AST Currently In Use: 0; AST Temp Closed: 0 | 0 | 0 | 3 | 14694-089-003866 | STEVENS OIL COMPANY
30497 | Permanently Closed | 1901-01-01 | 1948-01-01 | 1988-12-15 | Petroleum | Other, OTHER | Other |  | Steel | Steel |  | Painted or None | Steel |  | 1901-01-01 | [15 empty] | UST Currently In Use: 0; UST Temp Close: 0; AST Currently In Use: 0; AST Temp Closed: 0 | 0 | 0 | 3 | 14694-089-003866 | STEVENS OIL COMPANY
30498 | Permanently Closed | 1901-01-01 | 1949-01-01 | 1988-12-15 | Petroleum | Other, OTHER | Other |  | Steel | Steel |  | Painted or None | Steel |  | 1901-01-01 | [15 empty] | UST Currently In Use: 0; UST Temp Close: 0; AST Currently In Use: 0; AST Temp Closed: 0 | 0 | 0 | 3 | 14694-089-003866 | STEVENS OIL COMPANY
30499 | Permanently Closed | 1990-09-28 | 1954-01-01 | 1990-09-28 | Petroleum | Used oil | Used oil |  | Steel | Steel |  | Painted or None | Steel |  | 1901-01-01 | [15 empty] | UST Currently In Use: 0; UST Temp Close: 0; AST Currently In Use: 0; AST Temp Closed: 0 | 0 | 0 | 4 | 14694-089-003867 | STEVENS OIL COMPANY
30500 | Permanently Closed | 1990-09-28 | 1950-01-01 | 1990-09-28 | Petroleum | Unleaded gasoline | Unleaded gasoline |  | Steel | Steel |  | Painted or None | Steel |  | 1901-01-01 | [15 empty] | UST Currently In Use: 0; UST Temp Close: 0; AST Currently In Use: 0; AST Temp Closed: 0 | 0 | 0 | 4 | 14694-089-003867 | STEVENS OIL COMPANY
30501 | Permanently Closed | 1990-09-28 | 1950-01-01 | 1990-09-28 | Petroleum | Unleaded gasoline | Unleaded gasoline |  | Steel | Steel |  | Painted or None | Steel |  | 1901-01-01 | [15 empty] | UST Currently In Use: 0; UST Temp Close: 0; AST Currently In Use: 0; AST Temp Closed: 0 | 0 | 0 | 4 | 14694-089-003867 | STEVENS OIL COMPANY
30502 | Permanently Closed | 1990-09-28 | 1975-01-01 | 1990-09-28 | Petroleum | Unleaded gasoline | Unleaded gasoline |  | Steel | Steel |  | Painted or None | Steel |  | 1901-01-01 | [15 empty] | UST Currently In Use: 0; UST Temp Close: 0; AST Currently In Use: 0; AST Temp Closed: 0 | 0 | 0 | 4 | 14694-089-003867 | STEVENS OIL COMPANY
30503 | Permanently Closed | 1901-01-01 | 1966-01-01 | 1988-10-03 | Petroleum | Unleaded gasoline | Unleaded gasoline |  | Steel | Steel |  | Painted or None | Steel |  | 1901-01-01 | [15 empty] | UST Currently In Use: 0; UST Temp Close: 0; AST Currently In Use: 0; AST Temp Closed: 0 | 0 | 0 | 3 | 14694-089-003870 | STEVENS OIL COMPANY
30504 | Permanently Closed | 1901-01-01 | 1974-01-01 | 1988-10-03 | Petroleum | Unleaded gasoline | Unleaded gasoline |  | Steel | Steel |  | Painted or None | Steel |  | 1901-01-01 | [15 empty] | UST Currently In Use: 0; UST Temp Close: 0; AST Currently In Use: 0; AST Temp Closed: 0 | 0 | 0 | 3 | 14694-089-003870 | STEVENS OIL COMPANY
30505 | Permanently Closed | 1901-01-01 | 1982-01-01 | 1988-10-03 | Petroleum | Unleaded gasoline | Unleaded gasoline |  | Steel | Steel |  | Painted or None | Steel |  | 1901-01-01 | [15 empty] | UST Currently In Use: 0; UST Temp Close: 0; AST Currently In Use: 0; AST Temp Closed: 0 | 0 | 0 | 3 | 14694-089-003870 | STEVENS OIL COMPANY
30506 | Cannot Locate or abandoned |  | 1975-01-01 |  | Petroleum | Unleaded gasoline | Unleaded gasoline |  | Steel | Steel |  | Painted or None | Steel |  | 1901-01-01 | [15 empty] | UST Currently In Use: 0; UST Temp Close: 0; AST Currently In Use: 0; AST Temp Closed: 0 | 0 | 0 | 0 | 14694-089-003872 | STEVENS OIL COMPANY
30507 | Permanently Closed | 1997-06-05 | 1968-01-01 | 1997-06-05 | Petroleum | Unleaded gasoline | Unleaded gasoline |  | Steel | Steel |  | Painted or None | Steel |  | 1901-01-01 | [15 empty] | UST Currently In Use: 0; UST Temp Close: 0; AST Currently In Use: 0; AST Temp Closed: 0 | 0 | 0 | 1 | 14694-089-003874 | STEVENS OIL COMPANY
30509 | Permanently Closed | 1901-01-01 | 1970-01-01 | 1988-01-01 | Petroleum | Unleaded gasoline | Unleaded gasoline |  | Steel | Steel |  | Painted or None | Steel |  | 1901-01-01 | [15 empty] | UST Currently In Use: 0; UST Temp Close: 0; AST Currently In Use: 0; AST Temp Closed: 0 | 0 | 0 | 2 | 14694-089-003876 | STEVENS OIL COMPANY
30510 | Permanently Closed | 1901-01-01 | 1952-01-01 | 1988-01-01 | Petroleum | Other, OTHER | Other |  | Steel | Steel |  | Painted or None | Steel |  | 1901-01-01 | [15 empty] | UST Currently In Use: 0; UST Temp Close: 0; AST Currently In Use: 0; AST Temp Closed: 0 | 0 | 0 | 2 | 14694-089-003876 | STEVENS OIL COMPANY
30511 | Permanently Closed | 1997-09-12 | 1955-01-01 | 1997-09-12 | Petroleum | Unleaded gasoline | Unleaded gasoline |  | Steel | Steel |  | Painted or None | Steel |  | 1901-01-01 | [15 empty] | UST Currently In Use: 0; UST Temp Close: 0; AST Currently In Use: 0; AST Temp Closed: 0 | 0 | 0 | 1 | 14694-089-003877 | STEVENS OIL COMPANY
30512 | Permanently Closed | 1901-01-01 | 1967-01-01 | 1991-07-01 | Petroleum | Other, OTHER | Other |  | Steel | Steel |  | Painted or None | Steel |  | 1901-01-01 | [15 empty] | UST Currently In Use: 0; UST Temp Close: 0; AST Currently In Use: 0; AST Temp Closed: 0 | 0 | 0 | 1 | 14694-089-003878 | STEVENS OIL COMPANY
30513 | Permanently Closed | 1996-08-26 | 1952-01-01 | 1996-08-26 | Petroleum | Unleaded gasoline | Unleaded gasoline |  | Steel | Steel |  | Painted or None | Steel |  | 1901-01-01 | [15 empty] | UST Currently In Use: 0; UST Temp Close: 0; AST Currently In Use: 0; AST Temp Closed: 0 | 0 | 0 | 1 | 14694-089-003879 | STEVENS OIL COMPANY
30514 | Permanently Closed | 1997-08-25 | 1954-01-01 | 1997-08-25 | Petroleum | On road diesel | On road diesel |  | Steel | Steel |  | Painted or None | Steel |  | 1901-01-01 | [12 empty] | Annual line testing | Annual line testing |  | UST Currently In Use: 0; UST Temp Close: 0; AST Currently In Use: 0; AST Temp Closed: 0 | 0 | 0 | 3 | 14694-089-003880 | STEVENS OIL COMPANY
30515 | Permanently Closed | 1997-08-25 | 1966-01-01 | 1997-08-25 | Petroleum | Unleaded gasoline | Unleaded gasoline |  | Steel | Steel |  | Painted or None | Steel |  | 1901-01-01 | [12 empty] | Annual line testing | Annual line testing |  | UST Currently In Use: 0; UST Temp Close: 0; AST Currently In Use: 0; AST Temp Closed: 0 | 0 | 0 | 3 | 14694-089-003880 | STEVENS OIL COMPANY
30516 | Cannot Locate or abandoned |  | 1965-01-01 |  | Petroleum | Unleaded gasoline | Unleaded gasoline |  | Steel | Steel |  | Painted or None | Steel |  | 1901-01-01 | [15 empty] | UST Currently In Use: 0; UST Temp Close: 0; AST Currently In Use: 0; AST Temp Closed: 0 | 0 | 0 | 0 | 14694-089-003881 | STEVENS OIL COMPANY
30517 | Permanently Closed | 1989-11-27 | 1963-01-01 | 1989-11-27 | Petroleum | Unleaded gasoline | Unleaded gasoline |  | Steel | Steel |  | Painted or None | Steel |  | 1901-01-01 | [15 empty] | UST Currently In Use: 0; UST Temp Close: 0; AST Currently In Use: 0; AST Temp Closed: 0 | 0 | 0 | 3 | 14694-089-003884 | STEVENS OIL COMPANY
30518 | Permanently Closed | 1989-11-27 | 1981-01-01 | 1989-11-27 | Petroleum | Unleaded gasoline | Unleaded gasoline |  | Steel | Steel |  | Painted or None | Steel |  | 1901-01-01 | [15 empty] | UST Currently In Use: 0; UST Temp Close: 0; AST Currently In Use: 0; AST Temp Closed: 0 | 0 | 0 | 3 | 14694-089-003884 | STEVENS OIL COMPANY
30519 | Permanently Closed | 1989-11-27 | 1965-01-01 | 1989-11-27 | Petroleum | Kerosene | Kerosene |  | Steel | Steel |  | Painted or None | Steel |  | 1901-01-01 | [15 empty] | UST Currently In Use: 0; UST Temp Close: 0; AST Currently In Use: 0; AST Temp Closed: 0 | 0 | 0 | 3 | 14694-089-003884 | STEVENS OIL COMPANY
30520 | Permanently Closed | 1992-06-11 | 1975-01-01 | 1992-06-11 | Petroleum | On road diesel | On road diesel |  | Steel | Steel |  | Painted or None | Steel |  | 1901-01-01 | [15 empty] | UST Currently In Use: 0; UST Temp Close: 0; AST Currently In Use: 0; AST Temp Closed: 0 | 0 | 0 | 1 | 14694-089-003885 | STEVENS OIL COMPANY
30521 | Permanently Closed | 1992-08-10 | 1975-01-01 | 1992-08-10 | Petroleum | On road diesel | On road diesel |  | Steel | Steel |  | Painted or None | Steel |  | 1901-01-01 | [15 empty] | UST Currently In Use: 0; UST Temp Close: 0; AST Currently In Use: 0; AST Temp Closed: 0 | 0 | 0 | 1 | 14694-089-003886 | STEVENS OIL COMPANY
30522 | Permanently Closed | 1901-01-01 | 1968-01-01 | 1988-09-26 | Petroleum | Unleaded gasoline | Unleaded gasoline |  | Steel | Steel |  | Painted or None | Steel |  | 1901-01-01 | [15 empty] | UST Currently In Use: 0; UST Temp Close: 0; AST Currently In Use: 0; AST Temp Closed: 0 | 0 | 0 | 2 | 14694-089-003887 | STEVENS OIL COMPANY
30523 | Permanently Closed | 1901-01-01 | 1963-01-01 | 1988-09-26 | Petroleum | On road diesel | On road diesel |  | Steel | Steel |  | Painted or None | Steel |  | 1901-01-01 | [15 empty] | UST Currently In Use: 0; UST Temp Close: 0; AST Currently In Use: 0; AST Temp Closed: 0 | 0 | 0 | 2 | 14694-089-003887 | STEVENS OIL COMPANY
30524 | Retired | 1984-06-01 | 1960-01-01 |  | Petroleum | Unleaded gasoline | Unleaded gasoline |  | Steel | Steel |  | Painted or None | Steel |  | 1901-01-01 | [15 empty] | UST Currently In Use: 0; UST Temp Close: 0; AST Currently In Use: 0; AST Temp Closed: 0 | 0 | 0 | 0 | 14694-089-003888 | STEVENS OIL COMPANY
30525 | Permanently Closed | 1901-01-01 | 1959-01-01 | 1988-12-20 | Petroleum | Unleaded gasoline | Unleaded gasoline |  | Steel | Steel |  | Painted or None | Steel |  | 1901-01-01 | [15 empty] | UST Currently In Use: 0; UST Temp Close: 0; AST Currently In Use: 0; AST Temp Closed: 0 | 0 | 0 | 2 | 14694-089-003901 | STEVENS OIL COMPANY
30526 | Permanently Closed | 1901-01-01 | 1983-01-01 | 1988-12-20 | Petroleum | Unleaded gasoline | Unleaded gasoline |  | Steel | Steel |  | Painted or None | Steel |  | 1901-01-01 | [15 empty] | UST Currently In Use: 0; UST Temp Close: 0; AST Currently In Use: 0; AST Temp Closed: 0 | 0 | 0 | 2 | 14694-089-003901 | STEVENS OIL COMPANY
30527 | Permanently Closed | 1989-09-22 | 1974-01-01 | 1989-09-22 | Petroleum | Unleaded gasoline | Unleaded gasoline |  | Steel | Steel |  | Painted or None | Steel |  | 1901-01-01 | [15 empty] | UST Currently In Use: 0; UST Temp Close: 0; AST Currently In Use: 0; AST Temp Closed: 0 | 0 | 0 | 1 | 14694-089-003902 | STEVENS OIL COMPANY
30528 | Permanently Closed | 1991-10-12 | 1972-01-01 | 1991-10-12 | Petroleum | Used oil | Used oil |  | Steel | Steel |  | Painted or None | Steel |  | 1901-01-01 | [15 empty] | UST Currently In Use: 3; UST Temp Close: 0; AST Currently In Use: 0; AST Temp Closed: 0 | 3 | 0 | 5 | 14694-089-003903 | STEVENS OIL COMPANY
30529 | Permanently Closed | 1996-07-10 | 1972-01-01 | 1996-07-09 | Petroleum | Unleaded gasoline | Unleaded gasoline |  | Steel | Steel |  | Painted or None | Steel |  | 1901-01-01 | [12 empty] | Annual line testing | Annual line testing |  | UST Currently In Use: 3; UST Temp Close: 0; AST Currently In Use: 0; AST Temp Closed: 0 | 3 | 0 | 5 | 14694-089-003903 | STEVENS OIL COMPANY
30530 | Permanently Closed | 1996-07-09 | 1972-01-01 | 1996-07-09 | Petroleum | Unleaded gasoline | Unleaded gasoline |  | Steel | Steel |  | Painted or None | Steel |  | 1901-01-01 | [12 empty] | Annual line testing | Annual line testing |  | UST Currently In Use: 3; UST Temp Close: 0; AST Currently In Use: 0; AST Temp Closed: 0 | 3 | 0 | 5 | 14694-089-003903 | STEVENS OIL COMPANY
30531 | Permanently Closed | 1996-07-09 | 1972-01-01 | 1996-07-09 | Petroleum | On road diesel | On road diesel |  | Steel | Steel |  | Painted or None | Steel |  | 1901-01-01 | [12 empty] | Annual line testing | Annual line testing |  | UST Currently In Use: 3; UST Temp Close: 0; AST Currently In Use: 0; AST Temp Closed: 0 | 3 | 0 | 5 | 14694-089-003903 | STEVENS OIL COMPANY
30532 | Permanently Closed | 1996-07-09 | 1983-01-01 | 1996-07-09 | Petroleum | Unleaded gasoline | Unleaded gasoline |  | Steel | Steel |  | Painted or None | Steel |  | 1901-01-01 | [12 empty] | Annual line testing | Annual line testing |  | UST Currently In Use: 3; UST Temp Close: 0; AST Currently In Use: 0; AST Temp Closed: 0 | 3 | 0 | 5 | 14694-089-003903 | STEVENS OIL COMPANY
30533 | Permanently Closed | 1993-06-29 | 1974-01-01 | 1993-06-29 | Petroleum | Used oil | Used oil |  | Steel | Steel |  | Painted or None | Steel |  | 1901-01-01 | [15 empty] | UST Currently In Use: 4; UST Temp Close: 1; AST Currently In Use: 0; AST Temp Closed: 0 | 4 | 1 | 5 | 22740-089-003904 | SHREE DUTT CONVENIENCE, LLC
30534 | Permanently Closed | 1993-06-29 | 1974-01-01 | 1993-06-29 | Petroleum | Unleaded gasoline | Unleaded gasoline |  | Steel | Steel |  | Painted or None | Steel |  | 1901-01-01 | [15 empty] | UST Currently In Use: 4; UST Temp Close: 1; AST Currently In Use: 0; AST Temp Closed: 0 | 4 | 1 | 5 | 22740-089-003904 | SHREE DUTT CONVENIENCE, LLC
30535 | Permanently Closed | 1993-06-29 | 1974-01-01 | 1993-06-29 | Petroleum | Unleaded gasoline | Unleaded gasoline |  | Steel | Steel |  | Painted or None | Steel |  | 1901-01-01 | [15 empty] | UST Currently In Use: 4; UST Temp Close: 1; AST Currently In Use: 0; AST Temp Closed: 0 | 4 | 1 | 5 | 22740-089-003904 | SHREE DUTT CONVENIENCE, LLC
30536 | Permanently Closed | 1993-06-29 | 1974-01-01 | 1993-06-29 | Petroleum | Unleaded gasoline | Unleaded gasoline |  | Steel | Steel |  | Painted or None | Steel |  | 1901-01-01 | [15 empty] | UST Currently In Use: 4; UST Temp Close: 1; AST Currently In Use: 0; AST Temp Closed: 0 | 4 | 1 | 5 | 22740-089-003904 | SHREE DUTT CONVENIENCE, LLC
30537 | Permanently Closed | 1993-06-29 | 1974-01-01 | 1993-06-29 | Petroleum | Unleaded gasoline | Unleaded gasoline |  | Steel | Steel |  | Painted or None | Steel |  | 1901-01-01 | [15 empty] | UST Currently In Use: 4; UST Temp Close: 1; AST Currently In Use: 0; AST Temp Closed: 0 | 4 | 1 | 5 | 22740-089-003904 | SHREE DUTT CONVENIENCE, LLC
30538 | Permanently Closed | 1989-09-30 | 1962-01-01 | 1989-09-30 | Petroleum | Unleaded gasoline | Unleaded gasoline |  | Steel | Steel |  | Painted or None | Steel |  | 1901-01-01 | [15 empty] | UST Currently In Use: 4; UST Temp Close: 1; AST Currently In Use: 0; AST Temp Closed: 0 | 4 | 1 | 5 | 22568-089-003905 | VICKY T. NGUYEN
30539 | Permanently Closed | 1989-09-30 | 1955-01-01 | 1989-09-30 | Petroleum | Unleaded gasoline | Unleaded gasoline |  | Steel | Steel |  | Painted or None | Steel |  | 1901-01-01 | [15 empty] | UST Currently In Use: 4; UST Temp Close: 1; AST Currently In Use: 0; AST Temp Closed: 0 | 4 | 1 | 5 | 22568-089-003905 | VICKY T. NGUYEN
30540 | Permanently Closed | 1989-11-11 | 1955-01-01 | 1989-11-11 | Petroleum | Unleaded gasoline | Unleaded gasoline |  | Steel | Steel |  | Painted or None | Steel |  | 1901-01-01 | [15 empty] | UST Currently In Use: 4; UST Temp Close: 1; AST Currently In Use: 0; AST Temp Closed: 0 | 4 | 1 | 5 | 22568-089-003905 | VICKY T. NGUYEN
30541 | Permanently Closed | 1989-09-30 | 1955-01-01 | 1989-09-30 | Petroleum | Unleaded gasoline | Unleaded gasoline |  | Steel | Steel |  | Painted or None | Steel |  | 1901-01-01 | [15 empty] | UST Currently In Use: 4; UST Temp Close: 1; AST Currently In Use: 0; AST Temp Closed: 0 | 4 | 1 | 5 | 22568-089-003905 | VICKY T. NGUYEN
30542 | Permanently Closed | 1989-09-30 | 1981-01-01 | 1989-09-30 | Petroleum | Unleaded gasoline | Unleaded gasoline |  | Steel | Steel |  | Painted or None | Steel |  | 1901-01-01 | [15 empty] | UST Currently In Use: 4; UST Temp Close: 1; AST Currently In Use: 0; AST Temp Closed: 0 | 4 | 1 | 5 | 22568-089-003905 | VICKY T. NGUYEN
30543 | Permanently Closed | 1901-01-01 | 1957-01-01 | 1988-12-02 | Petroleum | Unleaded gasoline | Unleaded gasoline |  | Steel | Steel |  | Painted or None | Steel |  | 1901-01-01 | [15 empty] | UST Currently In Use: 0; UST Temp Close: 0; AST Currently In Use: 0; AST Temp Closed: 0 | 0 | 0 | 3 | 14694-089-003906 | STEVENS OIL COMPANY
30544 | Permanently Closed | 1901-01-01 | 1957-01-01 | 1988-12-02 | Petroleum | Unleaded gasoline | Unleaded gasoline |  | Steel | Steel |  | Painted or None | Steel |  | 1901-01-01 | [15 empty] | UST Currently In Use: 0; UST Temp Close: 0; AST Currently In Use: 0; AST Temp Closed: 0 | 0 | 0 | 3 | 14694-089-003906 | STEVENS OIL COMPANY
30545 | Permanently Closed | 1901-01-01 | 1957-01-01 | 1988-12-02 | Petroleum | Unleaded gasoline | Unleaded gasoline |  | Steel | Steel |  | Painted or None | Steel |  | 1901-01-01 | [15 empty] | UST Currently In Use: 0; UST Temp Close: 0; AST Currently In Use: 0; AST Temp Closed: 0 | 0 | 0 | 3 | 14694-089-003906 | STEVENS OIL COMPANY
30546 | Permanently Closed | 2002-09-01 | 1980-01-01 | 2010-05-28 | Petroleum | Unleaded gasoline | Unleaded gasoline | Retail | Steel | Steel | Field installed cathodic protection |  | Steel |  | 1901-01-01 | Field installed cathodic protection | Catchment Basin, Single walled catchment basin | Automatic shutoff device At 95% full | Automatic shutoff device At 95% full | [11 empty] | UST Currently In Use: 0; UST Temp Close: 0; AST Currently In Use: 0; AST Temp Closed: 0 | 0 | 0 | 5 | 20113-089-003908 | MIKE ADIBI
30547 | Permanently Closed | 2010-05-28 | 1980-01-01 | 2010-05-28 | Petroleum | Unleaded gasoline | Unleaded gasoline | Retail | Steel | Steel | Field installed cathodic protection |  | Steel |  |  | Field installed cathodic protection | Catchment Basin, Single walled catchment basin | Automatic shutoff device At 95% full | Automatic shutoff device At 95% full |  |  | Statistical Inventory Reconciliation (SIR) | [8 empty] | UST Currently In Use: 0; UST Temp Close: 0; AST Currently In Use: 0; AST Temp Closed: 0 | 0 | 0 | 5 | 20113-089-003908 | MIKE ADIBI
30548 | Permanently Closed | 1991-04-17 | 1960-01-01 | 1991-04-17 | Petroleum | Unleaded gasoline | Unleaded gasoline |  | Steel | Steel |  | Painted or None | Steel |  | 1901-01-01 | [15 empty] | UST Currently In Use: 0; UST Temp Close: 0; AST Currently In Use: 0; AST Temp Closed: 0 | 0 | 0 | 5 | 20113-089-003908 | MIKE ADIBI
30549 | Permanently Closed | 2010-05-28 | 1960-01-01 | 2010-05-28 | Petroleum | On road diesel | On road diesel | Retail | Steel | Steel | Field installed cathodic protection |  | Steel |  |  | Field installed cathodic protection | Catchment Basin, Single walled catchment basin | Automatic shutoff device At 95% full | Automatic shutoff device At 95% full |  |  | Statistical Inventory Reconciliation (SIR) | [8 empty] | UST Currently In Use: 0; UST Temp Close: 0; AST Currently In Use: 0; AST Temp Closed: 0 | 0 | 0 | 5 | 20113-089-003908 | MIKE ADIBI
30550 | Permanently Closed | 2010-05-28 | 1979-01-01 | 2010-05-28 | Petroleum | Premium gasoline | Premium gasoline | Retail | Steel | Steel | Field installed cathodic protection |  | Steel |  |  | Field installed cathodic protection | Catchment Basin, Single walled catchment basin | Automatic shutoff device At 95% full | Automatic shutoff device At 95% full |  |  | Statistical Inventory Reconciliation (SIR) | [8 empty] | UST Currently In Use: 0; UST Temp Close: 0; AST Currently In Use: 0; AST Temp Closed: 0 | 0 | 0 | 5 | 20113-089-003908 | MIKE ADIBI
30551 | Permanently Closed | 1988-06-29 | 1967-01-01 | 1988-06-29 | Petroleum | Unleaded gasoline | Unleaded gasoline |  | Steel | Steel |  | Painted or None | Steel |  | 1901-01-01 | [15 empty] | UST Currently In Use: 0; UST Temp Close: 0; AST Currently In Use: 0; AST Temp Closed: 0 | 0 | 0 | 12 | 25544-089-003911 | RISHI & TILAK LLC
30552 | Permanently Closed | 1998-06-29 | 1955-01-01 | 1988-06-29 | Petroleum | Unleaded gasoline | Unleaded gasoline |  | Steel | Steel |  | Painted or None | Steel |  | 1901-01-01 | [15 empty] | UST Currently In Use: 0; UST Temp Close: 0; AST Currently In Use: 0; AST Temp Closed: 0 | 0 | 0 | 12 | 25544-089-003911 | RISHI & TILAK LLC
30553 | Permanently Closed | 1998-12-01 | 1962-01-01 | 2001-10-03 | Petroleum | Used oil | Used oil |  | Steel | Steel |  | Painted or None | Steel |  | 1901-01-01 |  | Other, EXEMPT | Other, EXEMPT | Other | [11 empty] | UST Currently In Use: 0; UST Temp Close: 0; AST Currently In Use: 0; AST Temp Closed: 0 | 0 | 0 | 12 | 25544-089-003911 | RISHI & TILAK LLC
30554 | Permanently Closed | 1988-06-29 | 1967-01-01 | 1988-06-29 | Petroleum | Unleaded gasoline | Unleaded gasoline |  | Steel | Steel |  | Painted or None | Steel |  | 1901-01-01 | [15 empty] | UST Currently In Use: 0; UST Temp Close: 0; AST Currently In Use: 0; AST Temp Closed: 0 | 0 | 0 | 12 | 25544-089-003911 | RISHI & TILAK LLC
30555 | Permanently Closed | 1988-06-29 | 1977-01-01 | 1988-06-29 | Petroleum | Kerosene | Kerosene |  | Steel | Steel |  | Painted or None | Steel |  | 1901-01-01 | [15 empty] | UST Currently In Use: 0; UST Temp Close: 0; AST Currently In Use: 0; AST Temp Closed: 0 | 0 | 0 | 12 | 25544-089-003911 | RISHI & TILAK LLC
30556 | Permanently Closed | 1988-06-29 | 1981-01-01 | 1988-06-29 | Petroleum | On road diesel | On road diesel |  | Steel | Steel |  | Painted or None | Steel |  | 1901-01-01 | [15 empty] | UST Currently In Use: 0; UST Temp Close: 0; AST Currently In Use: 0; AST Temp Closed: 0 | 0 | 0 | 12 | 25544-089-003911 | RISHI & TILAK LLC
30557 | Permanently Closed | 1991-09-17 | 1981-01-01 | 1991-09-17 | Petroleum | Unleaded gasoline | Unleaded gasoline |  | Steel | Steel |  | Painted or None | Steel |  | 1901-01-01 | [15 empty] | UST Currently In Use: 0; UST Temp Close: 3; AST Currently In Use: 0; AST Temp Closed: 0 | 0 | 3 | 4 | 20317-089-003916 | M & N ENTERPRISES INC
30558 | Permanently Closed | 1991-09-17 | 1981-01-01 | 1991-09-17 | Petroleum | Unleaded gasoline | Unleaded gasoline |  | Steel | Steel |  | Painted or None | Steel |  | 1901-01-01 | [15 empty] | UST Currently In Use: 0; UST Temp Close: 3; AST Currently In Use: 0; AST Temp Closed: 0 | 0 | 3 | 4 | 20317-089-003916 | M & N ENTERPRISES INC
30559 | Permanently Closed | 1999-08-27 | 1981-01-01 | 1999-08-27 | Petroleum | Kerosene | Kerosene | Retail | Steel | Steel |  | Painted or None | Steel |  | 1901-01-01 |  | Catchment Basin, Single walled catchment basin | Automatic shutoff device At 95% full | Automatic shutoff device At 95% full | [8 empty] | Annual line testing | Annual line testing |  | UST Currently In Use: 0; UST Temp Close: 3; AST Currently In Use: 0; AST Temp Closed: 0 | 0 | 3 | 4 | 20317-089-003916 | M & N ENTERPRISES INC
30560 | Permanently Closed | 1999-08-27 | 1981-01-01 | 1999-08-27 | Petroleum | Kerosene | Kerosene | Retail | Steel | Steel |  | Painted or None | Steel |  | 1901-01-01 |  | Catchment Basin, Single walled catchment basin | Automatic shutoff device At 95% full | Automatic shutoff device At 95% full | [11 empty] | UST Currently In Use: 0; UST Temp Close: 3; AST Currently In Use: 0; AST Temp Closed: 0 | 0 | 3 | 4 | 20317-089-003916 | M & N ENTERPRISES INC
30561 | Temporary Closed | 2005-08-23 | 1986-02-05 |  | Petroleum | Unleaded gasoline | Unleaded gasoline | Retail | Single Wall, Steel | Steel | Coated & cathodic protection (sti-P3), STIP3 |  | Single Wall, Steel |  | 1901-01-01 |  | Catchment Basin, Single walled catchment basin | Automatic shutoff device At 95% full | Automatic shutoff device At 95% full |  |  | Automatic Tank Gauge, Statistical Inventory Reconciliation (SIR) | [8 empty] | UST Currently In Use: 0; UST Temp Close: 3; AST Currently In Use: 0; AST Temp Closed: 0 | 0 | 3 | 4 | 20317-089-003916 | M & N ENTERPRISES INC
30562 | Temporary Closed | 2005-08-23 | 1986-02-05 |  | Petroleum | Mid-grade gasoline | Mid-grade gasoline | Retail | Single Wall, Steel | Steel | Coated & cathodic protection (sti-P3), STIP3 |  | Single Wall, Steel |  | 1901-01-01 |  | Catchment Basin, Single walled catchment basin | Automatic shutoff device At 95% full | Automatic shutoff device At 95% full |  |  | Automatic Tank Gauge, Statistical Inventory Reconciliation (SIR) | [8 empty] | UST Currently In Use: 0; UST Temp Close: 3; AST Currently In Use: 0; AST Temp Closed: 0 | 0 | 3 | 4 | 20317-089-003916 | M & N ENTERPRISES INC
30563 | Temporary Closed | 2005-08-23 | 1986-02-05 |  | Petroleum | Premium gasoline | Premium gasoline | Retail | Single Wall, Steel | Steel | Coated & cathodic protection (sti-P3), STIP3 |  | Single Wall, Steel |  | 1901-01-01 |  | Catchment Basin, Single walled catchment basin | Automatic shutoff device At 95% full | Automatic shutoff device At 95% full |  |  | Automatic Tank Gauge, Statistical Inventory Reconciliation (SIR) | [8 empty] | UST Currently In Use: 0; UST Temp Close: 3; AST Currently In Use: 0; AST Temp Closed: 0 | 0 | 3 | 4 | 20317-089-003916 | M & N ENTERPRISES INC
30564 | Permanently Closed | 1992-01-01 | 1983-01-01 | 1992-01-01 | Petroleum | Unleaded gasoline | Unleaded gasoline |  | Steel | Steel |  | Painted or None | Steel |  | 1901-01-01 | [15 empty] | UST Currently In Use: 0; UST Temp Close: 0; AST Currently In Use: 0; AST Temp Closed: 0 | 0 | 0 | 7 | 20132-089-003917 | JAMES CRUMRINE
30565 | Permanently Closed | 1992-11-13 | 1982-01-01 | 1992-11-13 | Petroleum | Unleaded gasoline | Unleaded gasoline |  | Steel | Steel |  | Painted or None | Steel |  | 1901-01-01 | [15 empty] | UST Currently In Use: 0; UST Temp Close: 0; AST Currently In Use: 0; AST Temp Closed: 0 | 0 | 0 | 7 | 20132-089-003917 | JAMES CRUMRINE
30566 | Permanently Closed | 1992-01-01 | 1982-01-01 | 1992-01-01 | Petroleum | Unleaded gasoline | Unleaded gasoline |  | Steel | Steel |  | Painted or None | Steel |  | 1901-01-01 | [15 empty] | UST Currently In Use: 0; UST Temp Close: 0; AST Currently In Use: 0; AST Temp Closed: 0 | 0 | 0 | 7 | 20132-089-003917 | JAMES CRUMRINE
30567 | Permanently Closed | 1992-01-01 | 1983-01-01 | 1992-01-01 | Petroleum | Unleaded gasoline | Unleaded gasoline |  | Steel | Steel |  | Painted or None | Steel |  | 1901-01-01 | [15 empty] | UST Currently In Use: 0; UST Temp Close: 0; AST Currently In Use: 0; AST Temp Closed: 0 | 0 | 0 | 7 | 20132-089-003917 | JAMES CRUMRINE
30568 | Permanently Closed | 1997-09-19 | 1985-01-05 | 1997-09-19 | Petroleum | Unleaded gasoline | Unleaded gasoline | Retail | Steel | Steel |  | Painted or None | Fiberglass reinforced plastic, Steel |  | 1901-01-01 |  | Catchment Basin, Single walled catchment basin | Flow Rest 90% Full | Flow Rest 90% Full |  |  | Automatic Tank Gauge, Statistical Inventory Reconciliation (SIR) | [8 empty] | UST Currently In Use: 0; UST Temp Close: 0; AST Currently In Use: 0; AST Temp Closed: 0 | 0 | 0 | 7 | 20132-089-003917 | JAMES CRUMRINE
30569 | Permanently Closed | 1997-09-19 | 1986-04-20 23:00 | 1997-09-19 | Petroleum | Unleaded gasoline | Unleaded gasoline | Retail | Steel | Steel |  | Painted or None | Fiberglass reinforced plastic, Steel |  | 1901-01-01 |  | Catchment Basin, Single walled catchment basin | Flow Rest 90% Full | Flow Rest 90% Full |  |  | Automatic Tank Gauge, Statistical Inventory Reconciliation (SIR) | [8 empty] | UST Currently In Use: 0; UST Temp Close: 0; AST Currently In Use: 0; AST Temp Closed: 0 | 0 | 0 | 7 | 20132-089-003917 | JAMES CRUMRINE
30570 | Permanently Closed | 1990-02-21 | 1961-01-01 | 1990-02-21 | Petroleum | Unleaded gasoline | Unleaded gasoline |  | Steel | Steel |  | Painted or None | Steel |  | 1901-01-01 | [15 empty] | UST Currently In Use: 0; UST Temp Close: 0; AST Currently In Use: 0; AST Temp Closed: 0 | 0 | 0 | 1 | 14694-089-003918 | STEVENS OIL COMPANY
30571 | Permanently Closed | 1992-06-12 | 1974-01-01 | 1992-06-12 | Petroleum | Other, EMPTY | Other |  | Steel | Steel |  | Painted or None | Steel |  | 1901-01-01 | [15 empty] | UST Currently In Use: 0; UST Temp Close: 0; AST Currently In Use: 0; AST Temp Closed: 0 | 0 | 0 | 1 | 14694-089-003919 | STEVENS OIL COMPANY
30572 | Permanently Closed | 2000-02-07 | 1970-01-01 | 2000-02-07 | Petroleum | On road diesel | On road diesel |  | Steel | Steel |  | Painted or None | Steel |  | 1901-01-01 | [15 empty] | UST Currently In Use: 0; UST Temp Close: 0; AST Currently In Use: 0; AST Temp Closed: 0 | 0 | 0 | 2 | 14694-089-003920 | STEVENS OIL COMPANY
30573 | Permanently Closed | 1996-06-13 | 1974-01-01 | 1996-06-13 | Petroleum | Unleaded gasoline | Unleaded gasoline |  | Steel | Steel |  | Painted or None | Steel |  | 1901-01-01 | [15 empty] | UST Currently In Use: 0; UST Temp Close: 0; AST Currently In Use: 0; AST Temp Closed: 0 | 0 | 0 | 2 | 14694-089-003920 | STEVENS OIL COMPANY
30574 | Permanently Closed | 1901-01-01 | 1974-01-01 | 1988-12-02 | Petroleum | Other, OTHER | Other |  | Steel | Steel |  | Painted or None | Steel |  | 1901-01-01 | [15 empty] | UST Currently In Use: 0; UST Temp Close: 0; AST Currently In Use: 0; AST Temp Closed: 0 | 0 | 0 | 1 | 14694-089-003921 | STEVENS OIL COMPANY
30575 | Permanently Closed | 1901-01-01 | 1974-01-01 | 1988-12-01 | Petroleum | Unleaded gasoline | Unleaded gasoline |  | Steel | Steel | Interior lined (not allowed as a standalone method of corrosion protection) | Painted or None | Steel |  | 1901-01-01 | [15 empty] | UST Currently In Use: 0; UST Temp Close: 0; AST Currently In Use: 0; AST Temp Closed: 0 | 0 | 0 | 1 | 14694-089-003922 | STEVENS OIL COMPANY
30576 | Permanently Closed | 1901-01-01 | 1974-01-01 | 1988-12-09 | Petroleum | Other, OTHER | Other |  | Steel | Steel |  | Painted or None | Steel |  | 1901-01-01 | [15 empty] | UST Currently In Use: 0; UST Temp Close: 0; AST Currently In Use: 0; AST Temp Closed: 0 | 0 | 0 | 1 | 14694-089-003923 | STEVENS OIL COMPANY
30577 | Permanently Closed | 1901-01-01 | 1978-01-01 | 1988-09-26 | Petroleum | On road diesel | On road diesel |  | Steel | Steel |  | Painted or None | Steel |  | 1901-01-01 | [15 empty] | UST Currently In Use: 0; UST Temp Close: 0; AST Currently In Use: 0; AST Temp Closed: 0 | 0 | 0 | 3 | 14694-089-003924 | STEVENS OIL COMPANY
30578 | Permanently Closed | 1901-01-01 | 1966-01-01 | 1988-09-26 | Petroleum | Other, OTHER | Other |  | Steel | Steel |  | Painted or None | Steel |  | 1901-01-01 | [15 empty] | UST Currently In Use: 0; UST Temp Close: 0; AST Currently In Use: 0; AST Temp Closed: 0 | 0 | 0 | 3 | 14694-089-003924 | STEVENS OIL COMPANY
30579 | Permanently Closed | 1901-01-01 | 1966-01-01 | 1988-09-26 | Petroleum | Other, OTHER | Other |  | Steel | Steel |  | Painted or None | Steel |  | 1901-01-01 | [15 empty] | UST Currently In Use: 0; UST Temp Close: 0; AST Currently In Use: 0; AST Temp Closed: 0 | 0 | 0 | 3 | 14694-089-003924 | STEVENS OIL COMPANY
30580 | Permanently Closed | 1901-01-01 | 1961-01-01 | 1986-11-07 | Petroleum | Other, OTHER | Other |  | Steel | Steel |  | Painted or None | Steel |  | 1901-01-01 | [15 empty] | UST Currently In Use: 0; UST Temp Close: 0; AST Currently In Use: 0; AST Temp Closed: 0 | 0 | 0 | 1 | 14694-089-003927 | STEVENS OIL COMPANY
30581 | Temporary Closed | 2003-06-23 | 1984-01-01 |  | Petroleum | On road diesel | On road diesel | Retail | Single Wall, Steel | Steel | Coated & cathodic protection (sti-P3) |  | Fiberglass reinforced plastic, Single Wall |  |  |  | Catchment Basin, Single walled catchment basin | Automatic shutoff device At 95% full | Automatic shutoff device At 95% full |  |  | Statistical Inventory Reconciliation (SIR) |  | Automatic flow restrictor (MLLD) | Automatic flow restrictor (MLLD) |  |  | Statistical inventory reconciliation (SIR) | Statistical inventory reconciliation (SIR) |  | UST Currently In Use: 0; UST Temp Close: 6; AST Currently In Use: 0; AST Temp Closed: 0 | 0 | 6 | 0 | 21512-089-014391 | UPFRONT LAND CO LLC
30582 | Temporary Closed | 2003-06-23 | 1984-01-01 |  | Petroleum | Kerosene | Kerosene | Retail | Single Wall, Steel | Steel | Coated & cathodic protection (sti-P3) |  | Fiberglass reinforced plastic, Single Wall |  |  |  | Catchment Basin, Single walled catchment basin | Automatic shutoff device At 95% full | Automatic shutoff device At 95% full |  |  | Statistical Inventory Reconciliation (SIR) |  | Automatic flow restrictor (MLLD) | Automatic flow restrictor (MLLD) |  |  | Statistical inventory reconciliation (SIR) | Statistical inventory reconciliation (SIR) |  | UST Currently In Use: 0; UST Temp Close: 6; AST Currently In Use: 0; AST Temp Closed: 0 | 0 | 6 | 0 | 21512-089-014391 | UPFRONT LAND CO LLC
30583 | Temporary Closed | 2003-06-23 | 1984-01-01 |  | Petroleum | Other, MNRLSPIRIT | Other | Retail | Single Wall, Steel | Steel | Coated & cathodic protection (sti-P3) |  | Fiberglass reinforced plastic, Single Wall |  |  |  | Catchment Basin, Single walled catchment basin | Automatic shutoff device At 95% full | Automatic shutoff device At 95% full |  |  |  |  | Automatic flow restrictor (MLLD) | Automatic flow restrictor (MLLD) | [5 empty] | UST Currently In Use: 0; UST Temp Close: 6; AST Currently In Use: 0; AST Temp Closed: 0 | 0 | 6 | 0 | 21512-089-014391 | UPFRONT LAND CO LLC
30584 | Temporary Closed | 2003-06-23 | 1984-01-01 |  | Petroleum | Unleaded gasoline | Unleaded gasoline | Retail | Single Wall, Steel | Steel | Coated & cathodic protection (sti-P3) |  | Fiberglass reinforced plastic, Single Wall |  |  |  | Catchment Basin, Single walled catchment basin | Automatic shutoff device At 95% full | Automatic shutoff device At 95% full |  |  | Statistical Inventory Reconciliation (SIR) |  | Automatic flow restrictor (MLLD) | Automatic flow restrictor (MLLD) |  |  | Statistical inventory reconciliation (SIR) | Statistical inventory reconciliation (SIR) |  | UST Currently In Use: 0; UST Temp Close: 6; AST Currently In Use: 0; AST Temp Closed: 0 | 0 | 6 | 0 | 21512-089-014391 | UPFRONT LAND CO LLC
30585 | Temporary Closed | 2003-06-23 | 1984-01-01 |  | Petroleum | Unleaded gasoline | Unleaded gasoline |  | Single Wall, Steel | Steel | Coated & cathodic protection (sti-P3) |  | Fiberglass reinforced plastic, Single Wall |  |  |  | Catchment Basin, Single walled catchment basin | Automatic shutoff device At 95% full | Automatic shutoff device At 95% full |  |  | Statistical Inventory Reconciliation (SIR) |  | Automatic flow restrictor (MLLD) | Automatic flow restrictor (MLLD) |  |  | Statistical inventory reconciliation (SIR) | Statistical inventory reconciliation (SIR) |  | UST Currently In Use: 0; UST Temp Close: 6; AST Currently In Use: 0; AST Temp Closed: 0 | 0 | 6 | 0 | 21512-089-014391 | UPFRONT LAND CO LLC
30586 | Temporary Closed | 2003-06-23 | 1984-01-01 |  | Petroleum | Unleaded gasoline | Unleaded gasoline | Retail | Single Wall, Steel | Steel | Coated & cathodic protection (sti-P3) |  | Fiberglass reinforced plastic, Single Wall |  |  |  | Catchment Basin, Single walled catchment basin | Automatic shutoff device At 95% full | Automatic shutoff device At 95% full |  |  | Statistical Inventory Reconciliation (SIR) |  | Automatic flow restrictor (MLLD) | Automatic flow restrictor (MLLD) |  |  | Statistical inventory reconciliation (SIR) | Statistical inventory reconciliation (SIR) |  | UST Currently In Use: 0; UST Temp Close: 6; AST Currently In Use: 0; AST Temp Closed: 0 | 0 | 6 | 0 | 21512-089-014391 | UPFRONT LAND CO LLC
30587 | Currently in Use |  | 1987-01-01 |  | Petroleum | Unleaded gasoline | Unleaded gasoline | Retail | Single Wall, Steel | Steel | Coated & cathodic protection (sti-P3), Field installed cathodic protection |  | Fiberglass reinforced plastic, Single Wall |  |  |  | Catchment Basin, Single walled catchment basin | Automatic shutoff device At 95% full | Automatic shutoff device At 95% full |  |  | Statistical Inventory Reconciliation (SIR) |  | Automatic flow restrictor (MLLD) | Automatic flow restrictor (MLLD) |  |  | Annual line testing, Statistical inventory reconciliation (SIR) | Statistical inventory reconciliation (SIR) |  | UST Currently In Use: 5; UST Temp Close: 1; AST Currently In Use: 0; AST Temp Closed: 0 | 5 | 1 | 0 | 22948-089-014396 | PAPPA, INC C/O ADAM PATEL DADAJI INC
30588 | Currently in Use |  | 1987-01-01 |  | Petroleum | Mid-grade gasoline | Mid-grade gasoline | Retail | Single Wall, Steel | Steel | Coated & cathodic protection (sti-P3), Field installed cathodic protection |  | Fiberglass reinforced plastic, Single Wall |  |  |  | Catchment Basin, Single walled catchment basin | Automatic shutoff device At 95% full | Automatic shutoff device At 95% full |  |  | Statistical Inventory Reconciliation (SIR) |  | Automatic flow restrictor (MLLD) | Automatic flow restrictor (MLLD) |  |  | Annual line testing, Statistical inventory reconciliation (SIR) | Statistical inventory reconciliation (SIR) |  | UST Currently In Use: 5; UST Temp Close: 1; AST Currently In Use: 0; AST Temp Closed: 0 | 5 | 1 | 0 | 22948-089-014396 | PAPPA, INC C/O ADAM PATEL DADAJI INC
30589 | Currently in Use |  | 1987-01-01 |  | Petroleum | Premium gasoline | Premium gasoline | Retail | Single Wall, Steel | Steel | Coated & cathodic protection (sti-P3), Field installed cathodic protection |  | Fiberglass reinforced plastic, Single Wall |  |  |  | Catchment Basin, Single walled catchment basin | Automatic shutoff device At 95% full | Automatic shutoff device At 95% full |  |  | Statistical Inventory Reconciliation (SIR) |  | Automatic flow restrictor (MLLD) | Automatic flow restrictor (MLLD) |  |  | Annual line testing, Statistical inventory reconciliation (SIR) | Statistical inventory reconciliation (SIR) |  | UST Currently In Use: 5; UST Temp Close: 1; AST Currently In Use: 0; AST Temp Closed: 0 | 5 | 1 | 0 | 22948-089-014396 | PAPPA, INC C/O ADAM PATEL DADAJI INC
30590 | Currently in Use |  | 1987-01-01 |  | Petroleum | On road diesel | On road diesel | Retail | Single Wall, Steel | Steel | Coated & cathodic protection (sti-P3), Field installed cathodic protection |  | Fiberglass reinforced plastic, Single Wall |  |  |  | Catchment Basin, Single walled catchment basin | Automatic shutoff device At 95% full | Automatic shutoff device At 95% full |  |  | Statistical Inventory Reconciliation (SIR) |  | Automatic flow restrictor (MLLD) | Automatic flow restrictor (MLLD) |  |  | Annual line testing, Statistical inventory reconciliation (SIR) | Statistical inventory reconciliation (SIR) |  | UST Currently In Use: 5; UST Temp Close: 1; AST Currently In Use: 0; AST Temp Closed: 0 | 5 | 1 | 0 | 22948-089-014396 | PAPPA, INC C/O ADAM PATEL DADAJI INC
30591 | Currently in Use |  | 1987-01-01 |  | Petroleum | Kerosene | Kerosene | Retail | Single Wall, Steel | Steel | Coated & cathodic protection (sti-P3), Field installed cathodic protection |  | Fiberglass reinforced plastic, Single Wall |  |  |  | Catchment Basin, Single walled catchment basin | Automatic shutoff device At 95% full | Automatic shutoff device At 95% full |  |  | Statistical Inventory Reconciliation (SIR) |  | Automatic flow restrictor (MLLD) | Automatic flow restrictor (MLLD) |  |  | Annual line testing, Statistical inventory reconciliation (SIR) | Statistical inventory reconciliation (SIR) |  | UST Currently In Use: 5; UST Temp Close: 1; AST Currently In Use: 0; AST Temp Closed: 0 | 5 | 1 | 0 | 22948-089-014396 | PAPPA, INC C/O ADAM PATEL DADAJI INC
30592 | Temporary Closed | 1998-12-01 | 1987-01-01 |  | Petroleum | Other, MNRLSPIRIT | Other | Retail | Single Wall, Steel | Steel | Coated & cathodic protection (sti-P3), Field installed cathodic protection |  | Fiberglass reinforced plastic, Single Wall |  |  |  | Catchment Basin, Single walled catchment basin | Flow Rest 90% Full | Flow Rest 90% Full |  |  |  |  | Automatic flow restrictor (MLLD) | Automatic flow restrictor (MLLD) | [5 empty] | UST Currently In Use: 5; UST Temp Close: 1; AST Currently In Use: 0; AST Temp Closed: 0 | 5 | 1 | 0 | 22948-089-014396 | PAPPA, INC C/O ADAM PATEL DADAJI INC
30593 | Permanently Closed | 1998-11-03 | 1987-01-01 | 1998-11-03 | Petroleum | Unleaded gasoline | Unleaded gasoline |  | Steel | Steel | Coated & cathodic protection (sti-P3) |  | Fiberglass reinforced plastic |  | 1901-01-01 | [12 empty] | Annual line testing | Annual line testing |  | UST Currently In Use: 3; UST Temp Close: 0; AST Currently In Use: 0; AST Temp Closed: 0 | 3 | 0 | 6 | 23047-089-014397 | CHIA HENG
30594 | Permanently Closed | 1998-11-03 | 1987-01-01 | 1998-11-03 | Petroleum | Unleaded gasoline | Unleaded gasoline |  | Steel | Steel | Coated & cathodic protection (sti-P3) |  | Fiberglass reinforced plastic |  | 1901-01-01 | [12 empty] | Annual line testing | Annual line testing |  | UST Currently In Use: 3; UST Temp Close: 0; AST Currently In Use: 0; AST Temp Closed: 0 | 3 | 0 | 6 | 23047-089-014397 | CHIA HENG
30595 | Permanently Closed | 1998-11-03 | 1987-01-01 | 1998-11-03 | Petroleum | Unleaded gasoline | Unleaded gasoline |  | Steel | Steel | Coated & cathodic protection (sti-P3) |  | Fiberglass reinforced plastic |  | 1901-01-01 | [12 empty] | Annual line testing | Annual line testing |  | UST Currently In Use: 3; UST Temp Close: 0; AST Currently In Use: 0; AST Temp Closed: 0 | 3 | 0 | 6 | 23047-089-014397 | CHIA HENG
30596 | Permanently Closed | 1998-11-03 | 1987-01-01 | 1998-11-03 | Petroleum | On road diesel | On road diesel |  | Steel | Steel | Coated & cathodic protection (sti-P3) |  | Fiberglass reinforced plastic |  | 1901-01-01 | [12 empty] | Annual line testing | Annual line testing |  | UST Currently In Use: 3; UST Temp Close: 0; AST Currently In Use: 0; AST Temp Closed: 0 | 3 | 0 | 6 | 23047-089-014397 | CHIA HENG
30597 | Permanently Closed | 1998-11-03 | 1987-01-01 | 1998-11-03 | Petroleum | Kerosene | Kerosene |  | Steel | Steel | Coated & cathodic protection (sti-P3) |  | Fiberglass reinforced plastic |  | 1901-01-01 | [12 empty] | Annual line testing | Annual line testing |  | UST Currently In Use: 3; UST Temp Close: 0; AST Currently In Use: 0; AST Temp Closed: 0 | 3 | 0 | 6 | 23047-089-014397 | CHIA HENG
30598 | Permanently Closed | 1998-11-03 | 1987-01-01 | 1998-11-03 | Petroleum | Other, MNRLSPIRIT | Other |  | Steel | Steel | Coated & cathodic protection (sti-P3) |  | Fiberglass reinforced plastic |  | 1901-01-01 | [12 empty] | Annual line testing | Annual line testing |  | UST Currently In Use: 3; UST Temp Close: 0; AST Currently In Use: 0; AST Temp Closed: 0 | 3 | 0 | 6 | 23047-089-014397 | CHIA HENG
30599 | Permanently Closed | 1993-10-27 | 1986-01-01 | 1993-10-27 | Petroleum | On road diesel | On road diesel |  | Steel | Steel |  | Painted or None | Steel |  | 1901-01-01 | [15 empty] | UST Currently In Use: 0; UST Temp Close: 0; AST Currently In Use: 0; AST Temp Closed: 0 | 0 | 0 | 1 | 14694-089-014572 | STEVENS OIL COMPANY
30600 | Permanently Closed | 1993-05-11 | 1985-01-01 | 1993-05-11 | Petroleum | Unleaded gasoline | Unleaded gasoline |  | Steel | Steel | Coated & cathodic protection (sti-P3) |  | Steel |  | 1901-01-01 | [15 empty] | UST Currently In Use: 0; UST Temp Close: 0; AST Currently In Use: 0; AST Temp Closed: 0 | 0 | 0 | 2 | 14694-089-014578 | STEVENS OIL COMPANY
30601 | Permanently Closed | 1993-05-11 | 1985-01-01 | 1993-05-11 | Petroleum | Unleaded gasoline | Unleaded gasoline |  | Steel | Steel | Coated & cathodic protection (sti-P3) |  | Steel |  | 1901-01-01 | [15 empty] | UST Currently In Use: 0; UST Temp Close: 0; AST Currently In Use: 0; AST Temp Closed: 0 | 0 | 0 | 2 | 14694-089-014578 | STEVENS OIL COMPANY
30602 | Currently in Use |  | 1990-01-01 |  | Petroleum | Unleaded gasoline | Unleaded gasoline | Retail | Steel | Steel | Coated & cathodic protection (sti-P3) |  | Fiberglass reinforced plastic |  |  |  | Catchment Basin, Single walled catchment basin | Automatic shutoff device At 95% full | Automatic shutoff device At 95% full |  |  | Automatic Tank Gauge |  | Automatic flow restrictor (MLLD) | Automatic flow restrictor (MLLD) |  |  | Annual line testing | Annual line testing |  | UST Currently In Use: 4; UST Temp Close: 0; AST Currently In Use: 0; AST Temp Closed: 0 | 4 | 0 | 0 | 21409-089-014738 | MORTEZA MOKHTARI
30603 | Currently in Use |  | 1990-01-01 |  | Petroleum | On road diesel | On road diesel | Retail | Steel | Steel | Coated & cathodic protection (sti-P3) |  | Fiberglass reinforced plastic |  |  |  | Catchment Basin, Single walled catchment basin | Automatic shutoff device At 95% full | Automatic shutoff device At 95% full |  |  | Automatic Tank Gauge |  | Automatic flow restrictor (MLLD) | Automatic flow restrictor (MLLD) |  |  | Annual line testing | Annual line testing |  | UST Currently In Use: 4; UST Temp Close: 0; AST Currently In Use: 0; AST Temp Closed: 0 | 4 | 0 | 0 | 21409-089-014738 | MORTEZA MOKHTARI
30604 | Currently in Use |  | 1990-01-01 |  | Petroleum | Premium gasoline | Premium gasoline | Retail | Steel | Steel | Coated & cathodic protection (sti-P3) |  | Fiberglass reinforced plastic |  |  |  | Catchment Basin, Single walled catchment basin | Automatic shutoff device At 95% full | Automatic shutoff device At 95% full |  |  | Automatic Tank Gauge |  | Automatic flow restrictor (MLLD) | Automatic flow restrictor (MLLD) |  |  | Annual line testing | Annual line testing |  | UST Currently In Use: 4; UST Temp Close: 0; AST Currently In Use: 0; AST Temp Closed: 0 | 4 | 0 | 0 | 21409-089-014738 | MORTEZA MOKHTARI
30605 | Currently in Use |  | 1990-01-01 |  | Petroleum | Kerosene | Kerosene | Retail | Steel | Steel | Coated & cathodic protection (sti-P3) |  | Fiberglass reinforced plastic |  |  |  | Catchment Basin, Single walled catchment basin | Automatic shutoff device At 95% full | Automatic shutoff device At 95% full |  |  | Automatic Tank Gauge | [8 empty] | UST Currently In Use: 4; UST Temp Close: 0; AST Currently In Use: 0; AST Temp Closed: 0 | 4 | 0 | 0 | 21409-089-014738 | MORTEZA MOKHTARI
30606 | Permanently Closed | 1997-03-27 | 1988-01-01 | 1997-03-27 | Petroleum | Unleaded gasoline | Unleaded gasoline |  | Steel | Steel | Coated & cathodic protection (sti-P3) |  | Fiberglass reinforced plastic |  | 1901-01-01 |  |  |  |  | Interstitial Monitoring within Secondary Containment | [10 empty] | UST Currently In Use: 0; UST Temp Close: 0; AST Currently In Use: 0; AST Temp Closed: 0 | 0 | 0 | 5 | 14694-089-014867 | STEVENS OIL COMPANY
30607 | Permanently Closed | 1997-03-27 | 1990-01-01 | 1997-03-27 | Petroleum | Unleaded gasoline | Unleaded gasoline |  | Steel | Steel | Coated & cathodic protection (sti-P3) |  | Fiberglass reinforced plastic |  | 1901-01-01 | [15 empty] | UST Currently In Use: 0; UST Temp Close: 0; AST Currently In Use: 0; AST Temp Closed: 0 | 0 | 0 | 5 | 14694-089-014867 | STEVENS OIL COMPANY
30608 | Permanently Closed | 1997-03-27 | 1989-01-01 | 1997-03-27 | Petroleum | Unleaded gasoline | Unleaded gasoline |  | Steel | Steel | Coated & cathodic protection (sti-P3) |  | Fiberglass reinforced plastic |  | 1901-01-01 | [15 empty] | UST Currently In Use: 0; UST Temp Close: 0; AST Currently In Use: 0; AST Temp Closed: 0 | 0 | 0 | 5 | 14694-089-014867 | STEVENS OIL COMPANY
30609 | Permanently Closed | 1997-03-27 | 1989-01-01 | 1997-03-27 | Petroleum | Kerosene | Kerosene |  | Steel | Steel | Coated & cathodic protection (sti-P3) |  | Fiberglass reinforced plastic |  | 1901-01-01 | [15 empty] | UST Currently In Use: 0; UST Temp Close: 0; AST Currently In Use: 0; AST Temp Closed: 0 | 0 | 0 | 5 | 14694-089-014867 | STEVENS OIL COMPANY
30610 | Permanently Closed | 1997-03-27 | 1989-01-01 | 1997-03-27 | Petroleum | Used oil | Used oil |  | Steel | Steel | Coated & cathodic protection (sti-P3) |  | Fiberglass reinforced plastic |  | 1901-01-01 |  |  |  |  | Interstitial Monitoring within Secondary Containment | [10 empty] | UST Currently In Use: 0; UST Temp Close: 0; AST Currently In Use: 0; AST Temp Closed: 0 | 0 | 0 | 5 | 14694-089-014867 | STEVENS OIL COMPANY
30611 | Currently in Use |  | 1990-05-01 |  | Petroleum | Unleaded gasoline | Unleaded gasoline | Retail | Steel | Steel | Coated & cathodic protection (sti-P3) |  | Fiberglass reinforced plastic, Single Wall |  |  | Other, FLXS ISOLA | Catchment Basin, Single walled catchment basin | Flow Rest 90% Full | Flow Rest 90% Full |  |  | Automatic Tank Gauge |  | Automatic flow restrictor (MLLD) | Automatic flow restrictor (MLLD) |  |  | Annual line testing | Annual line testing |  | UST Currently In Use: 5; UST Temp Close: 0; AST Currently In Use: 0; AST Temp Closed: 0 | 5 | 0 | 0 | 14694-089-015301 | STEVENS OIL COMPANY
30612 | Currently in Use |  | 1990-05-01 |  | Petroleum | Mid-grade gasoline | Mid-grade gasoline | Retail | Steel | Steel | Coated & cathodic protection (sti-P3) |  | Fiberglass reinforced plastic, Single Wall |  |  | Other, FLXS ISOLA | Catchment Basin, Single walled catchment basin | Flow Rest 90% Full | Flow Rest 90% Full |  |  | Automatic Tank Gauge |  | Automatic flow restrictor (MLLD) | Automatic flow restrictor (MLLD) |  |  | Annual line testing | Annual line testing |  | UST Currently In Use: 5; UST Temp Close: 0; AST Currently In Use: 0; AST Temp Closed: 0 | 5 | 0 | 0 | 14694-089-015301 | STEVENS OIL COMPANY
30613 | Currently in Use |  | 1990-05-01 |  | Petroleum | Premium gasoline | Premium gasoline | Retail | Steel | Steel | Coated & cathodic protection (sti-P3) |  | Fiberglass reinforced plastic, Single Wall |  |  | Other, FLXS ISOLA | Catchment Basin, Single walled catchment basin | Flow Rest 90% Full | Flow Rest 90% Full |  |  | Automatic Tank Gauge |  | Automatic flow restrictor (MLLD) | Automatic flow restrictor (MLLD) |  |  | Annual line testing | Annual line testing |  | UST Currently In Use: 5; UST Temp Close: 0; AST Currently In Use: 0; AST Temp Closed: 0 | 5 | 0 | 0 | 14694-089-015301 | STEVENS OIL COMPANY
30614 | Currently in Use |  | 1990-05-01 |  | Petroleum | On road diesel | On road diesel | Retail | Steel | Steel | Coated & cathodic protection (sti-P3) |  | Fiberglass reinforced plastic, Single Wall |  |  | Other, FLXS ISOLA | Catchment Basin, Single walled catchment basin | Flow Rest 90% Full | Flow Rest 90% Full |  |  | Automatic Tank Gauge |  | Automatic flow restrictor (MLLD) | Automatic flow restrictor (MLLD) |  |  | Annual line testing | Annual line testing |  | UST Currently In Use: 5; UST Temp Close: 0; AST Currently In Use: 0; AST Temp Closed: 0 | 5 | 0 | 0 | 14694-089-015301 | STEVENS OIL COMPANY
30615 | Currently in Use |  | 1990-05-01 |  | Petroleum | Unleaded gasoline | Unleaded gasoline | Retail | Steel | Steel | Coated & cathodic protection (sti-P3) |  | Fiberglass reinforced plastic, Single Wall |  |  | Other, FLXS ISOLA | Catchment Basin, Single walled catchment basin | Flow Rest 90% Full | Flow Rest 90% Full |  |  | Automatic Tank Gauge | [8 empty] | UST Currently In Use: 5; UST Temp Close: 0; AST Currently In Use: 0; AST Temp Closed: 0 | 5 | 0 | 0 | 14694-089-015301 | STEVENS OIL COMPANY
30616 | Permanently Closed | 1986-01-01 | 1979-01-01 |  | Petroleum | Other, OTHER | Other |  | Steel | Steel |  | Painted or None | Steel |  | 1901-01-01 | [15 empty] | UST Currently In Use: 0; UST Temp Close: 0; AST Currently In Use: 0; AST Temp Closed: 0 | 0 | 0 | 7 | 14694-103-003883 | STEVENS OIL COMPANY
30617 | Permanently Closed | 1986-01-01 | 1979-01-01 |  | Petroleum | Other, OTHER | Other |  | Steel | Steel |  | Painted or None | Steel |  | 1901-01-01 | [15 empty] | UST Currently In Use: 0; UST Temp Close: 0; AST Currently In Use: 0; AST Temp Closed: 0 | 0 | 0 | 7 | 14694-103-003883 | STEVENS OIL COMPANY
30618 | Permanently Closed | 1986-01-01 | 1974-01-01 |  | Petroleum | Other, OTHER | Other |  | Steel | Steel |  | Painted or None | Steel |  | 1901-01-01 | [15 empty] | UST Currently In Use: 0; UST Temp Close: 0; AST Currently In Use: 0; AST Temp Closed: 0 | 0 | 0 | 7 | 14694-103-003883 | STEVENS OIL COMPANY
30619 | Permanently Closed | 1986-01-01 | 1974-01-01 |  | Petroleum | Other, OTHER | Other |  | Steel | Steel |  | Painted or None | Steel |  | 1901-01-01 | [15 empty] | UST Currently In Use: 0; UST Temp Close: 0; AST Currently In Use: 0; AST Temp Closed: 0 | 0 | 0 | 7 | 14694-103-003883 | STEVENS OIL COMPANY
30620 | Permanently Closed | 1994-02-24 | 1983-01-01 | 1994-02-24 | Petroleum | Unleaded gasoline | Unleaded gasoline |  | Steel | Steel |  | Painted or None | Steel |  | 1901-01-01 | [12 empty] | Annual line testing | Annual line testing |  | UST Currently In Use: 0; UST Temp Close: 0; AST Currently In Use: 0; AST Temp Closed: 0 | 0 | 0 | 7 | 14694-103-003883 | STEVENS OIL COMPANY
30621 | Permanently Closed | 1994-02-24 | 1983-01-01 | 1994-02-24 | Petroleum | Unleaded gasoline | Unleaded gasoline |  | Steel | Steel |  | Painted or None | Steel |  | 1901-01-01 | [12 empty] | Annual line testing | Annual line testing |  | UST Currently In Use: 0; UST Temp Close: 0; AST Currently In Use: 0; AST Temp Closed: 0 | 0 | 0 | 7 | 14694-103-003883 | STEVENS OIL COMPANY
30622 | Permanently Closed | 1994-02-24 | 1983-01-01 | 1994-02-24 | Petroleum | Unleaded gasoline | Unleaded gasoline |  | Steel | Steel |  | Painted or None | Steel |  | 1901-01-01 | [12 empty] | Annual line testing | Annual line testing |  | UST Currently In Use: 0; UST Temp Close: 0; AST Currently In Use: 0; AST Temp Closed: 0 | 0 | 0 | 7 | 14694-103-003883 | STEVENS OIL COMPANY
30623 | Permanently Closed | 1991-11-06 | 1972-01-01 | 1991-11-06 | Petroleum | Unleaded gasoline | Unleaded gasoline |  | Steel | Steel |  | Painted or None | Steel |  | 1901-01-01 | [15 empty] | UST Currently In Use: 0; UST Temp Close: 0; AST Currently In Use: 0; AST Temp Closed: 0 | 0 | 0 | 1 | 14694-083-003899 | STEVENS OIL COMPANY
30624 | Permanently Closed | 1989-05-12 | 1982-01-01 | 1989-05-12 | Petroleum | Unleaded gasoline | Unleaded gasoline |  | Steel | Steel |  | Painted or None | Steel |  | 1901-01-01 | [15 empty] | UST Currently In Use: 0; UST Temp Close: 0; AST Currently In Use: 0; AST Temp Closed: 0 | 0 | 0 | 3 | 14694-103-003912 | STEVENS OIL COMPANY
30625 | Permanently Closed | 1989-05-12 | 1982-01-01 | 1989-05-12 | Petroleum | Unleaded gasoline | Unleaded gasoline |  | Steel | Steel |  | Painted or None | Steel |  | 1901-01-01 | [15 empty] | UST Currently In Use: 0; UST Temp Close: 0; AST Currently In Use: 0; AST Temp Closed: 0 | 0 | 0 | 3 | 14694-103-003912 | STEVENS OIL COMPANY
30626 | Permanently Closed | 1989-05-12 | 1982-01-01 | 1989-05-12 | Petroleum | Unleaded gasoline | Unleaded gasoline |  | Steel | Steel |  | Painted or None | Steel |  | 1901-01-01 | [15 empty] | UST Currently In Use: 0; UST Temp Close: 0; AST Currently In Use: 0; AST Temp Closed: 0 | 0 | 0 | 3 | 14694-103-003912 | STEVENS OIL COMPANY
30627 | Currently in Use |  | 1989-01-01 |  | Petroleum | Other, 100 % UNL | Other | Retail | Single Wall, Steel | Steel | Coated & cathodic protection (sti-P3) |  | Fiberglass reinforced plastic, Single Wall |  |  | Other, FLXS ISOLA | Catchment Basin, Single walled catchment basin | Flow Rest 90% Full | Flow Rest 90% Full |  |  | Continuous Automatic Tank Gauge | Direct Bury submersible pump | Automatic flow restrictor (MLLD) | Automatic flow restrictor (MLLD) |  |  | Annual line testing | Annual line testing |  | UST Currently In Use: 4; UST Temp Close: 1; AST Currently In Use: 0; AST Temp Closed: 0 | 4 | 1 | 1 | 22734-103-005349 | FRONTIER INC.
30628 | Currently in Use |  | 1989-01-01 |  | Petroleum | Premium gasoline | Premium gasoline | Retail | Single Wall, Steel | Steel | Coated & cathodic protection (sti-P3) |  | Fiberglass reinforced plastic, Single Wall |  |  | Other, FLXS ISOLA | Catchment Basin, Single walled catchment basin | Flow Rest 90% Full | Flow Rest 90% Full |  |  | Continuous Automatic Tank Gauge | Direct Bury submersible pump | Automatic flow restrictor (MLLD) | Automatic flow restrictor (MLLD) |  |  | Annual line testing | Annual line testing |  | UST Currently In Use: 4; UST Temp Close: 1; AST Currently In Use: 0; AST Temp Closed: 0 | 4 | 1 | 1 | 22734-103-005349 | FRONTIER INC.
30629 | Currently in Use |  | 1989-01-01 |  | Petroleum | Unleaded gasoline | Unleaded gasoline | Retail | Single Wall, Steel | Steel | Coated & cathodic protection (sti-P3) |  | Fiberglass reinforced plastic, Single Wall |  |  | Other, FLXS ISOLA | Catchment Basin, Single walled catchment basin | Flow Rest 90% Full | Flow Rest 90% Full |  |  | Continuous Automatic Tank Gauge | Direct Bury submersible pump | Automatic flow restrictor (MLLD) | Automatic flow restrictor (MLLD) |  |  | Annual line testing | Annual line testing |  | UST Currently In Use: 4; UST Temp Close: 1; AST Currently In Use: 0; AST Temp Closed: 0 | 4 | 1 | 1 | 22734-103-005349 | FRONTIER INC.
30630 | Currently in Use |  | 1989-01-01 |  | Petroleum | Unleaded gasoline | Unleaded gasoline | Retail | Single Wall, Steel | Steel | Coated & cathodic protection (sti-P3) |  | Fiberglass reinforced plastic, Single Wall |  |  | Other, FLXS ISOLA | Catchment Basin, Single walled catchment basin | Flow Rest 90% Full | Flow Rest 90% Full |  |  | Continuous Automatic Tank Gauge | Direct Bury submersible pump | Automatic flow restrictor (MLLD) | Automatic flow restrictor (MLLD) |  |  | Annual line testing | Annual line testing |  | UST Currently In Use: 4; UST Temp Close: 1; AST Currently In Use: 0; AST Temp Closed: 0 | 4 | 1 | 1 | 22734-103-005349 | FRONTIER INC.
30631 | Temporary Closed | 2017-06-23 | 1989-01-01 |  | Petroleum | Kerosene | Kerosene | Retail | Single Wall, Steel | Steel | Coated & cathodic protection (sti-P3) |  | Single Wall, Steel |  |  | Galvanic Cathodic | Catchment Basin, Single walled catchment basin | Flow Rest 90% Full | Flow Rest 90% Full |  |  | Continuous Automatic Tank Gauge | [8 empty] | UST Currently In Use: 4; UST Temp Close: 1; AST Currently In Use: 0; AST Temp Closed: 0 | 4 | 1 | 1 | 22734-103-005349 | FRONTIER INC.
30632 | Permanently Closed | 1994-06-02 | 1986-01-01 | 1994-06-02 | Petroleum | Unleaded gasoline | Unleaded gasoline |  | Steel | Steel | Coated & cathodic protection (sti-P3) |  | Steel |  | 1901-01-01 | [15 empty] | UST Currently In Use: 0; UST Temp Close: 0; AST Currently In Use: 0; AST Temp Closed: 0 | 0 | 0 | 4 | 14694-103-014579 | STEVENS OIL COMPANY
30633 | Permanently Closed | 1994-06-02 | 1986-01-01 | 1994-06-02 | Petroleum | Unleaded gasoline | Unleaded gasoline |  | Steel | Steel | Coated & cathodic protection (sti-P3) |  | Steel |  | 1901-01-01 | [15 empty] | UST Currently In Use: 0; UST Temp Close: 0; AST Currently In Use: 0; AST Temp Closed: 0 | 0 | 0 | 4 | 14694-103-014579 | STEVENS OIL COMPANY
30634 | Permanently Closed | 1994-06-02 | 1986-01-01 | 1994-06-02 | Petroleum | Unleaded gasoline | Unleaded gasoline |  | Steel | Steel | Coated & cathodic protection (sti-P3) |  | Steel |  | 1901-01-01 | [15 empty] | UST Currently In Use: 0; UST Temp Close: 0; AST Currently In Use: 0; AST Temp Closed: 0 | 0 | 0 | 4 | 14694-103-014579 | STEVENS OIL COMPANY
30635 | Permanently Closed | 1994-06-02 | 1988-01-01 | 1994-06-02 | Petroleum | Unleaded gasoline | Unleaded gasoline |  | Steel | Steel | Coated & cathodic protection (sti-P3) |  | Steel |  | 1901-01-01 | [15 empty] | UST Currently In Use: 0; UST Temp Close: 0; AST Currently In Use: 0; AST Temp Closed: 0 | 0 | 0 | 4 | 14694-103-014579 | STEVENS OIL COMPANY
30636 | Temporary Closed | 2015-01-01 | 1990-01-01 |  | Petroleum | On road diesel | On road diesel | Retail | Single Wall, Steel | Steel | Coated & cathodic protection (sti-P3) |  | Fiberglass reinforced plastic, Single Wall |  |  |  | Catchment Basin, Single walled catchment basin | Flow Rest 90% Full | Flow Rest 90% Full |  |  | Automatic Tank Gauge |  | Automatic shutoff device (AELLD) | Automatic shutoff device (AELLD) | [5 empty] | UST Currently In Use: 0; UST Temp Close: 5; AST Currently In Use: 0; AST Temp Closed: 0 | 0 | 5 | 0 | 22831-103-014743 | CVP GROUP, INC.
30637 | Temporary Closed | 2015-01-01 | 1990-01-01 |  | Petroleum | Unleaded gasoline | Unleaded gasoline | Retail | Single Wall, Steel | Steel | Coated & cathodic protection (sti-P3) |  | Fiberglass reinforced plastic, Single Wall |  |  |  | Catchment Basin, Single walled catchment basin | Flow Rest 90% Full | Flow Rest 90% Full |  |  | Automatic Tank Gauge |  | Automatic shutoff device (AELLD) | Automatic shutoff device (AELLD) | [5 empty] | UST Currently In Use: 0; UST Temp Close: 5; AST Currently In Use: 0; AST Temp Closed: 0 | 0 | 5 | 0 | 22831-103-014743 | CVP GROUP, INC.
30638 | Temporary Closed | 2015-01-01 | 1990-01-01 |  | Petroleum | Mid-grade gasoline | Mid-grade gasoline | Retail | Single Wall, Steel | Steel | Coated & cathodic protection (sti-P3) |  | Fiberglass reinforced plastic, Single Wall |  |  |  | Catchment Basin, Single walled catchment basin | Flow Rest 90% Full | Flow Rest 90% Full |  |  | Automatic Tank Gauge |  | Automatic shutoff device (AELLD) | Automatic shutoff device (AELLD) | [5 empty] | UST Currently In Use: 0; UST Temp Close: 5; AST Currently In Use: 0; AST Temp Closed: 0 | 0 | 5 | 0 | 22831-103-014743 | CVP GROUP, INC.
30639 | Temporary Closed | 2015-01-01 | 1990-01-01 |  | Petroleum | Premium gasoline | Premium gasoline | Retail | Single Wall, Steel | Steel | Coated & cathodic protection (sti-P3) |  | Fiberglass reinforced plastic, Single Wall |  |  |  | Catchment Basin, Single walled catchment basin | Flow Rest 90% Full | Flow Rest 90% Full |  |  | Automatic Tank Gauge |  | Automatic shutoff device (AELLD) | Automatic shutoff device (AELLD) | [5 empty] | UST Currently In Use: 0; UST Temp Close: 5; AST Currently In Use: 0; AST Temp Closed: 0 | 0 | 5 | 0 | 22831-103-014743 | CVP GROUP, INC.
30640 | Temporary Closed | 2010-06-17 | 1990-01-01 |  | Petroleum | Kerosene | Kerosene | Retail | Single Wall, Steel | Steel | Coated & cathodic protection (sti-P3) |  | Fiberglass reinforced plastic, Single Wall |  |  |  | Catchment Basin, Single walled catchment basin | Flow Rest 90% Full | Flow Rest 90% Full |  |  | Automatic Tank Gauge | [8 empty] | UST Currently In Use: 0; UST Temp Close: 5; AST Currently In Use: 0; AST Temp Closed: 0 | 0 | 5 | 0 | 22831-103-014743 | CVP GROUP, INC.
30641 | Permanently Closed | 1901-01-01 | 1977-01-01 |  | Petroleum | On road diesel | On road diesel |  | Steel | Steel | Interior lined (not allowed as a standalone method of corrosion protection) | Painted or None | Steel |  | 1901-01-01 | [15 empty] | UST Currently In Use: 0; UST Temp Close: 0; AST Currently In Use: 1; AST Temp Closed: 0 | 0 | 0 | 2 | 14698-071-011077 | STEVENSON IRON & STEEL CO INC
30642 | Permanently Closed | 1901-01-01 | 1977-01-01 |  | Petroleum | On road diesel | On road diesel |  | Steel | Steel | Interior lined (not allowed as a standalone method of corrosion protection) | Painted or None | Steel |  | 1901-01-01 | [15 empty] | UST Currently In Use: 0; UST Temp Close: 0; AST Currently In Use: 1; AST Temp Closed: 0 | 0 | 0 | 2 | 14698-071-011077 | STEVENSON IRON & STEEL CO INC
30643 | Permanently Closed | 1984-03-01 | 1901-01-01 | 1989-08-01 | Petroleum | Unleaded gasoline | Unleaded gasoline |  | Steel | Steel |  |  | Steel |  | 1901-01-01 | [15 empty] | UST Currently In Use: 0; UST Temp Close: 0; AST Currently In Use: 0; AST Temp Closed: 0 | 0 | 0 | 2 | 14699-073-002596 | STEWARD MACHINE CO INC
30644 | Permanently Closed | 1992-04-28 | 1977-01-01 | 1992-04-28 | Petroleum | Unleaded gasoline | Unleaded gasoline |  | Steel | Steel |  | Painted or None | Steel |  | 1901-01-01 | [15 empty] | UST Currently In Use: 0; UST Temp Close: 0; AST Currently In Use: 0; AST Temp Closed: 0 | 0 | 0 | 2 | 14699-073-002596 | STEWARD MACHINE CO INC
30645 | Permanently Closed | 1991-01-09 | 1966-01-01 | 1991-01-09 | Petroleum | Unleaded gasoline | Unleaded gasoline |  | Steel | Steel |  | Painted or None | Steel |  | 1901-01-01 | [15 empty] | UST Currently In Use: 0; UST Temp Close: 0; AST Currently In Use: 0; AST Temp Closed: 0 | 0 | 0 | 1 | 14701-125-003100 | STILLMAN COLLEGE
30648 | Permanently Closed | 1993-12-15 | 1982-01-01 | 1994-08-29 | Petroleum | Unleaded gasoline | Unleaded gasoline |  | Steel | Steel |  | Painted or None | Steel |  | 1901-01-01 | [15 empty] | UST Currently In Use: 0; UST Temp Close: 0; AST Currently In Use: 0; AST Temp Closed: 0 | 0 | 0 | 2 | 14703-013-006816 | STINSON PETROLEUM COMPANY INC.
30649 | Permanently Closed | 1993-12-15 | 1982-01-01 | 1994-08-29 | Petroleum | Unleaded gasoline | Unleaded gasoline |  | Steel | Steel |  | Painted or None | Steel |  | 1901-01-01 | [15 empty] | UST Currently In Use: 0; UST Temp Close: 0; AST Currently In Use: 0; AST Temp Closed: 0 | 0 | 0 | 2 | 14703-013-006816 | STINSON PETROLEUM COMPANY INC.
30650 | Permanently Closed | 1997-10-01 | 1963-01-01 | 1997-11-03 | Petroleum | Unleaded gasoline | Unleaded gasoline |  | Steel | Steel |  | Painted or None | Steel |  | 1901-01-01 | [12 empty] | Annual line testing | Annual line testing |  | UST Currently In Use: 0; UST Temp Close: 0; AST Currently In Use: 0; AST Temp Closed: 0 | 0 | 0 | 3 | 14703-013-006817 | STINSON PETROLEUM COMPANY INC.
30651 | Permanently Closed | 1993-02-23 | 1963-01-01 | 1993-02-23 | Petroleum | Unleaded gasoline | Unleaded gasoline |  | Steel | Steel |  | Painted or None | Steel |  | 1901-01-01 | [15 empty] | UST Currently In Use: 0; UST Temp Close: 0; AST Currently In Use: 0; AST Temp Closed: 0 | 0 | 0 | 3 | 14703-013-006817 | STINSON PETROLEUM COMPANY INC.
30652 | Permanently Closed | 1988-12-17 | 1963-01-01 |  | Petroleum | Unleaded gasoline | Unleaded gasoline |  | Steel | Steel |  | Painted or None | Steel |  | 1901-01-01 | [15 empty] | UST Currently In Use: 0; UST Temp Close: 0; AST Currently In Use: 0; AST Temp Closed: 0 | 0 | 0 | 3 | 14703-013-006817 | STINSON PETROLEUM COMPANY INC.
30653 | Permanently Closed | 1983-01-01 | 1964-01-01 | 1988-11-07 | Petroleum | Unleaded gasoline | Unleaded gasoline |  | Steel | Steel |  | Painted or None | Steel |  | 1901-01-01 | [12 empty] | Annual line testing | Annual line testing |  | UST Currently In Use: 0; UST Temp Close: 0; AST Currently In Use: 0; AST Temp Closed: 0 | 0 | 0 | 2 | 14703-035-006815 | STINSON PETROLEUM COMPANY INC.
30654 | Permanently Closed | 1983-01-01 | 1964-01-01 | 1988-11-07 | Petroleum | Unleaded gasoline | Unleaded gasoline |  | Steel | Steel |  | Painted or None | Steel |  | 1901-01-01 | [15 empty] | UST Currently In Use: 0; UST Temp Close: 0; AST Currently In Use: 0; AST Temp Closed: 0 | 0 | 0 | 2 | 14703-035-006815 | STINSON PETROLEUM COMPANY INC.
30655 | Permanently Closed | 1998-05-20 | 1964-01-01 | 1998-05-20 | Petroleum | Unleaded gasoline | Unleaded gasoline |  | Steel | Steel |  | Painted or None | Steel |  | 1901-01-01 | [6 empty] | Manual Tank Gauging (only tanks 1000 gal. or less and 48” or 64” in diameter) | [8 empty] | UST Currently In Use: 0; UST Temp Close: 0; AST Currently In Use: 0; AST Temp Closed: 0 | 0 | 0 | 2 | 17221-035-006818 | DELL GASKEY
30656 | Permanently Closed | 1998-05-20 | 1964-01-01 | 1998-05-20 | Petroleum | Unleaded gasoline | Unleaded gasoline |  | Steel | Steel |  | Painted or None | Steel |  | 1901-01-01 | [6 empty] | Manual Tank Gauging (only tanks 1000 gal. or less and 48” or 64” in diameter) | [8 empty] | UST Currently In Use: 0; UST Temp Close: 0; AST Currently In Use: 0; AST Temp Closed: 0 | 0 | 0 | 2 | 17221-035-006818 | DELL GASKEY
30657 | Permanently Closed | 1994-02-15 | 1980-01-01 | 1994-02-15 | Petroleum | On road diesel | On road diesel |  | Steel | Steel |  | Painted or None | Steel |  | 1901-01-01 | [15 empty] | UST Currently In Use: 0; UST Temp Close: 0; AST Currently In Use: 0; AST Temp Closed: 0 | 0 | 0 | 4 | 14703-035-006819 | STINSON PETROLEUM COMPANY INC.
30658 | Permanently Closed | 1994-02-15 | 1964-01-01 | 1994-02-15 | Petroleum | Unleaded gasoline | Unleaded gasoline |  | Steel | Steel |  | Painted or None | Steel |  | 1901-01-01 | [15 empty] | UST Currently In Use: 0; UST Temp Close: 0; AST Currently In Use: 0; AST Temp Closed: 0 | 0 | 0 | 4 | 14703-035-006819 | STINSON PETROLEUM COMPANY INC.
30659 | Permanently Closed | 1994-02-15 | 1964-01-01 | 1994-02-15 | Petroleum | Unleaded gasoline | Unleaded gasoline |  | Steel | Steel |  | Painted or None | Steel |  | 1901-01-01 | [15 empty] | UST Currently In Use: 0; UST Temp Close: 0; AST Currently In Use: 0; AST Temp Closed: 0 | 0 | 0 | 4 | 14703-035-006819 | STINSON PETROLEUM COMPANY INC.
30660 | Permanently Closed | 1994-02-15 | 1964-01-01 | 1994-02-15 | Petroleum | Unleaded gasoline | Unleaded gasoline |  | Steel | Steel |  | Painted or None | Steel |  | 1901-01-01 | [15 empty] | UST Currently In Use: 0; UST Temp Close: 0; AST Currently In Use: 0; AST Temp Closed: 0 | 0 | 0 | 4 | 14703-035-006819 | STINSON PETROLEUM COMPANY INC.
30661 | Permanently Closed | 1990-01-04 | 1954-01-01 | 1990-01-04 | Petroleum | Unleaded gasoline | Unleaded gasoline |  | Steel | Steel |  | Painted or None | Steel |  | 1901-01-01 | [12 empty] | Annual line testing | Annual line testing |  | UST Currently In Use: 0; UST Temp Close: 0; AST Currently In Use: 1; AST Temp Closed: 0 | 0 | 0 | 5 | 14703-035-006820 | STINSON PETROLEUM COMPANY INC.
30662 | Permanently Closed | 1990-01-04 | 1954-01-01 | 1990-01-04 | Petroleum | Unleaded gasoline | Unleaded gasoline |  | Steel | Steel |  | Painted or None | Steel |  | 1901-01-01 | [12 empty] | Annual line testing | Annual line testing |  | UST Currently In Use: 0; UST Temp Close: 0; AST Currently In Use: 1; AST Temp Closed: 0 | 0 | 0 | 5 | 14703-035-006820 | STINSON PETROLEUM COMPANY INC.
30663 | Permanently Closed | 1992-01-14 | 1954-01-01 | 1993-01-28 | Petroleum | On road diesel | On road diesel |  | Steel | Steel |  | Painted or None | Steel |  | 1901-01-01 | [15 empty] | UST Currently In Use: 0; UST Temp Close: 0; AST Currently In Use: 1; AST Temp Closed: 0 | 0 | 0 | 5 | 14703-035-006820 | STINSON PETROLEUM COMPANY INC.
30664 | Permanently Closed | 1999-11-10 | 1954-01-01 | 1999-11-10 | Petroleum | Unleaded gasoline | Unleaded gasoline |  | Steel | Steel |  | Painted or None | Steel |  | 1901-01-01 | [15 empty] | UST Currently In Use: 0; UST Temp Close: 0; AST Currently In Use: 1; AST Temp Closed: 0 | 0 | 0 | 5 | 14703-035-006820 | STINSON PETROLEUM COMPANY INC.
30665 | Permanently Closed | 1999-11-10 | 1954-01-01 | 1999-11-10 | Petroleum | Unleaded gasoline | Unleaded gasoline |  | Steel | Steel |  | Painted or None | Steel |  | 1901-01-01 | [15 empty] | UST Currently In Use: 0; UST Temp Close: 0; AST Currently In Use: 1; AST Temp Closed: 0 | 0 | 0 | 5 | 14703-035-006820 | STINSON PETROLEUM COMPANY INC.
30666 | Permanently Closed | 1993-06-17 | 1964-01-01 | 1993-06-17 | Petroleum | Unleaded gasoline | Unleaded gasoline |  | Steel | Steel |  | Painted or None | Steel |  | 1901-01-01 | [15 empty] | UST Currently In Use: 0; UST Temp Close: 0; AST Currently In Use: 5; AST Temp Closed: 0 | 0 | 0 | 1 | 14703-035-006821 | STINSON PETROLEUM COMPANY INC.
30667 | Permanently Closed | 1989-06-01 | 1982-01-01 | 1989-06-01 | Petroleum | Unleaded gasoline | Unleaded gasoline |  | Steel | Steel |  | Painted or None | Steel |  | 1901-01-01 | [15 empty] | UST Currently In Use: 0; UST Temp Close: 0; AST Currently In Use: 3; AST Temp Closed: 0 | 0 | 0 | 2 | 14703-035-006822 | STINSON PETROLEUM COMPANY INC.
30668 | Permanently Closed | 1989-06-01 | 1974-01-01 | 1989-06-01 | Petroleum | On road diesel | On road diesel |  | Steel | Steel |  | Painted or None | Steel |  | 1901-01-01 | [15 empty] | UST Currently In Use: 0; UST Temp Close: 0; AST Currently In Use: 3; AST Temp Closed: 0 | 0 | 0 | 2 | 14703-035-006822 | STINSON PETROLEUM COMPANY INC.
30669 | Permanently Closed | 1989-09-15 | 1979-01-01 | 1989-09-15 | Petroleum | Unleaded gasoline | Unleaded gasoline |  | Steel | Steel |  | Painted or None | Steel |  | 1901-01-01 | [15 empty] | UST Currently In Use: 0; UST Temp Close: 0; AST Currently In Use: 0; AST Temp Closed: 0 | 0 | 0 | 1 | 14703-035-006823 | STINSON PETROLEUM COMPANY INC.
30670 | Permanently Closed | 1994-04-19 | 1976-01-01 | 1994-04-19 | Petroleum | Unleaded gasoline | Unleaded gasoline |  | Steel | Steel |  | Painted or None | Steel, IRON |  | 1901-01-01 | [15 empty] | UST Currently In Use: 0; UST Temp Close: 0; AST Currently In Use: 3; AST Temp Closed: 0 | 0 | 0 | 2 | 14703-035-006824 | STINSON PETROLEUM COMPANY INC.
30671 | Permanently Closed | 1994-04-19 | 1976-01-01 | 1994-04-19 | Petroleum | Unleaded gasoline | Unleaded gasoline |  | Steel | Steel |  | Painted or None | Steel, IRON |  | 1901-01-01 | [15 empty] | UST Currently In Use: 0; UST Temp Close: 0; AST Currently In Use: 3; AST Temp Closed: 0 | 0 | 0 | 2 | 14703-035-006824 | STINSON PETROLEUM COMPANY INC.
30672 | Permanently Closed | 1901-01-01 | 1963-01-01 | 1988-10-31 | Petroleum | Unleaded gasoline | Unleaded gasoline |  | Steel | Steel |  | Painted or None | Steel |  | 1901-01-01 | [15 empty] | UST Currently In Use: 0; UST Temp Close: 0; AST Currently In Use: 0; AST Temp Closed: 0 | 0 | 0 | 1 | 14703-035-011152 | STINSON PETROLEUM COMPANY INC.
30673 | Permanently Closed | 1901-01-01 | 1963-01-01 | 1988-10-31 | Petroleum | Unleaded gasoline | Unleaded gasoline |  | Steel | Steel |  | Painted or None | Steel |  | 1901-01-01 | [15 empty] | UST Currently In Use: 0; UST Temp Close: 0; AST Currently In Use: 0; AST Temp Closed: 0 | 0 | 0 | 1 | 14703-035-012552 | STINSON PETROLEUM COMPANY INC.
30674 | Permanently Closed | 1993-06-17 | 1968-01-01 | 1993-06-17 | Petroleum | Unleaded gasoline | Unleaded gasoline |  | Steel | Steel |  | Painted or None | Steel |  | 1901-01-01 | [15 empty] | UST Currently In Use: 0; UST Temp Close: 0; AST Currently In Use: 0; AST Temp Closed: 0 | 0 | 0 | 2 | 14703-035-012686 | STINSON PETROLEUM COMPANY INC.
30675 | Permanently Closed | 1993-06-17 | 1968-01-01 | 1993-06-17 | Petroleum | Unleaded gasoline | Unleaded gasoline |  | Steel | Steel |  | Painted or None | Steel |  | 1901-01-01 | [15 empty] | UST Currently In Use: 0; UST Temp Close: 0; AST Currently In Use: 0; AST Temp Closed: 0 | 0 | 0 | 2 | 14703-035-012686 | STINSON PETROLEUM COMPANY INC.
30676 | Permanently Closed | 1990-12-12 | 1978-01-01 | 1990-12-12 | Petroleum | Unleaded gasoline | Unleaded gasoline |  | Steel | Steel |  | Painted or None | Other, PAINTED |  | 1901-01-01 | [15 empty] | UST Currently In Use: 0; UST Temp Close: 0; AST Currently In Use: 0; AST Temp Closed: 0 | 0 | 0 | 8 | 14707-073-000113 | STOCKHAM VALVES AND FITTINGS
30677 | Permanently Closed | 1990-12-12 | 1979-01-01 | 1990-12-12 | Petroleum | Other, HYDRLC OIL | Other |  | Steel | Steel |  | Painted or None | Other, PAINTED |  | 1901-01-01 | [15 empty] | UST Currently In Use: 0; UST Temp Close: 0; AST Currently In Use: 0; AST Temp Closed: 0 | 0 | 0 | 8 | 14707-073-000113 | STOCKHAM VALVES AND FITTINGS
30678 | Permanently Closed | 1990-12-12 | 1979-01-01 | 1990-12-12 | Hazardous Substance |  |  |  | Steel | Steel |  | Painted or None | Other, PAINTED |  | 1901-01-01 | [15 empty] | UST Currently In Use: 0; UST Temp Close: 0; AST Currently In Use: 0; AST Temp Closed: 0 | 0 | 0 | 8 | 14707-073-000113 | STOCKHAM VALVES AND FITTINGS
30679 | Permanently Closed | 1990-12-12 | 1979-01-01 | 1990-12-12 | Hazardous Substance |  |  |  | Steel | Steel |  | Painted or None | Other, PAINTED |  | 1901-01-01 | [15 empty] | UST Currently In Use: 0; UST Temp Close: 0; AST Currently In Use: 0; AST Temp Closed: 0 | 0 | 0 | 8 | 14707-073-000113 | STOCKHAM VALVES AND FITTINGS
30680 | Permanently Closed | 1990-12-12 | 1968-01-01 |  | Petroleum | Other, LUBE OIL | Other |  | Steel | Steel |  | Painted or None | Other, PAINTED |  | 1901-01-01 | [15 empty] | UST Currently In Use: 0; UST Temp Close: 0; AST Currently In Use: 0; AST Temp Closed: 0 | 0 | 0 | 8 | 14707-073-000113 | STOCKHAM VALVES AND FITTINGS
30681 | Permanently Closed | 1990-12-12 | 1968-01-01 | 1990-12-12 | Petroleum | Other, MNRLSPIRIT | Other |  | Steel | Steel |  | Painted or None | Other, PAINTED |  | 1901-01-01 | [15 empty] | UST Currently In Use: 0; UST Temp Close: 0; AST Currently In Use: 0; AST Temp Closed: 0 | 0 | 0 | 8 | 14707-073-000113 | STOCKHAM VALVES AND FITTINGS
30682 | Permanently Closed | 1983-05-01 | 1968-01-01 | 1990-12-12 | Petroleum | Kerosene | Kerosene |  | Steel | Steel |  | Painted or None | Other, PAINTED |  | 1901-01-01 | [15 empty] | UST Currently In Use: 0; UST Temp Close: 0; AST Currently In Use: 0; AST Temp Closed: 0 | 0 | 0 | 8 | 14707-073-000113 | STOCKHAM VALVES AND FITTINGS
30683 | Permanently Closed | 1980-10-01 | 1968-01-01 |  | Petroleum | Other, HYDRAULIC | Other |  | Steel | Steel |  | Painted or None | Other, PAINTED |  | 1901-01-01 | [15 empty] | UST Currently In Use: 0; UST Temp Close: 0; AST Currently In Use: 0; AST Temp Closed: 0 | 0 | 0 | 8 | 14707-073-000113 | STOCKHAM VALVES AND FITTINGS
30684 | Permanently Closed | 1989-12-21 | 1959-01-01 | 1989-12-29 | Petroleum | Unleaded gasoline | Unleaded gasoline |  | Steel | Steel |  |  |  |  | 1901-01-01 | [15 empty] | UST Currently In Use: 0; UST Temp Close: 0; AST Currently In Use: 1; AST Temp Closed: 0 | 0 | 0 | 2 | 14708-021-001929 | STOKES CHEVROLET-CHRYSLER INC
30685 | Permanently Closed | 1986-03-01 | 1959-01-01 | 1986-03-01 | Petroleum | Used oil | Used oil |  | Steel | Steel |  |  | Other, NONE |  | 1901-01-01 | [15 empty] | UST Currently In Use: 0; UST Temp Close: 0; AST Currently In Use: 1; AST Temp Closed: 0 | 0 | 0 | 2 | 14708-021-001929 | STOKES CHEVROLET-CHRYSLER INC
30686 | Permanently Closed | 1997-11-20 | 1978-01-01 | 1997-11-20 | Petroleum | On road diesel | On road diesel |  | Steel | Steel |  | Painted or None | Steel |  | 1901-01-01 | [15 empty] | UST Currently In Use: 0; UST Temp Close: 0; AST Currently In Use: 0; AST Temp Closed: 0 | 0 | 0 | 1 | 14709-103-011990 | STONE LUMBER CO
30687 | Permanently Closed | 1984-05-01 | 1965-01-01 | 1988-12-16 | Petroleum | Other, EMPTY | Other | [7 empty] | 1901-01-01 | [15 empty] | UST Currently In Use: 0; UST Temp Close: 0; AST Currently In Use: 0; AST Temp Closed: 0 | 0 | 0 | 1 | 14710-073-013190 | STONEWALL CORP
30688 | Permanently Closed | 1985-08-01 | 1976-01-01 |  | Petroleum | Unleaded gasoline | Unleaded gasoline |  | Steel | Steel |  |  | Steel |  | 1901-01-01 | [15 empty] | UST Currently In Use: 0; UST Temp Close: 0; AST Currently In Use: 0; AST Temp Closed: 0 | 0 | 0 | 1 | 14711-101-000039 | STORER CABLE COMMUNICATIONS INC
30689 | Permanently Closed | 1991-12-01 | 1978-01-01 | 1991-12-01 | Petroleum | Unleaded gasoline | Unleaded gasoline |  | Steel | Steel |  |  | Steel |  | 1901-01-01 | [15 empty] | UST Currently In Use: 0; UST Temp Close: 0; AST Currently In Use: 0; AST Temp Closed: 0 | 0 | 0 | 2 | 14713-081-012936 | STORY'S INC
30690 | Permanently Closed | 1991-12-01 | 1978-01-01 | 1991-12-01 | Petroleum | Unleaded gasoline | Unleaded gasoline |  | Steel | Steel |  |  | Steel |  | 1901-01-01 | [15 empty] | UST Currently In Use: 0; UST Temp Close: 0; AST Currently In Use: 0; AST Temp Closed: 0 | 0 | 0 | 2 | 14713-081-012936 | STORY'S INC
30691 | Permanently Closed | 1994-06-20 | 1973-01-01 | 1994-06-20 | Petroleum | Unleaded gasoline | Unleaded gasoline |  | Steel | Steel |  | Painted or None | Steel |  | 1901-01-01 | None | [14 empty] | UST Currently In Use: 0; UST Temp Close: 0; AST Currently In Use: 0; AST Temp Closed: 0 | 0 | 0 | 2 | 14714-049-000196 | NELLY STOVER
30692 | Permanently Closed | 1992-03-20 | 1963-01-01 | 1992-03-20 | Petroleum | On road diesel | On road diesel |  | Steel | Steel |  |  | Steel |  | 1901-01-01 | [15 empty] | UST Currently In Use: 0; UST Temp Close: 0; AST Currently In Use: 1; AST Temp Closed: 0 | 0 | 0 | 1 | 14715-111-004396 | STRAIN CONST CO
30693 | Permanently Closed | 1983-11-01 | 1972-01-01 | 1988-12-05 | Petroleum | Unleaded gasoline | Unleaded gasoline |  | Steel | Steel |  | Painted or None | Steel |  | 1901-01-01 | [15 empty] | UST Currently In Use: 0; UST Temp Close: 0; AST Currently In Use: 0; AST Temp Closed: 0 | 0 | 0 | 1 | 14716-059-000534 | STRICKLAND ELECTRIC SERVICE
30694 | Permanently Closed | 1993-01-29 | 1976-01-01 | 1993-01-29 | Petroleum | On road diesel | On road diesel |  | Steel | Steel |  | Painted or None |  |  | 1901-01-01 | [15 empty] | UST Currently In Use: 0; UST Temp Close: 0; AST Currently In Use: 0; AST Temp Closed: 0 | 0 | 0 | 1 | 14717-005-000684 | STRICKLAND LUMBER CO INC
30695 | Permanently Closed | 1999-07-27 | 1981-01-01 | 1999-07-27 | Petroleum | Unleaded gasoline | Unleaded gasoline | Retail | Steel | Steel |  |  | Steel |  | 1901-01-01 | [6 empty] | Statistical Inventory Reconciliation (SIR) | [8 empty] | UST Currently In Use: 0; UST Temp Close: 0; AST Currently In Use: 0; AST Temp Closed: 0 | 0 | 0 | 3 | 14718-123-004218 | STROZIER SERVICE STATION
30696 | Permanently Closed | 1999-07-27 | 1981-01-01 | 1999-07-27 | Petroleum | Unleaded gasoline | Unleaded gasoline | Retail | Steel | Steel |  |  | Steel |  | 1901-01-01 | [6 empty] | Statistical Inventory Reconciliation (SIR) | [8 empty] | UST Currently In Use: 0; UST Temp Close: 0; AST Currently In Use: 0; AST Temp Closed: 0 | 0 | 0 | 3 | 14718-123-004218 | STROZIER SERVICE STATION
30697 | Permanently Closed | 1999-07-27 | 1963-01-01 | 1999-07-27 | Petroleum | Unleaded gasoline | Unleaded gasoline | Retail | Steel | Steel |  |  | Steel |  | 1901-01-01 | [6 empty] | Statistical Inventory Reconciliation (SIR) | [8 empty] | UST Currently In Use: 0; UST Temp Close: 0; AST Currently In Use: 0; AST Temp Closed: 0 | 0 | 0 | 3 | 14718-123-004218 | STROZIER SERVICE STATION
30698 | Permanently Closed | 1998-12-22 | 1981-01-01 | 1999-10-28 | Petroleum | Unleaded gasoline | Unleaded gasoline |  | Steel | Steel |  | Painted or None | Steel |  | 1901-01-01 | [6 empty] | Statistical Inventory Reconciliation (SIR) | [8 empty] | UST Currently In Use: 0; UST Temp Close: 0; AST Currently In Use: 0; AST Temp Closed: 0 | 0 | 0 | 2 | 17305-089-008253 | MOONTOWN AIRPORT INC
30699 | Permanently Closed | 1998-12-22 | 1981-01-01 | 1999-10-28 | Petroleum | Unleaded gasoline | Unleaded gasoline |  | Steel | Steel |  | Painted or None | Steel |  | 1901-01-01 | [6 empty] | Statistical Inventory Reconciliation (SIR) | [8 empty] | UST Currently In Use: 0; UST Temp Close: 0; AST Currently In Use: 0; AST Temp Closed: 0 | 0 | 0 | 2 | 17305-089-008253 | MOONTOWN AIRPORT INC
30700 | Currently in Use |  | 1985-08-13 |  | Petroleum | Premium gasoline | Premium gasoline | Retail | Single Wall, Steel | Steel | Field installed cathodic protection |  | Double Wall, Fiberglass reinforced plastic |  |  |  | Catchment Basin, Single walled catchment basin | Automatic shutoff device At 95% full, Flow Rest 90% Full | Flow Rest 90% Full |  |  | Automatic Tank Gauge |  | Automatic flow restrictor (MLLD), Containment Sump | Containment Sump |  |  | Annual line testing | Annual line testing |  | UST Currently In Use: 3; UST Temp Close: 0; AST Currently In Use: 0; AST Temp Closed: 0 | 3 | 0 | 0 | 23429-121-009155 | MUSA PROPERTIES, LLC
30701 | Currently in Use |  | 1985-08-13 |  | Petroleum | Unleaded gasoline | Unleaded gasoline | Retail | Single Wall, Steel | Steel | Field installed cathodic protection |  | Double Wall, Fiberglass reinforced plastic |  |  |  | Catchment Basin, Single walled catchment basin | Automatic shutoff device At 95% full, Flow Rest 90% Full | Flow Rest 90% Full |  |  | Automatic Tank Gauge |  | Automatic flow restrictor (MLLD), Containment Sump | Containment Sump |  |  | Annual line testing | Annual line testing |  | UST Currently In Use: 3; UST Temp Close: 0; AST Currently In Use: 0; AST Temp Closed: 0 | 3 | 0 | 0 | 23429-121-009155 | MUSA PROPERTIES, LLC
30702 | Currently in Use |  | 1985-08-13 |  | Petroleum | On road diesel | On road diesel | Retail | Single Wall, Steel | Steel | Field installed cathodic protection |  | Double Wall, Fiberglass reinforced plastic |  |  |  | Catchment Basin, Single walled catchment basin | Automatic shutoff device At 95% full, Flow Rest 90% Full | Flow Rest 90% Full |  |  | Automatic Tank Gauge |  | Automatic flow restrictor (MLLD), Containment Sump | Containment Sump |  |  | Annual line testing | Annual line testing |  | UST Currently In Use: 3; UST Temp Close: 0; AST Currently In Use: 0; AST Temp Closed: 0 | 3 | 0 | 0 | 23429-121-009155 | MUSA PROPERTIES, LLC
30703 | Temporary Closed | 2018-03-01 | 1973-01-01 |  | Petroleum | Unleaded gasoline | Unleaded gasoline | Retail | Single Wall, Steel, MANIFOLDED | Steel | Field installed cathodic protection |  | Double Wall, Flexible |  | 1901-01-01 |  | Catchment Basin, Single walled catchment basin | Automatic shutoff device At 95% full | Automatic shutoff device At 95% full |  |  | Statistical Inventory Reconciliation (SIR) |  | Automatic flow restrictor (MLLD) | Automatic flow restrictor (MLLD) |  |  | Statistical inventory reconciliation (SIR) | Statistical inventory reconciliation (SIR) |  | UST Currently In Use: 0; UST Temp Close: 2; AST Currently In Use: 0; AST Temp Closed: 0 | 0 | 2 | 0 | 24193-103-009229 | JERRY PIERCE
30705 | Temporary Closed | 2018-03-01 | 1973-01-01 |  | Petroleum | Premium gasoline | Premium gasoline | Retail | Single Wall, Steel | Steel | Field installed cathodic protection |  | Double Wall, Flexible |  | 1901-01-01 |  | Catchment Basin, Single walled catchment basin | Automatic shutoff device At 95% full | Automatic shutoff device At 95% full |  |  | Statistical Inventory Reconciliation (SIR) |  | Automatic flow restrictor (MLLD) | Automatic flow restrictor (MLLD) |  |  | Statistical inventory reconciliation (SIR) | Statistical inventory reconciliation (SIR) |  | UST Currently In Use: 0; UST Temp Close: 2; AST Currently In Use: 0; AST Temp Closed: 0 | 0 | 2 | 0 | 24193-103-009229 | JERRY PIERCE
30706 | Currently in Use |  | 1973-01-01 |  | Petroleum | Unleaded gasoline | Unleaded gasoline | Retail | Single Wall, Steel | Steel | Field installed cathodic protection |  | Fiberglass reinforced plastic |  |  |  | Catchment Basin, Single walled catchment basin | Automatic shutoff device At 95% full | Automatic shutoff device At 95% full |  |  | Statistical Inventory Reconciliation (SIR) |  | Automatic flow restrictor (MLLD) | Automatic flow restrictor (MLLD) |  |  | Statistical inventory reconciliation (SIR) | Statistical inventory reconciliation (SIR) |  | UST Currently In Use: 2; UST Temp Close: 0; AST Currently In Use: 0; AST Temp Closed: 0 | 2 | 0 | 0 | 24486-009-009152 | BRADFORD FAMILY TRUST
30707 | Currently in Use |  | 1973-01-01 |  | Petroleum | Unleaded gasoline | Unleaded gasoline | Retail | Single Wall, Steel | Steel | Field installed cathodic protection |  | Fiberglass reinforced plastic |  |  |  | Catchment Basin, Single walled catchment basin | Automatic shutoff device At 95% full | Automatic shutoff device At 95% full |  |  | Statistical Inventory Reconciliation (SIR) |  | Automatic flow restrictor (MLLD) | Automatic flow restrictor (MLLD) |  |  | Statistical inventory reconciliation (SIR) | Statistical inventory reconciliation (SIR) |  | UST Currently In Use: 2; UST Temp Close: 0; AST Currently In Use: 0; AST Temp Closed: 0 | 2 | 0 | 0 | 24486-009-009152 | BRADFORD FAMILY TRUST
30710 | Currently in Use |  | 1973-01-01 |  | Petroleum | Unleaded gasoline | Unleaded gasoline |  | Steel | Steel | Field installed cathodic protection, Interior lined (not allowed as a standalone method of corrosion protection) |  | Fiberglass reinforced plastic |  |  |  | Catchment Basin, Single walled catchment basin | Automatic shutoff device At 95% full | Automatic shutoff device At 95% full |  |  | Automatic Tank Gauge |  | Automatic flow restrictor (MLLD) | Automatic flow restrictor (MLLD) |  |  | Annual line testing | Annual line testing |  | UST Currently In Use: 3; UST Temp Close: 0; AST Currently In Use: 0; AST Temp Closed: 0 | 3 | 0 | 0 | 25522-085-009153 | AANIVI INC DBA LIONS PRIDE 8
30711 | Currently in Use |  | 1973-01-01 |  | Petroleum | Unleaded gasoline | Unleaded gasoline |  | Steel | Steel | Field installed cathodic protection, Interior lined (not allowed as a standalone method of corrosion protection) |  | Fiberglass reinforced plastic |  |  |  | Catchment Basin, Single walled catchment basin | Automatic shutoff device At 95% full | Automatic shutoff device At 95% full |  |  | Automatic Tank Gauge |  | Other, MANIFOLDED | Other |  |  | Other, MANIFOLDED | Other |  | UST Currently In Use: 3; UST Temp Close: 0; AST Currently In Use: 0; AST Temp Closed: 0 | 3 | 0 | 0 | 25522-085-009153 | AANIVI INC DBA LIONS PRIDE 8
30712 | Currently in Use |  | 1973-01-01 |  | Petroleum | Premium gasoline | Premium gasoline |  | Steel | Steel | Field installed cathodic protection, Interior lined (not allowed as a standalone method of corrosion protection) |  | Fiberglass reinforced plastic |  |  |  | Catchment Basin, Single walled catchment basin | Automatic shutoff device At 95% full | Automatic shutoff device At 95% full |  |  | Automatic Tank Gauge |  | Automatic flow restrictor (MLLD) | Automatic flow restrictor (MLLD) |  |  | Annual line testing | Annual line testing |  | UST Currently In Use: 3; UST Temp Close: 0; AST Currently In Use: 0; AST Temp Closed: 0 | 3 | 0 | 0 | 25522-085-009153 | AANIVI INC DBA LIONS PRIDE 8
30713 | Permanently Closed | 2001-06-05 | 1973-01-01 | 2001-06-05 | Petroleum | Premium gasoline | Premium gasoline | Retail | Steel | Steel | Field installed cathodic protection |  | Fiberglass reinforced plastic |  | 1901-01-01 | Field installed cathodic protection | Catchment Basin, Single walled catchment basin | Flow Rest 90% Full | Flow Rest 90% Full |  |  | Automatic Tank Gauge | [5 empty] | Annual line testing | Annual line testing |  | UST Currently In Use: 2; UST Temp Close: 0; AST Currently In Use: 0; AST Temp Closed: 0 | 2 | 0 | 5 | 13951-021-009156 | QUALITY PETROLEUM OF ALABAMA INC
30714 | Permanently Closed | 2001-06-05 | 1973-01-01 | 2001-06-05 | Petroleum | Unleaded gasoline | Unleaded gasoline | Retail | Steel | Steel | Field installed cathodic protection |  | Fiberglass reinforced plastic |  | 1901-01-01 | Field installed cathodic protection | Catchment Basin, Single walled catchment basin | Flow Rest 90% Full | Flow Rest 90% Full |  |  | Automatic Tank Gauge | [5 empty] | Annual line testing | Annual line testing |  | UST Currently In Use: 2; UST Temp Close: 0; AST Currently In Use: 0; AST Temp Closed: 0 | 2 | 0 | 5 | 13951-021-009156 | QUALITY PETROLEUM OF ALABAMA INC
30715 | Permanently Closed | 2001-06-05 | 1973-01-01 | 2001-06-05 | Petroleum | Unleaded gasoline | Unleaded gasoline | Retail | Steel | Steel | Field installed cathodic protection |  | Fiberglass reinforced plastic |  | 1901-01-01 | Field installed cathodic protection | Catchment Basin, Single walled catchment basin | Flow Rest 90% Full | Flow Rest 90% Full |  |  | Automatic Tank Gauge | [8 empty] | UST Currently In Use: 2; UST Temp Close: 0; AST Currently In Use: 0; AST Temp Closed: 0 | 2 | 0 | 5 | 13951-021-009156 | QUALITY PETROLEUM OF ALABAMA INC
30716 | Permanently Closed | 2001-06-05 | 1973-01-01 | 2001-06-05 | Petroleum | Unleaded gasoline | Unleaded gasoline | Retail | Steel | Steel | Field installed cathodic protection |  | Fiberglass reinforced plastic |  | 1901-01-01 | Field installed cathodic protection | Catchment Basin, Single walled catchment basin | Flow Rest 90% Full | Flow Rest 90% Full |  |  | Automatic Tank Gauge | [5 empty] | Annual line testing | Annual line testing |  | UST Currently In Use: 2; UST Temp Close: 0; AST Currently In Use: 0; AST Temp Closed: 0 | 2 | 0 | 5 | 13951-021-009156 | QUALITY PETROLEUM OF ALABAMA INC
30717 | Permanently Closed | 2001-06-05 | 1973-01-01 | 2001-06-05 | Petroleum | Mid-grade gasoline | Mid-grade gasoline | Retail | Steel | Steel | Field installed cathodic protection |  | Fiberglass reinforced plastic |  | 1901-01-01 | Field installed cathodic protection | Catchment Basin, Single walled catchment basin | Flow Rest 90% Full | Flow Rest 90% Full |  |  | Automatic Tank Gauge | [5 empty] | Annual line testing | Annual line testing |  | UST Currently In Use: 2; UST Temp Close: 0; AST Currently In Use: 0; AST Temp Closed: 0 | 2 | 0 | 5 | 13951-021-009156 | QUALITY PETROLEUM OF ALABAMA INC
30718 | Permanently Closed | 1978-10-01 | 1963-01-01 | 1989-04-14 | Petroleum | Unleaded gasoline | Unleaded gasoline |  | Steel | Steel |  | Painted or None | Steel |  | 1901-01-01 | [15 empty] | UST Currently In Use: 0; UST Temp Close: 0; AST Currently In Use: 0; AST Temp Closed: 0 | 0 | 0 | 2 | 14725-103-001165 | SFC ROY J & SUE LAKE
30719 | Permanently Closed | 1978-10-01 | 1963-01-01 | 1989-04-14 | Petroleum | Unleaded gasoline | Unleaded gasoline |  | Steel | Steel |  | Painted or None | Steel |  | 1901-01-01 | [15 empty] | UST Currently In Use: 0; UST Temp Close: 0; AST Currently In Use: 0; AST Temp Closed: 0 | 0 | 0 | 2 | 14725-103-001165 | SFC ROY J & SUE LAKE
30720 | Retired | 1988-08-08 | 1955-01-01 |  | Petroleum | Kerosene | Kerosene |  | Steel | Steel |  |  | Steel |  | 1901-01-01 | [15 empty] | UST Currently In Use: 0; UST Temp Close: 0; AST Currently In Use: 0; AST Temp Closed: 0 | 0 | 0 | 0 | 14726-017-010315 | SUE P SIMMONS
30721 | Permanently Closed | 1901-01-01 | 1962-01-01 | 1989-12-12 | Petroleum | Unleaded gasoline | Unleaded gasoline |  | Steel | Steel |  |  |  |  | 1901-01-01 | [15 empty] | UST Currently In Use: 0; UST Temp Close: 0; AST Currently In Use: 0; AST Temp Closed: 0 | 0 | 0 | 1 | 14727-073-010005 | SULLIVAN LONG & HAGERTY
30722 |  |  | 1981-01-01 |  | Petroleum | Unleaded gasoline | Unleaded gasoline |  | Steel | Steel | Interior lined (not allowed as a standalone method of corrosion protection) | Painted or None | Steel |  | 1901-01-01 | [15 empty] | UST Currently In Use: 0; UST Temp Close: 0; AST Currently In Use: 0; AST Temp Closed: 0 | 0 | 0 | 0 | 19863-125-006725 | FREEMAN PATRICK
30723 |  |  | 1981-01-01 |  | Petroleum | On road diesel | On road diesel |  | Steel | Steel | Interior lined (not allowed as a standalone method of corrosion protection) | Painted or None | Steel |  | 1901-01-01 | [15 empty] | UST Currently In Use: 0; UST Temp Close: 0; AST Currently In Use: 0; AST Temp Closed: 0 | 0 | 0 | 0 | 19863-125-006725 | FREEMAN PATRICK
30724 | Permanently Closed | 1901-01-01 | 1954-01-01 | 1989-12-21 | Petroleum | Unleaded gasoline | Unleaded gasoline | Local government | Steel | Steel |  |  | Steel |  | 1901-01-01 | [15 empty] | UST Currently In Use: 0; UST Temp Close: 0; AST Currently In Use: 0; AST Temp Closed: 0 | 0 | 0 | 5 | 14729-119-002320 | SUMTER COUNTY BOARD OF EDUCATION
30725 | Permanently Closed | 1901-01-01 | 1954-01-01 | 1989-12-21 | Petroleum | Unleaded gasoline | Unleaded gasoline | Local government | Steel | Steel |  |  | Steel |  | 1901-01-01 | [15 empty] | UST Currently In Use: 0; UST Temp Close: 0; AST Currently In Use: 0; AST Temp Closed: 0 | 0 | 0 | 5 | 14729-119-002320 | SUMTER COUNTY BOARD OF EDUCATION
30726 | Permanently Closed | 1998-11-13 | 1983-01-01 | 1998-11-13 | Petroleum | Unleaded gasoline | Unleaded gasoline | Bulk facility, Local Government | Steel | Steel |  | Painted or None | Steel |  | 1901-01-01 | [15 empty] | UST Currently In Use: 0; UST Temp Close: 0; AST Currently In Use: 0; AST Temp Closed: 0 | 0 | 0 | 5 | 14729-119-002320 | SUMTER COUNTY BOARD OF EDUCATION
30727 | Permanently Closed | 1998-11-13 | 1990-05-01 | 1998-11-13 | Petroleum | On road diesel | On road diesel | Bulk facility, Local Government | Fiberglass coated steel | Fiberglass coated steel |  |  | Fiberglass reinforced plastic |  | 1901-01-01 | None | [14 empty] | UST Currently In Use: 0; UST Temp Close: 0; AST Currently In Use: 0; AST Temp Closed: 0 | 0 | 0 | 5 | 14729-119-002320 | SUMTER COUNTY BOARD OF EDUCATION
30728 | Permanently Closed | 1998-11-13 | 1990-05-01 | 1998-11-13 | Petroleum | On road diesel | On road diesel | Bulk facility, Local Government | Fiberglass coated steel | Fiberglass coated steel |  |  | Fiberglass reinforced plastic |  | 1901-01-01 | None | [14 empty] | UST Currently In Use: 0; UST Temp Close: 0; AST Currently In Use: 0; AST Temp Closed: 0 | 0 | 0 | 5 | 14729-119-002320 | SUMTER COUNTY BOARD OF EDUCATION
30729 | Permanently Closed | 1998-09-22 | 1983-01-01 | 1998-09-22 | Petroleum | Unleaded gasoline | Unleaded gasoline | Local government | Steel | Steel |  | Painted or None | Steel |  | 1901-01-01 | [15 empty] | UST Currently In Use: 0; UST Temp Close: 0; AST Currently In Use: 0; AST Temp Closed: 0 | 0 | 0 | 1 | 14729-119-002321 | SUMTER COUNTY BOARD OF EDUCATION
30730 | Permanently Closed | 1998-10-25 | 1983-01-01 | 1998-09-17 | Petroleum | On road diesel | On road diesel | Local government | Steel | Steel |  | Painted or None | Steel |  | 1901-01-01 | [15 empty] | UST Currently In Use: 0; UST Temp Close: 0; AST Currently In Use: 0; AST Temp Closed: 0 | 0 | 0 | 1 | 14729-119-002322 | SUMTER COUNTY BOARD OF EDUCATION
30731 | Permanently Closed | 1998-09-22 | 1983-01-01 | 1998-09-22 | Petroleum | Unleaded gasoline | Unleaded gasoline | Local government | Steel | Steel |  | Painted or None | Steel |  | 1901-01-01 | [15 empty] | UST Currently In Use: 0; UST Temp Close: 0; AST Currently In Use: 0; AST Temp Closed: 0 | 0 | 0 | 1 | 14729-119-002323 | SUMTER COUNTY BOARD OF EDUCATION
30732 | Permanently Closed | 1998-12-22 | 1969-01-01 | 2000-05-01 | Petroleum | Unleaded gasoline | Unleaded gasoline | Local government | Steel | Steel |  |  | Steel |  | 1901-01-01 | [15 empty] | UST Currently In Use: 0; UST Temp Close: 0; AST Currently In Use: 0; AST Temp Closed: 0 | 0 | 0 | 3 | 14730-119-002490 | SUMTER COUNTY COMMISSION
30733 | Permanently Closed | 1998-12-22 | 1969-01-01 | 2000-05-01 | Petroleum | Unleaded gasoline | Unleaded gasoline | Local government | Steel | Steel |  |  | Steel |  | 1901-01-01 | [15 empty] | UST Currently In Use: 0; UST Temp Close: 0; AST Currently In Use: 0; AST Temp Closed: 0 | 0 | 0 | 3 | 14730-119-002490 | SUMTER COUNTY COMMISSION
30734 | Permanently Closed | 1998-12-22 | 1969-01-01 | 2000-05-01 | Petroleum | Unleaded gasoline | Unleaded gasoline | Local government | Steel | Steel |  |  | Steel |  | 1901-01-01 | [15 empty] | UST Currently In Use: 0; UST Temp Close: 0; AST Currently In Use: 0; AST Temp Closed: 0 | 0 | 0 | 3 | 14730-119-002490 | SUMTER COUNTY COMMISSION
30735 | Currently in Use |  | 1984-01-01 |  | Petroleum | On road diesel | On road diesel | Industrial | Steel | Steel | Coated & cathodic protection (sti-P3) |  | Fiberglass reinforced plastic |  |  |  | Catchment Basin, Single walled catchment basin | Automatic shutoff device At 95% full, Flow Rest 90% Full | Flow Rest 90% Full |  |  | Statistical Inventory Reconciliation (SIR) |  | Automatic flow restrictor (MLLD) | Automatic flow restrictor (MLLD) |  |  | Statistical inventory reconciliation (SIR) | Statistical inventory reconciliation (SIR) |  | UST Currently In Use: 3; UST Temp Close: 0; AST Currently In Use: 0; AST Temp Closed: 0 | 3 | 0 | 0 | 14731-091-000247 | SUMTER TIMBER
30736 | Currently in Use |  | 1984-01-01 |  | Petroleum | Unleaded gasoline | Unleaded gasoline | Industrial | Steel | Steel | Coated & cathodic protection (sti-P3) |  | Fiberglass reinforced plastic |  |  |  | Catchment Basin, Single walled catchment basin | Automatic shutoff device At 95% full, Flow Rest 90% Full | Flow Rest 90% Full |  |  | Statistical Inventory Reconciliation (SIR) | [8 empty] | UST Currently In Use: 3; UST Temp Close: 0; AST Currently In Use: 0; AST Temp Closed: 0 | 3 | 0 | 0 | 14731-091-000247 | SUMTER TIMBER
30737 | Currently in Use |  | 1984-01-01 |  | Petroleum | On road diesel | On road diesel | Industrial | Steel | Steel | Coated & cathodic protection (sti-P3) |  | Fiberglass reinforced plastic |  |  |  | Catchment Basin, Single walled catchment basin | Automatic shutoff device At 95% full, Flow Rest 90% Full | Flow Rest 90% Full |  |  | Statistical Inventory Reconciliation (SIR) | [8 empty] | UST Currently In Use: 3; UST Temp Close: 0; AST Currently In Use: 0; AST Temp Closed: 0 | 3 | 0 | 0 | 14731-091-000247 | SUMTER TIMBER
30738 | Permanently Closed | 1987-09-01 | 1973-01-01 | 1988-01-01 | Petroleum | Unleaded gasoline | Unleaded gasoline |  | Steel | Steel |  |  |  |  | 1901-01-01 | [15 empty] | UST Currently In Use: 0; UST Temp Close: 0; AST Currently In Use: 5; AST Temp Closed: 0 | 0 | 0 | 2 | 24531-097-001877 | AUTO COMPANY XVII, INC.
30739 | Permanently Closed | 1987-09-01 | 1973-01-01 | 1988-01-01 | Petroleum | Used oil | Used oil |  | Steel | Steel |  |  |  |  | 1901-01-01 | [15 empty] | UST Currently In Use: 0; UST Temp Close: 0; AST Currently In Use: 5; AST Temp Closed: 0 | 0 | 0 | 2 | 24531-097-001877 | AUTO COMPANY XVII, INC.
30740 | Permanently Closed | 2004-02-26 | 1984-01-01 | 2004-03-03 | Petroleum | Unleaded gasoline | Unleaded gasoline | Retail | Steel | Steel | Field installed cathodic protection |  | Fiberglass reinforced plastic |  | 1901-01-01 | Field installed cathodic protection | Catchment Basin, Single walled catchment basin | Flow Rest 90% Full | Flow Rest 90% Full |  |  | Statistical Inventory Reconciliation (SIR) | [5 empty] | Statistical inventory reconciliation (SIR) | Statistical inventory reconciliation (SIR) |  | UST Currently In Use: 0; UST Temp Close: 0; AST Currently In Use: 0; AST Temp Closed: 0 | 0 | 0 | 4 | 14737-003-011400 | J.F.M., INC.
30741 | Permanently Closed | 2004-02-26 | 1984-01-01 | 2004-03-03 | Petroleum | Mid-grade gasoline | Mid-grade gasoline | Retail | Steel | Steel | Field installed cathodic protection |  | Fiberglass reinforced plastic |  | 1901-01-01 | Field installed cathodic protection | Catchment Basin, Single walled catchment basin | Flow Rest 90% Full | Flow Rest 90% Full |  |  | Statistical Inventory Reconciliation (SIR) | [5 empty] | Statistical inventory reconciliation (SIR) | Statistical inventory reconciliation (SIR) |  | UST Currently In Use: 0; UST Temp Close: 0; AST Currently In Use: 0; AST Temp Closed: 0 | 0 | 0 | 4 | 14737-003-011400 | J.F.M., INC.
30742 | Permanently Closed | 2004-02-26 | 1984-01-01 | 2004-03-03 | Petroleum | Premium gasoline | Premium gasoline | Retail | Steel | Steel | Field installed cathodic protection |  | Fiberglass reinforced plastic |  | 1901-01-01 | Field installed cathodic protection | Catchment Basin, Single walled catchment basin | Flow Rest 90% Full | Flow Rest 90% Full |  |  | Statistical Inventory Reconciliation (SIR) | [5 empty] | Statistical inventory reconciliation (SIR) | Statistical inventory reconciliation (SIR) |  | UST Currently In Use: 0; UST Temp Close: 0; AST Currently In Use: 0; AST Temp Closed: 0 | 0 | 0 | 4 | 14737-003-011400 | J.F.M., INC.
30743 | Permanently Closed | 2004-02-26 | 1984-01-01 | 2004-03-03 | Petroleum | On road diesel | On road diesel | Retail | Steel | Steel | Field installed cathodic protection |  | Fiberglass reinforced plastic |  | 1901-01-01 | Field installed cathodic protection | Catchment Basin, Single walled catchment basin | Flow Rest 90% Full | Flow Rest 90% Full |  |  | Statistical Inventory Reconciliation (SIR) | [8 empty] | UST Currently In Use: 0; UST Temp Close: 0; AST Currently In Use: 0; AST Temp Closed: 0 | 0 | 0 | 4 | 14737-003-011400 | J.F.M., INC.
30744 | Currently in Use |  | 1985-01-09 |  | Petroleum | Unleaded gasoline | Unleaded gasoline | Retail | Steel | Steel | Coated & cathodic protection (sti-P3), Field installed cathodic protection |  | Steel |  |  | Field installed cathodic protection, FLXS ISOLA | Catchment Basin, Single walled catchment basin | Automatic shutoff device At 95% full | Automatic shutoff device At 95% full |  |  | Automatic Tank Gauge |  | Automatic flow restrictor (MLLD) | Automatic flow restrictor (MLLD) |  |  | Annual line testing | Annual line testing |  | UST Currently In Use: 2; UST Temp Close: 1; AST Currently In Use: 0; AST Temp Closed: 0 | 2 | 1 | 0 | 24496-013-011401 | GEORGIANA CONVENIENCE LLC
30746 | Currently in Use |  | 1985-01-09 |  | Petroleum | Premium gasoline | Premium gasoline | Retail | Steel | Steel | Coated & cathodic protection (sti-P3), Field installed cathodic protection |  | Steel |  |  | Field installed cathodic protection, FLXS ISOLA | Catchment Basin, Single walled catchment basin | Automatic shutoff device At 95% full | Automatic shutoff device At 95% full |  |  | Automatic Tank Gauge |  | Automatic flow restrictor (MLLD) | Automatic flow restrictor (MLLD) |  |  | Annual line testing | Annual line testing |  | UST Currently In Use: 2; UST Temp Close: 1; AST Currently In Use: 0; AST Temp Closed: 0 | 2 | 1 | 0 | 24496-013-011401 | GEORGIANA CONVENIENCE LLC
30747 | Temporary Closed | 2023-08-08 | 1985-01-09 |  | Petroleum | On road diesel | On road diesel | Retail | Steel | Steel | Coated & cathodic protection (sti-P3), Field installed cathodic protection |  | Steel |  |  | Field installed cathodic protection, FLXS ISOLA | Catchment Basin, Single walled catchment basin | Automatic shutoff device At 95% full | Automatic shutoff device At 95% full |  |  | Automatic Tank Gauge |  | Automatic flow restrictor (MLLD) | Automatic flow restrictor (MLLD) |  |  | Annual line testing | Annual line testing |  | UST Currently In Use: 2; UST Temp Close: 1; AST Currently In Use: 0; AST Temp Closed: 0 | 2 | 1 | 0 | 24496-013-011401 | GEORGIANA CONVENIENCE LLC
30748 | Permanently Closed | 1901-01-01 | 1982-01-01 | 1990-08-01 | Petroleum | Unleaded gasoline | Unleaded gasoline |  | Steel | Steel | Coated & cathodic protection (sti-P3) |  | Steel, COL-TAR |  | 1901-01-01 | [15 empty] | UST Currently In Use: 0; UST Temp Close: 0; AST Currently In Use: 0; AST Temp Closed: 0 | 0 | 0 | 3 | 14737-015-009795 | J.F.M., INC.
30749 | Permanently Closed | 1901-01-01 | 1982-01-01 | 1990-08-01 | Petroleum | Unleaded gasoline | Unleaded gasoline |  | Steel | Steel | Coated & cathodic protection (sti-P3) |  | Steel, COL-TAR |  | 1901-01-01 | [15 empty] | UST Currently In Use: 0; UST Temp Close: 0; AST Currently In Use: 0; AST Temp Closed: 0 | 0 | 0 | 3 | 14737-015-009795 | J.F.M., INC.
30750 | Permanently Closed | 1901-01-01 | 1982-01-01 | 1990-08-01 | Petroleum | Unleaded gasoline | Unleaded gasoline |  | Steel | Steel | Coated & cathodic protection (sti-P3) |  | Steel, COL-TAR |  | 1901-01-01 | [15 empty] | UST Currently In Use: 0; UST Temp Close: 0; AST Currently In Use: 0; AST Temp Closed: 0 | 0 | 0 | 3 | 14737-015-009795 | J.F.M., INC.
30751 | Currently in Use |  | 1986-07-01 |  | Petroleum | Unleaded gasoline | Unleaded gasoline | Retail | Single Wall, Steel | Steel | Coated & cathodic protection (sti-P3) |  | Double Wall, Fiberglass reinforced plastic |  |  |  | Catchment Basin, Double walled catchment basin | Audible high level alarm At 90% full, Flow Rest 90% Full | Flow Rest 90% Full |  |  | Continuous Automatic Tank Gauge | Single walled submersible pump containment sump | Automatic shutoff device (AELLD), Containment Sump | Containment Sump |  |  | Annual line testing, Continuous alarm system | Continuous alarm system |  | UST Currently In Use: 3; UST Temp Close: 0; AST Currently In Use: 0; AST Temp Closed: 0 | 3 | 0 | 0 | 14001-015-012436 | RaceTrac, Inc.
30752 | Currently in Use |  | 1986-07-01 |  | Petroleum | On road diesel | On road diesel | Retail | Single Wall, Steel | Steel | Coated & cathodic protection (sti-P3) |  | Double Wall, Fiberglass reinforced plastic |  |  |  | Catchment Basin, Double walled catchment basin | Audible high level alarm At 90% full, Flow Rest 90% Full | Flow Rest 90% Full |  |  | Continuous Automatic Tank Gauge | Single walled submersible pump containment sump | Automatic shutoff device (AELLD), Containment Sump | Containment Sump |  |  | Annual line testing, Continuous alarm system | Continuous alarm system |  | UST Currently In Use: 3; UST Temp Close: 0; AST Currently In Use: 0; AST Temp Closed: 0 | 3 | 0 | 0 | 14001-015-012436 | RaceTrac, Inc.
30753 | Currently in Use |  | 1986-07-01 |  | Petroleum | Premium gasoline | Premium gasoline | Retail | Single Wall, Steel | Steel | Coated & cathodic protection (sti-P3) |  | Double Wall, Fiberglass reinforced plastic |  |  |  | Catchment Basin, Double walled catchment basin | Audible high level alarm At 90% full, Flow Rest 90% Full | Flow Rest 90% Full |  |  | Continuous Automatic Tank Gauge | Single walled submersible pump containment sump | Automatic shutoff device (AELLD), Containment Sump | Containment Sump |  |  | Annual line testing, Continuous alarm system | Continuous alarm system |  | UST Currently In Use: 3; UST Temp Close: 0; AST Currently In Use: 0; AST Temp Closed: 0 | 3 | 0 | 0 | 14001-015-012436 | RaceTrac, Inc.
30754 | Currently in Use |  | 1985-09-22 |  | Petroleum | Unleaded gasoline | Unleaded gasoline | Retail | Steel | Steel | Field installed cathodic protection |  | Fiberglass reinforced plastic, Steel, EPOXY COAT |  |  | Field installed cathodic protection, FLXS ISOLA | Catchment Basin, Single walled catchment basin | Automatic shutoff device At 95% full | Automatic shutoff device At 95% full |  |  | Automatic Tank Gauge |  | Automatic flow restrictor (MLLD) | Automatic flow restrictor (MLLD) |  |  | Annual line testing | Annual line testing |  | UST Currently In Use: 3; UST Temp Close: 0; AST Currently In Use: 0; AST Temp Closed: 0 | 3 | 0 | 0 | 23372-025-011402 | MIDSTATES PETROLEUM COMPANY
30755 | Currently in Use |  | 1985-09-25 |  | Petroleum | Unleaded gasoline | Unleaded gasoline | Retail | Steel | Steel | Field installed cathodic protection |  | Fiberglass reinforced plastic, Steel, EPOXY COAT |  |  | Field installed cathodic protection, MANIFOLD | Catchment Basin, Single walled catchment basin | Automatic shutoff device At 95% full | Automatic shutoff device At 95% full |  |  | Automatic Tank Gauge, Other |  | Other, MANIFOLDED | Other |  |  | Other, MANIFOLDED | Other |  | UST Currently In Use: 3; UST Temp Close: 0; AST Currently In Use: 0; AST Temp Closed: 0 | 3 | 0 | 0 | 23372-025-011402 | MIDSTATES PETROLEUM COMPANY
30756 | Currently in Use |  | 1985-09-22 |  | Petroleum | Premium gasoline | Premium gasoline | Retail | Steel | Steel | Field installed cathodic protection |  | Fiberglass reinforced plastic, Steel, EPOXY COAT |  |  | Field installed cathodic protection, FLXS ISOLA | Catchment Basin, Single walled catchment basin | Automatic shutoff device At 95% full | Automatic shutoff device At 95% full |  |  | Automatic Tank Gauge |  | Automatic flow restrictor (MLLD) | Automatic flow restrictor (MLLD) |  |  | Annual line testing | Annual line testing |  | UST Currently In Use: 3; UST Temp Close: 0; AST Currently In Use: 0; AST Temp Closed: 0 | 3 | 0 | 0 | 23372-025-011402 | MIDSTATES PETROLEUM COMPANY
30757 | Currently in Use |  | 1987-10-21 |  | Petroleum | Premium gasoline | Premium gasoline | Retail | Single Wall, Steel | Steel | Field installed cathodic protection |  | Single Wall, Steel |  |  | Field installed cathodic protection, FLXS ISOLA | Catchment Basin, Single walled catchment basin | Automatic shutoff device At 95% full | Automatic shutoff device At 95% full |  |  | Continuous Automatic Tank Gauge |  | Automatic flow restrictor (MLLD) | Automatic flow restrictor (MLLD) |  |  | Annual line testing | Annual line testing |  | UST Currently In Use: 2; UST Temp Close: 0; AST Currently In Use: 0; AST Temp Closed: 0 | 2 | 0 | 1 | 14737-097-007884 | J.F.M., INC.
30758 | Permanently Closed | 2005-08-12 | 1985-01-01 |  | Petroleum | Unleaded gasoline | Unleaded gasoline | Retail | Steel | Steel | Coated & cathodic protection (sti-P3), Field installed cathodic protection |  | Steel |  | 1901-01-01 | Field installed cathodic protection | Catchment Basin, Single walled catchment basin | Automatic shutoff device At 95% full | Automatic shutoff device At 95% full |  |  | Statistical Inventory Reconciliation (SIR) | [5 empty] | Statistical inventory reconciliation (SIR) | Statistical inventory reconciliation (SIR) |  | UST Currently In Use: 2; UST Temp Close: 0; AST Currently In Use: 0; AST Temp Closed: 0 | 2 | 0 | 1 | 14737-097-007884 | J.F.M., INC.
30759 | Currently in Use |  | 1985-01-01 |  | Petroleum | Unleaded gasoline | Unleaded gasoline | Retail | Single Wall, Steel | Steel | Field installed cathodic protection |  | Single Wall, Steel |  |  | Field installed cathodic protection, FLXS ISOLA | Catchment Basin, Single walled catchment basin | Automatic shutoff device At 95% full | Automatic shutoff device At 95% full |  |  | Continuous Automatic Tank Gauge |  | Automatic flow restrictor (MLLD) | Automatic flow restrictor (MLLD) |  |  | Annual line testing | Annual line testing |  | UST Currently In Use: 2; UST Temp Close: 0; AST Currently In Use: 0; AST Temp Closed: 0 | 2 | 0 | 1 | 14737-097-007884 | J.F.M., INC.
30760 | Permanently Closed | 1997-08-07 | 1974-01-01 | 1997-08-07 | Petroleum | Unleaded gasoline | Unleaded gasoline |  | Steel | Steel |  | Painted or None | Steel |  | 1901-01-01 | [12 empty] | Annual line testing | Annual line testing |  | UST Currently In Use: 0; UST Temp Close: 0; AST Currently In Use: 0; AST Temp Closed: 0 | 0 | 0 | 1 | 14740-089-000962 | BUDGET RENTAL A CAR SYSTEMS INC
30761 | Permanently Closed | 1989-12-01 | 1976-01-01 | 1989-12-01 | Petroleum | Unleaded gasoline | Unleaded gasoline |  | Steel | Steel |  | Painted or None | Steel |  | 1901-01-01 | [15 empty] | UST Currently In Use: 0; UST Temp Close: 0; AST Currently In Use: 0; AST Temp Closed: 0 | 0 | 0 | 3 | 14741-003-006739 | SUNLAND BEACH DIST INC
30762 | Permanently Closed | 1989-12-01 | 1976-01-01 | 1989-12-01 | Petroleum | Unleaded gasoline | Unleaded gasoline |  | Steel | Steel |  | Painted or None | Steel |  | 1901-01-01 | [15 empty] | UST Currently In Use: 0; UST Temp Close: 0; AST Currently In Use: 0; AST Temp Closed: 0 | 0 | 0 | 3 | 14741-003-006739 | SUNLAND BEACH DIST INC
30763 | Permanently Closed | 1989-12-01 | 1976-01-01 | 1989-12-01 | Petroleum | Unleaded gasoline | Unleaded gasoline |  | Steel | Steel |  | Painted or None | Steel |  | 1901-01-01 | [15 empty] | UST Currently In Use: 0; UST Temp Close: 0; AST Currently In Use: 0; AST Temp Closed: 0 | 0 | 0 | 3 | 14741-003-006739 | SUNLAND BEACH DIST INC
30764 | Permanently Closed | 1985-01-01 | 1966-01-01 | 1985-01-01 | Petroleum | On road diesel | On road diesel |  | Steel | Steel |  |  |  |  | 1901-01-01 | [15 empty] | UST Currently In Use: 0; UST Temp Close: 0; AST Currently In Use: 0; AST Temp Closed: 0 | 0 | 0 | 2 | 14743-073-002569 | SUNNYLAND REFINING CO INC
30765 | Permanently Closed | 1985-01-01 | 1966-01-01 | 1985-01-01 | Petroleum | On road diesel | On road diesel |  | Steel | Steel |  |  |  |  | 1901-01-01 | [15 empty] | UST Currently In Use: 0; UST Temp Close: 0; AST Currently In Use: 0; AST Temp Closed: 0 | 0 | 0 | 2 | 14743-073-002569 | SUNNYLAND REFINING CO INC
30766 | Currently in Use |  | 1988-01-01 |  | Petroleum | Unleaded gasoline | Unleaded gasoline | Retail | Steel | Steel | Coated & cathodic protection (sti-P3) |  | Fiberglass reinforced plastic |  |  |  | Catchment Basin, Single walled catchment basin | Automatic shutoff device At 95% full | Automatic shutoff device At 95% full |  |  | Automatic Tank Gauge |  | Automatic flow restrictor (MLLD) | Automatic flow restrictor (MLLD) |  |  | Annual line testing | Annual line testing | Pressurized Piping | UST Currently In Use: 3; UST Temp Close: 0; AST Currently In Use: 0; AST Temp Closed: 0 | 3 | 0 | 0 | 18078-113-012962 | WHATLEY OIL & AUTO PARTS
30767 | Currently in Use |  | 1988-01-01 |  | Petroleum | Mid-grade gasoline | Mid-grade gasoline | Retail | Steel | Steel | Coated & cathodic protection (sti-P3) |  | Fiberglass reinforced plastic |  |  |  | Catchment Basin, Single walled catchment basin | Automatic shutoff device At 95% full | Automatic shutoff device At 95% full |  |  | Automatic Tank Gauge |  | Automatic flow restrictor (MLLD) | Automatic flow restrictor (MLLD) |  |  | Annual line testing | Annual line testing | Pressurized Piping | UST Currently In Use: 3; UST Temp Close: 0; AST Currently In Use: 0; AST Temp Closed: 0 | 3 | 0 | 0 | 18078-113-012962 | WHATLEY OIL & AUTO PARTS
30768 | Currently in Use |  | 1988-01-01 |  | Petroleum | Premium gasoline | Premium gasoline | Retail | Steel | Steel | Coated & cathodic protection (sti-P3) |  | Fiberglass reinforced plastic |  |  |  | Catchment Basin, Single walled catchment basin | Automatic shutoff device At 95% full | Automatic shutoff device At 95% full |  |  | Automatic Tank Gauge |  | Automatic flow restrictor (MLLD) | Automatic flow restrictor (MLLD) |  |  | Annual line testing | Annual line testing | Pressurized Piping | UST Currently In Use: 3; UST Temp Close: 0; AST Currently In Use: 0; AST Temp Closed: 0 | 3 | 0 | 0 | 18078-113-012962 | WHATLEY OIL & AUTO PARTS
30769 | Cannot Locate or abandoned | 2002-12-09 | 1976-01-01 |  | Petroleum | Unleaded gasoline | Unleaded gasoline | Retail | Steel | Steel | Field installed cathodic protection |  | Steel |  | 1901-01-01 | Field installed cathodic protection | Catchment Basin, Single walled catchment basin | Automatic shutoff device At 95% full | Automatic shutoff device At 95% full |  |  | Statistical Inventory Reconciliation (SIR) | [8 empty] | UST Currently In Use: 0; UST Temp Close: 0; AST Currently In Use: 0; AST Temp Closed: 0 | 0 | 0 | 0 | 14746-001-002201 | EZ SERVE C STORES INC C/O TITAN MGT
30770 | Cannot Locate or abandoned | 2002-06-19 | 1976-01-01 |  | Petroleum | Premium gasoline | Premium gasoline | Retail | Steel | Steel | Field installed cathodic protection |  | Steel |  | 1901-01-01 | Field installed cathodic protection | Catchment Basin, Single walled catchment basin | Automatic shutoff device At 95% full | Automatic shutoff device At 95% full |  |  | Statistical Inventory Reconciliation (SIR) | [8 empty] | UST Currently In Use: 0; UST Temp Close: 0; AST Currently In Use: 0; AST Temp Closed: 0 | 0 | 0 | 0 | 14746-001-002201 | EZ SERVE C STORES INC C/O TITAN MGT
30771 | Permanently Closed | 2000-04-01 | 1978-01-01 | 2001-02-13 | Petroleum | Unleaded gasoline | Unleaded gasoline | Retail | Steel | Steel | Field installed cathodic protection |  | Steel |  | 1901-01-01 | Field installed cathodic protection | Catchment Basin, Single walled catchment basin | Automatic shutoff device At 95% full | Automatic shutoff device At 95% full |  |  | Statistical Inventory Reconciliation (SIR) | [5 empty] | Annual line testing | Annual line testing |  | UST Currently In Use: 0; UST Temp Close: 0; AST Currently In Use: 0; AST Temp Closed: 0 | 0 | 0 | 2 | 14746-001-002240 | EZ SERVE C STORES INC C/O TITAN MGT
30772 | Permanently Closed | 2000-04-01 | 1978-01-01 | 2001-02-13 | Petroleum | Premium gasoline | Premium gasoline | Retail | Steel | Steel | Field installed cathodic protection |  | Steel |  | 1901-01-01 | Field installed cathodic protection | Catchment Basin, Single walled catchment basin | Automatic shutoff device At 95% full | Automatic shutoff device At 95% full |  |  | Statistical Inventory Reconciliation (SIR) | [5 empty] | Annual line testing | Annual line testing |  | UST Currently In Use: 0; UST Temp Close: 0; AST Currently In Use: 0; AST Temp Closed: 0 | 0 | 0 | 2 | 14746-001-002240 | EZ SERVE C STORES INC C/O TITAN MGT
30773 | Currently in Use |  | 1981-01-01 |  | Petroleum | Unleaded gasoline | Unleaded gasoline | Retail | Steel | Steel | Coated & cathodic protection (sti-P3) |  | Flexible |  |  |  | Catchment Basin, Single walled catchment basin | Automatic shutoff device At 95% full | Automatic shutoff device At 95% full |  |  | Continuous Automatic Tank Gauge |  | Automatic flow restrictor (MLLD), Containment Sump | Containment Sump |  |  | Annual line testing | Annual line testing |  | UST Currently In Use: 3; UST Temp Close: 0; AST Currently In Use: 0; AST Temp Closed: 0 | 3 | 0 | 0 | 21712-001-012393 | ALABAMA COMMERCIAL PROPERTIES
30774 | Currently in Use |  | 1981-01-01 |  | Petroleum | Premium gasoline | Premium gasoline | Retail | Steel | Steel | Coated & cathodic protection (sti-P3) |  | Flexible |  |  |  | Catchment Basin, Single walled catchment basin | Automatic shutoff device At 95% full | Automatic shutoff device At 95% full |  |  | Continuous Automatic Tank Gauge |  | Automatic flow restrictor (MLLD), Containment Sump | Containment Sump |  |  | Annual line testing | Annual line testing |  | UST Currently In Use: 3; UST Temp Close: 0; AST Currently In Use: 0; AST Temp Closed: 0 | 3 | 0 | 0 | 21712-001-012393 | ALABAMA COMMERCIAL PROPERTIES
30775 | Currently in Use |  | 1981-01-01 |  | Petroleum | On road diesel | On road diesel | Retail | Steel | Steel | Coated & cathodic protection (sti-P3) |  | Flexible |  |  |  | Catchment Basin, Single walled catchment basin | Automatic shutoff device At 95% full | Automatic shutoff device At 95% full |  |  | Continuous Automatic Tank Gauge |  | Automatic flow restrictor (MLLD), Containment Sump | Containment Sump |  |  | Annual line testing | Annual line testing |  | UST Currently In Use: 3; UST Temp Close: 0; AST Currently In Use: 0; AST Temp Closed: 0 | 3 | 0 | 0 | 21712-001-012393 | ALABAMA COMMERCIAL PROPERTIES
30776 | Permanently Closed | 1993-09-17 | 1969-01-01 | 1994-07-07 | Petroleum | Unleaded gasoline | Unleaded gasoline |  | Steel | Steel |  | Painted or None | Steel |  | 1901-01-01 | [12 empty] | Annual line testing | Annual line testing |  | UST Currently In Use: 0; UST Temp Close: 0; AST Currently In Use: 0; AST Temp Closed: 0 | 0 | 0 | 3 | 14746-003-002173 | EZ SERVE C STORES INC C/O TITAN MGT
30777 | Permanently Closed | 1993-09-17 | 1969-01-01 | 1994-07-07 | Petroleum | Unleaded gasoline | Unleaded gasoline |  | Steel | Steel |  | Painted or None | Steel |  | 1901-01-01 | [12 empty] | Annual line testing | Annual line testing |  | UST Currently In Use: 0; UST Temp Close: 0; AST Currently In Use: 0; AST Temp Closed: 0 | 0 | 0 | 3 | 14746-003-002173 | EZ SERVE C STORES INC C/O TITAN MGT
30778 | Permanently Closed | 1993-09-17 | 1982-01-01 | 1994-07-07 | Petroleum | Unleaded gasoline | Unleaded gasoline |  | Steel | Steel |  | Painted or None | Steel |  | 1901-01-01 | [12 empty] | Annual line testing | Annual line testing |  | UST Currently In Use: 0; UST Temp Close: 0; AST Currently In Use: 0; AST Temp Closed: 0 | 0 | 0 | 3 | 14746-003-002173 | EZ SERVE C STORES INC C/O TITAN MGT
30779 | Permanently Closed | 1991-03-12 | 1970-01-01 | 1991-03-12 | Petroleum | Unleaded gasoline | Unleaded gasoline |  | Steel | Steel |  | Painted or None | Steel |  | 1901-01-01 | [15 empty] | UST Currently In Use: 0; UST Temp Close: 0; AST Currently In Use: 0; AST Temp Closed: 0 | 0 | 0 | 2 | 14746-003-002174 | EZ SERVE C STORES INC C/O TITAN MGT
30780 | Permanently Closed | 1991-03-12 | 1970-01-01 | 1991-03-12 | Petroleum | Unleaded gasoline | Unleaded gasoline |  | Steel | Steel |  | Painted or None | Steel |  | 1901-01-01 | [15 empty] | UST Currently In Use: 0; UST Temp Close: 0; AST Currently In Use: 0; AST Temp Closed: 0 | 0 | 0 | 2 | 14746-003-002174 | EZ SERVE C STORES INC C/O TITAN MGT
30781 | Permanently Closed | 1993-09-17 | 1981-08-01 | 1993-12-15 | Petroleum | Unleaded gasoline | Unleaded gasoline |  | Steel | Steel |  | Painted or None | Steel |  | 1901-01-01 | [12 empty] | Annual line testing | Annual line testing |  | UST Currently In Use: 0; UST Temp Close: 0; AST Currently In Use: 0; AST Temp Closed: 0 | 0 | 0 | 3 | 14746-003-002177 | EZ SERVE C STORES INC C/O TITAN MGT
30782 | Permanently Closed | 1993-09-17 | 1981-08-01 | 1993-12-15 | Petroleum | Unleaded gasoline | Unleaded gasoline |  | Steel | Steel |  | Painted or None | Steel |  | 1901-01-01 | [12 empty] | Annual line testing | Annual line testing |  | UST Currently In Use: 0; UST Temp Close: 0; AST Currently In Use: 0; AST Temp Closed: 0 | 0 | 0 | 3 | 14746-003-002177 | EZ SERVE C STORES INC C/O TITAN MGT
30783 | Permanently Closed | 1993-09-17 | 1981-08-01 | 1993-12-15 | Petroleum | Unleaded gasoline | Unleaded gasoline |  | Steel | Steel |  | Painted or None | Steel |  | 1901-01-01 | [12 empty] | Annual line testing | Annual line testing |  | UST Currently In Use: 0; UST Temp Close: 0; AST Currently In Use: 0; AST Temp Closed: 0 | 0 | 0 | 3 | 14746-003-002177 | EZ SERVE C STORES INC C/O TITAN MGT
30784 | Permanently Closed | 2002-04-01 | 1982-04-01 | 2002-06-26 | Petroleum | Unleaded gasoline | Unleaded gasoline | Retail | Steel | Steel | Field installed cathodic protection | Painted or None | Steel |  | 1901-01-01 | Field installed cathodic protection | Catchment Basin, Single walled catchment basin | Automatic shutoff device At 95% full | Automatic shutoff device At 95% full |  |  | Statistical Inventory Reconciliation (SIR) | [5 empty] | Annual line testing, Statistical inventory reconciliation (SIR) | Statistical inventory reconciliation (SIR) |  | UST Currently In Use: 0; UST Temp Close: 0; AST Currently In Use: 0; AST Temp Closed: 0 | 0 | 0 | 3 | 14746-003-002181 | EZ SERVE C STORES INC C/O TITAN MGT
30785 | Permanently Closed | 2002-04-01 | 1982-04-01 | 2002-06-26 | Petroleum | Mid-grade gasoline | Mid-grade gasoline | Retail | Steel | Steel | Field installed cathodic protection |  | Steel |  | 1901-01-01 | Field installed cathodic protection | Catchment Basin, Single walled catchment basin | Automatic shutoff device At 95% full | Automatic shutoff device At 95% full |  |  | Statistical Inventory Reconciliation (SIR) | [5 empty] | Annual line testing, Statistical inventory reconciliation (SIR) | Statistical inventory reconciliation (SIR) |  | UST Currently In Use: 0; UST Temp Close: 0; AST Currently In Use: 0; AST Temp Closed: 0 | 0 | 0 | 3 | 14746-003-002181 | EZ SERVE C STORES INC C/O TITAN MGT
30786 | Permanently Closed | 2002-04-01 | 1982-04-01 | 2002-06-26 | Petroleum | Premium gasoline | Premium gasoline | Retail | Steel | Steel | Field installed cathodic protection | Painted or None | Steel |  | 1901-01-01 | Field installed cathodic protection | Catchment Basin, Single walled catchment basin | Automatic shutoff device At 95% full | Automatic shutoff device At 95% full |  |  | Statistical Inventory Reconciliation (SIR) | [5 empty] | Annual line testing, Statistical inventory reconciliation (SIR) | Statistical inventory reconciliation (SIR) |  | UST Currently In Use: 0; UST Temp Close: 0; AST Currently In Use: 0; AST Temp Closed: 0 | 0 | 0 | 3 | 14746-003-002181 | EZ SERVE C STORES INC C/O TITAN MGT
30787 | Permanently Closed | 2011-10-06 | 1974-01-01 | 2021-10-18 | Petroleum | Unleaded gasoline | Unleaded gasoline | Retail | Steel | Steel | Field installed cathodic protection |  | Flexible |  |  |  | Catchment Basin, Single walled catchment basin | Automatic shutoff device At 95% full | Automatic shutoff device At 95% full |  |  | Automatic Tank Gauge |  | Automatic flow restrictor (MLLD), Containment Sump | Containment Sump |  |  | Annual line testing | Annual line testing |  | UST Currently In Use: 0; UST Temp Close: 0; AST Currently In Use: 0; AST Temp Closed: 0 | 0 | 0 | 3 | 25430-003-002195 | HASTY LANEY
30788 | Permanently Closed | 2011-10-06 | 1974-01-01 | 2021-10-18 | Petroleum | Unleaded gasoline | Unleaded gasoline | Retail | Steel | Steel | Field installed cathodic protection |  | Flexible |  |  |  | Catchment Basin, Single walled catchment basin | Automatic shutoff device At 95% full | Automatic shutoff device At 95% full |  |  | Automatic Tank Gauge |  | Other, MANIFOLDED | Other |  |  | Other, MANIFOLDED | Other |  | UST Currently In Use: 0; UST Temp Close: 0; AST Currently In Use: 0; AST Temp Closed: 0 | 0 | 0 | 3 | 25430-003-002195 | HASTY LANEY
30789 | Permanently Closed | 2011-10-06 | 1982-01-01 | 2021-10-18 | Petroleum | Premium gasoline | Premium gasoline | Retail | Steel | Steel | Field installed cathodic protection |  | Flexible |  |  |  | Catchment Basin, Single walled catchment basin | Automatic shutoff device At 95% full | Automatic shutoff device At 95% full |  |  | Automatic Tank Gauge |  | Automatic flow restrictor (MLLD), Containment Sump | Containment Sump |  |  | Annual line testing | Annual line testing |  | UST Currently In Use: 0; UST Temp Close: 0; AST Currently In Use: 0; AST Temp Closed: 0 | 0 | 0 | 3 | 25430-003-002195 | HASTY LANEY
30790 | Permanently Closed | 1993-04-01 | 1975-01-01 | 1993-04-01 | Petroleum | Unleaded gasoline | Unleaded gasoline |  | Steel | Steel |  | Painted or None | Steel |  | 1901-01-01 | [12 empty] | Annual line testing | Annual line testing |  | UST Currently In Use: 2; UST Temp Close: 0; AST Currently In Use: 0; AST Temp Closed: 0 | 2 | 0 | 4 | 25265-003-002223 | LGWS/CROSS AMERICA PARTNERS
30791 | Permanently Closed | 1993-04-01 | 1975-01-01 | 1993-04-01 | Petroleum | Unleaded gasoline | Unleaded gasoline |  | Steel | Steel |  | Painted or None | Steel |  | 1901-01-01 | [12 empty] | Annual line testing | Annual line testing |  | UST Currently In Use: 2; UST Temp Close: 0; AST Currently In Use: 0; AST Temp Closed: 0 | 2 | 0 | 4 | 25265-003-002223 | LGWS/CROSS AMERICA PARTNERS
30792 | Permanently Closed | 1993-09-17 | 1981-01-01 | 1994-01-14 | Petroleum | Unleaded gasoline | Unleaded gasoline |  | Steel | Steel |  | Painted or None | Steel |  | 1901-01-01 | [12 empty] | Annual line testing | Annual line testing |  | UST Currently In Use: 0; UST Temp Close: 0; AST Currently In Use: 0; AST Temp Closed: 0 | 0 | 0 | 3 | 14746-003-002244 | EZ SERVE C STORES INC C/O TITAN MGT
30793 | Permanently Closed | 1993-09-17 | 1981-01-01 | 1994-01-14 | Petroleum | Unleaded gasoline | Unleaded gasoline |  | Steel | Steel |  | Painted or None | Steel |  | 1901-01-01 | [12 empty] | Annual line testing | Annual line testing |  | UST Currently In Use: 0; UST Temp Close: 0; AST Currently In Use: 0; AST Temp Closed: 0 | 0 | 0 | 3 | 14746-003-002244 | EZ SERVE C STORES INC C/O TITAN MGT
30794 | Permanently Closed | 1993-09-17 | 1981-01-01 | 1994-01-14 | Petroleum | Unleaded gasoline | Unleaded gasoline |  | Steel | Steel |  | Painted or None | Steel |  | 1901-01-01 | [12 empty] | Annual line testing | Annual line testing |  | UST Currently In Use: 0; UST Temp Close: 0; AST Currently In Use: 0; AST Temp Closed: 0 | 0 | 0 | 3 | 14746-003-002244 | EZ SERVE C STORES INC C/O TITAN MGT
30795 | Permanently Closed | 1992-04-23 | 1973-01-01 | 1992-04-23 | Petroleum | Unleaded gasoline | Unleaded gasoline |  | Steel | Steel |  | Painted or None | Steel |  | 1901-01-01 | [15 empty] | UST Currently In Use: 0; UST Temp Close: 0; AST Currently In Use: 0; AST Temp Closed: 0 | 0 | 0 | 2 | 14746-005-000628 | EZ SERVE C STORES INC C/O TITAN MGT
30796 | Permanently Closed | 1992-04-23 | 1973-01-01 | 1992-04-23 | Petroleum | Unleaded gasoline | Unleaded gasoline |  | Steel | Steel |  | Painted or None | Steel |  | 1901-01-01 | [15 empty] | UST Currently In Use: 0; UST Temp Close: 0; AST Currently In Use: 0; AST Temp Closed: 0 | 0 | 0 | 2 | 14746-005-000628 | EZ SERVE C STORES INC C/O TITAN MGT
30797 | Currently in Use |  | 1983-01-01 |  | Petroleum | Unleaded gasoline | Unleaded gasoline | Retail | Steel | Steel | Field installed cathodic protection |  | Fiberglass reinforced plastic, Steel |  | 1901-01-01 | Field installed cathodic protection, FLXS ISOLA | Catchment Basin, Single walled catchment basin | Flow Rest 90% Full | Flow Rest 90% Full |  |  | Continuous Automatic Tank Gauge |  | Automatic flow restrictor (MLLD) | Automatic flow restrictor (MLLD) | [5 empty] | UST Currently In Use: 3; UST Temp Close: 0; AST Currently In Use: 0; AST Temp Closed: 0 | 3 | 0 | 0 | 23892-005-002163 | SADAN INC
30798 | Currently in Use |  | 1983-01-01 |  | Petroleum | On road diesel | On road diesel | Retail | Steel | Steel | Field installed cathodic protection |  | Fiberglass reinforced plastic, Steel |  | 1901-01-01 | Field installed cathodic protection, FLXS ISOLA | Catchment Basin, Single walled catchment basin | Flow Rest 90% Full | Flow Rest 90% Full |  |  | Continuous Automatic Tank Gauge |  | Automatic flow restrictor (MLLD) | Automatic flow restrictor (MLLD) | [5 empty] | UST Currently In Use: 3; UST Temp Close: 0; AST Currently In Use: 0; AST Temp Closed: 0 | 3 | 0 | 0 | 23892-005-002163 | SADAN INC
30799 | Currently in Use |  | 1983-01-01 |  | Petroleum | Premium gasoline | Premium gasoline | Retail | Steel | Steel | Field installed cathodic protection |  | Fiberglass reinforced plastic, Steel |  | 1901-01-01 | Field installed cathodic protection, FLXS ISOLA | Catchment Basin, Single walled catchment basin | Flow Rest 90% Full | Flow Rest 90% Full |  |  | Continuous Automatic Tank Gauge |  | Automatic flow restrictor (MLLD) | Automatic flow restrictor (MLLD) | [5 empty] | UST Currently In Use: 3; UST Temp Close: 0; AST Currently In Use: 0; AST Temp Closed: 0 | 3 | 0 | 0 | 23892-005-002163 | SADAN INC
30800 | Temporary Closed | 2002-07-23 | 1974-01-01 |  | Petroleum | Unleaded gasoline | Unleaded gasoline | Retail | Steel | Steel | Field installed cathodic protection |  | Double Wall, Flexible |  |  | Other, FLXS ISOLA | Catchment Basin, Single walled catchment basin | Automatic shutoff device At 95% full, Flow Rest 90% Full | Flow Rest 90% Full |  |  | Statistical Inventory Reconciliation (SIR) |  | Automatic flow restrictor (MLLD) | Automatic flow restrictor (MLLD) |  |  | Annual line testing, Statistical inventory reconciliation (SIR) | Statistical inventory reconciliation (SIR) |  | UST Currently In Use: 0; UST Temp Close: 2; AST Currently In Use: 0; AST Temp Closed: 0 | 0 | 2 | 0 | 22905-005-002205 | SAMA INC. DBA DEPOT FOOD STORE
30801 | Temporary Closed | 2002-07-23 | 1974-01-01 |  | Petroleum | Premium gasoline | Premium gasoline | Retail | Steel | Steel | Field installed cathodic protection |  | Double Wall, Flexible |  |  | Other, FLXS ISOLA | Catchment Basin, Single walled catchment basin | Automatic shutoff device At 95% full, Flow Rest 90% Full | Flow Rest 90% Full |  |  | Statistical Inventory Reconciliation (SIR) |  | Automatic flow restrictor (MLLD) | Automatic flow restrictor (MLLD) |  |  | Annual line testing, Statistical inventory reconciliation (SIR) | Statistical inventory reconciliation (SIR) |  | UST Currently In Use: 0; UST Temp Close: 2; AST Currently In Use: 0; AST Temp Closed: 0 | 0 | 2 | 0 | 22905-005-002205 | SAMA INC. DBA DEPOT FOOD STORE
30802 | Permanently Closed | 1995-01-01 | 1982-04-01 | 1995-01-11 | Petroleum | Unleaded gasoline | Unleaded gasoline | Retail | Steel | Steel |  | Painted or None | Steel |  | 1901-01-01 |  | Catchment Basin, Single walled catchment basin | [10 empty] | Annual line testing | Annual line testing |  | UST Currently In Use: 3; UST Temp Close: 0; AST Currently In Use: 0; AST Temp Closed: 0 | 3 | 0 | 3 | 12409-005-002242 | Tim Shirley
30803 | Permanently Closed | 1995-01-01 | 1982-04-01 | 1995-01-11 | Petroleum | Unleaded gasoline | Unleaded gasoline | Retail | Steel | Steel |  | Painted or None | Steel |  | 1901-01-01 |  | Catchment Basin, Single walled catchment basin | [10 empty] | Annual line testing | Annual line testing |  | UST Currently In Use: 3; UST Temp Close: 0; AST Currently In Use: 0; AST Temp Closed: 0 | 3 | 0 | 3 | 12409-005-002242 | Tim Shirley
30804 | Permanently Closed | 1995-01-01 | 1982-04-01 | 1995-01-11 | Petroleum | Unleaded gasoline | Unleaded gasoline | Retail | Steel | Steel |  | Painted or None | Steel |  | 1901-01-01 |  | Catchment Basin, Single walled catchment basin | [10 empty] | Annual line testing | Annual line testing |  | UST Currently In Use: 3; UST Temp Close: 0; AST Currently In Use: 0; AST Temp Closed: 0 | 3 | 0 | 3 | 12409-005-002242 | Tim Shirley
30805 | Permanently Closed | 1997-06-01 | 1973-01-01 | 1997-07-23 | Petroleum | Unleaded gasoline | Unleaded gasoline | Retail | Steel | Steel | Interior lined (not allowed as a standalone method of corrosion protection) | Painted or None | Steel |  | 1901-01-01 | [6 empty] | Statistical Inventory Reconciliation (SIR) | [5 empty] | Annual line testing | Annual line testing |  | UST Currently In Use: 0; UST Temp Close: 0; AST Currently In Use: 0; AST Temp Closed: 0 | 0 | 0 | 2 | 14746-007-002183 | EZ SERVE C STORES INC C/O TITAN MGT
30806 | Permanently Closed | 1997-06-01 | 1973-01-01 | 1997-07-23 | Petroleum | Unleaded gasoline | Unleaded gasoline | Retail | Steel | Steel | Interior lined (not allowed as a standalone method of corrosion protection) | Painted or None | Steel |  | 1901-01-01 | [6 empty] | Statistical Inventory Reconciliation (SIR) | [5 empty] | Annual line testing | Annual line testing |  | UST Currently In Use: 0; UST Temp Close: 0; AST Currently In Use: 0; AST Temp Closed: 0 | 0 | 0 | 2 | 14746-007-002183 | EZ SERVE C STORES INC C/O TITAN MGT
30807 | Permanently Closed | 1996-01-01 | 1972-01-01 | 1996-08-20 | Petroleum | Unleaded gasoline | Unleaded gasoline |  | Steel | Steel |  | Painted or None | Steel |  | 1901-01-01 | [15 empty] | UST Currently In Use: 0; UST Temp Close: 0; AST Currently In Use: 0; AST Temp Closed: 0 | 0 | 0 | 3 | 14746-007-003760 | EZ SERVE C STORES INC C/O TITAN MGT
30808 | Permanently Closed | 1996-01-01 | 1972-01-01 | 1996-08-20 | Petroleum | Unleaded gasoline | Unleaded gasoline |  | Steel | Steel |  | Painted or None | Steel |  | 1901-01-01 | [15 empty] | UST Currently In Use: 0; UST Temp Close: 0; AST Currently In Use: 0; AST Temp Closed: 0 | 0 | 0 | 3 | 14746-007-003760 | EZ SERVE C STORES INC C/O TITAN MGT
30809 | Permanently Closed | 1996-01-01 | 1972-01-01 | 1996-08-20 | Petroleum | Unleaded gasoline | Unleaded gasoline |  | Steel | Steel |  | Painted or None | Steel |  | 1901-01-01 | [15 empty] | UST Currently In Use: 0; UST Temp Close: 0; AST Currently In Use: 0; AST Temp Closed: 0 | 0 | 0 | 3 | 14746-007-003760 | EZ SERVE C STORES INC C/O TITAN MGT
30810 | Permanently Closed | 1989-09-01 | 1970-01-01 | 1989-09-01 | Petroleum | Unleaded gasoline | Unleaded gasoline |  | Steel | Steel |  | Painted or None | Steel |  | 1901-01-01 | [15 empty] | UST Currently In Use: 0; UST Temp Close: 0; AST Currently In Use: 0; AST Temp Closed: 0 | 0 | 0 | 2 | 14746-013-002167 | EZ SERVE C STORES INC C/O TITAN MGT
30811 | Permanently Closed | 1989-09-01 | 1970-01-01 | 1989-09-01 | Petroleum | Unleaded gasoline | Unleaded gasoline |  | Steel | Steel |  | Painted or None | Steel |  | 1901-01-01 | [15 empty] | UST Currently In Use: 0; UST Temp Close: 0; AST Currently In Use: 0; AST Temp Closed: 0 | 0 | 0 | 2 | 14746-013-002167 | EZ SERVE C STORES INC C/O TITAN MGT
30812 | Retired | 1988-12-22 | 1970-01-01 |  | Petroleum | Unleaded gasoline | Unleaded gasoline |  | Steel | Steel |  | Painted or None | Steel |  | 1901-01-01 | [15 empty] | UST Currently In Use: 0; UST Temp Close: 0; AST Currently In Use: 0; AST Temp Closed: 0 | 0 | 0 | 0 | 14746-013-002168 | EZ SERVE C STORES INC C/O TITAN MGT
30813 | Retired | 1988-12-22 | 1970-01-01 |  | Petroleum | Unleaded gasoline | Unleaded gasoline |  | Steel | Steel |  | Painted or None | Steel |  | 1901-01-01 | [15 empty] | UST Currently In Use: 0; UST Temp Close: 0; AST Currently In Use: 0; AST Temp Closed: 0 | 0 | 0 | 0 | 14746-013-002168 | EZ SERVE C STORES INC C/O TITAN MGT
30814 | Permanently Closed | 1995-08-29 | 1974-01-01 | 1995-08-29 | Petroleum | Unleaded gasoline | Unleaded gasoline |  | Steel | Steel |  | Painted or None | Steel |  | 1901-01-01 | [12 empty] | Annual line testing | Annual line testing |  | UST Currently In Use: 0; UST Temp Close: 0; AST Currently In Use: 0; AST Temp Closed: 0 | 0 | 0 | 2 | 14746-017-003755 | EZ SERVE C STORES INC C/O TITAN MGT
30815 | Permanently Closed | 1995-08-29 | 1974-01-01 | 1995-08-29 | Petroleum | Unleaded gasoline | Unleaded gasoline |  | Steel | Steel |  | Painted or None | Steel |  | 1901-01-01 | [12 empty] | Annual line testing | Annual line testing |  | UST Currently In Use: 0; UST Temp Close: 0; AST Currently In Use: 0; AST Temp Closed: 0 | 0 | 0 | 2 | 14746-017-003755 | EZ SERVE C STORES INC C/O TITAN MGT
30816 | Permanently Closed | 1992-11-01 | 1972-01-01 | 1992-11-01 | Petroleum | Unleaded gasoline | Unleaded gasoline |  | Steel | Steel |  | Painted or None | Steel |  | 1901-01-01 | [15 empty] | UST Currently In Use: 0; UST Temp Close: 0; AST Currently In Use: 0; AST Temp Closed: 0 | 0 | 0 | 4 | 14746-023-002198 | EZ SERVE C STORES INC C/O TITAN MGT
30817 | Permanently Closed | 1992-11-01 | 1972-01-01 | 1992-11-01 | Petroleum | Unleaded gasoline | Unleaded gasoline |  | Steel | Steel |  | Painted or None | Steel |  | 1901-01-01 | [15 empty] | UST Currently In Use: 0; UST Temp Close: 0; AST Currently In Use: 0; AST Temp Closed: 0 | 0 | 0 | 4 | 14746-023-002198 | EZ SERVE C STORES INC C/O TITAN MGT
30818 | Permanently Closed | 1992-09-01 | 1975-01-01 | 1992-09-01 | Petroleum | Unleaded gasoline | Unleaded gasoline |  | Steel | Steel |  | Painted or None | Steel |  | 1901-01-01 | [15 empty] | UST Currently In Use: 0; UST Temp Close: 0; AST Currently In Use: 0; AST Temp Closed: 0 | 0 | 0 | 2 | 14746-025-002159 | EZ SERVE C STORES INC C/O TITAN MGT
30819 | Permanently Closed | 1992-09-01 | 1975-01-01 | 1992-09-01 | Petroleum | Unleaded gasoline | Unleaded gasoline |  | Steel | Steel |  | Painted or None | Steel |  | 1901-01-01 | [15 empty] | UST Currently In Use: 0; UST Temp Close: 0; AST Currently In Use: 0; AST Temp Closed: 0 | 0 | 0 | 2 | 14746-025-002159 | EZ SERVE C STORES INC C/O TITAN MGT
30820 | Permanently Closed | 1994-01-14 | 1970-01-01 | 1995-02-14 | Petroleum | Unleaded gasoline | Unleaded gasoline |  | Steel | Steel |  | Painted or None | Steel |  | 1901-01-01 | [12 empty] | Annual line testing | Annual line testing |  | UST Currently In Use: 0; UST Temp Close: 0; AST Currently In Use: 0; AST Temp Closed: 0 | 0 | 0 | 2 | 14746-025-002182 | EZ SERVE C STORES INC C/O TITAN MGT
30821 | Permanently Closed | 1994-01-14 | 1970-01-01 | 1995-02-14 | Petroleum | Unleaded gasoline | Unleaded gasoline |  | Steel | Steel |  | Painted or None | Steel |  | 1901-01-01 | [12 empty] | Annual line testing | Annual line testing |  | UST Currently In Use: 0; UST Temp Close: 0; AST Currently In Use: 0; AST Temp Closed: 0 | 0 | 0 | 2 | 14746-025-002182 | EZ SERVE C STORES INC C/O TITAN MGT
30822 | Permanently Closed | 1990-04-01 | 1980-01-01 | 1990-04-01 | Petroleum | Unleaded gasoline | Unleaded gasoline |  | Steel | Steel |  | Painted or None | Steel |  | 1901-01-01 | [15 empty] | UST Currently In Use: 0; UST Temp Close: 0; AST Currently In Use: 0; AST Temp Closed: 0 | 0 | 0 | 3 | 14746-031-000556 | EZ SERVE C STORES INC C/O TITAN MGT
30823 | Permanently Closed | 1990-04-01 | 1980-01-01 | 1990-04-01 | Petroleum | Unleaded gasoline | Unleaded gasoline |  | Steel | Steel |  | Painted or None | Steel |  | 1901-01-01 | [15 empty] | UST Currently In Use: 0; UST Temp Close: 0; AST Currently In Use: 0; AST Temp Closed: 0 | 0 | 0 | 3 | 14746-031-000556 | EZ SERVE C STORES INC C/O TITAN MGT
30824 | Permanently Closed | 1990-04-01 | 1980-01-01 | 1990-04-01 | Petroleum | Unleaded gasoline | Unleaded gasoline |  | Steel | Steel |  | Painted or None | Steel |  | 1901-01-01 | [15 empty] | UST Currently In Use: 0; UST Temp Close: 0; AST Currently In Use: 0; AST Temp Closed: 0 | 0 | 0 | 3 | 14746-031-000556 | EZ SERVE C STORES INC C/O TITAN MGT
30825 | Permanently Closed | 1901-01-01 | 1975-01-01 | 1986-11-13 | Petroleum | Unleaded gasoline | Unleaded gasoline |  | Steel | Steel |  | Painted or None | Steel |  | 1901-01-01 | [15 empty] | UST Currently In Use: 0; UST Temp Close: 0; AST Currently In Use: 0; AST Temp Closed: 0 | 0 | 0 | 2 | 14746-031-002180 | EZ SERVE C STORES INC C/O TITAN MGT
30826 | Permanently Closed | 1901-01-01 | 1975-01-01 | 1986-11-13 | Petroleum | Unleaded gasoline | Unleaded gasoline |  | Steel | Steel |  | Painted or None | Steel |  | 1901-01-01 | [15 empty] | UST Currently In Use: 0; UST Temp Close: 0; AST Currently In Use: 0; AST Temp Closed: 0 | 0 | 0 | 2 | 14746-031-002180 | EZ SERVE C STORES INC C/O TITAN MGT
30827 | Permanently Closed | 1990-10-07 | 1974-01-01 | 1990-10-07 | Petroleum | Unleaded gasoline | Unleaded gasoline |  | Steel | Steel |  | Painted or None | Steel |  | 1901-01-01 | [15 empty] | UST Currently In Use: 0; UST Temp Close: 0; AST Currently In Use: 0; AST Temp Closed: 0 | 0 | 0 | 2 | 14746-031-002215 | EZ SERVE C STORES INC C/O TITAN MGT
30828 | Permanently Closed | 1990-10-07 | 1974-01-01 | 1990-10-07 | Petroleum | Unleaded gasoline | Unleaded gasoline |  | Steel | Steel |  | Painted or None | Steel |  | 1901-01-01 | [15 empty] | UST Currently In Use: 0; UST Temp Close: 0; AST Currently In Use: 0; AST Temp Closed: 0 | 0 | 0 | 2 | 14746-031-002215 | EZ SERVE C STORES INC C/O TITAN MGT
30829 | Permanently Closed | 1901-01-01 | 1976-01-01 | 1988-01-01 | Petroleum | Unleaded gasoline | Unleaded gasoline |  | Steel | Steel |  | Painted or None | Steel |  | 1901-01-01 | [15 empty] | UST Currently In Use: 0; UST Temp Close: 0; AST Currently In Use: 0; AST Temp Closed: 0 | 0 | 0 | 5 | 20759-031-002228 | SOUTHWEST GEORGIA OIL COMPANY
30830 | Permanently Closed | 1901-01-01 | 1976-01-01 | 1988-01-01 | Petroleum | Unleaded gasoline | Unleaded gasoline |  | Steel | Steel |  | Painted or None | Steel |  | 1901-01-01 | [15 empty] | UST Currently In Use: 0; UST Temp Close: 0; AST Currently In Use: 0; AST Temp Closed: 0 | 0 | 0 | 5 | 20759-031-002228 | SOUTHWEST GEORGIA OIL COMPANY
30831 | Permanently Closed | 2007-03-29 | 1978-04-01 | 2007-03-29 | Petroleum | Unleaded gasoline | Unleaded gasoline | Retail | Other, STIP3 | Other |  |  | Fiberglass reinforced plastic |  | 1901-01-01 |  | Catchment Basin, Single walled catchment basin | Automatic shutoff device At 95% full, Flow Rest 90% Full | Flow Rest 90% Full |  |  | Statistical Inventory Reconciliation (SIR) | [5 empty] | Statistical inventory reconciliation (SIR) | Statistical inventory reconciliation (SIR) |  | UST Currently In Use: 0; UST Temp Close: 0; AST Currently In Use: 0; AST Temp Closed: 0 | 0 | 0 | 5 | 20759-031-002228 | SOUTHWEST GEORGIA OIL COMPANY
30832 | Permanently Closed | 2007-03-29 | 1978-04-01 | 2007-03-29 | Petroleum | Unleaded gasoline | Unleaded gasoline | Retail | Other, STIP3 | Other |  |  | Fiberglass reinforced plastic |  | 1901-01-01 |  | Catchment Basin, Single walled catchment basin | Flow Rest 90% Full | Flow Rest 90% Full |  |  | Statistical Inventory Reconciliation (SIR) | [5 empty] | Statistical inventory reconciliation (SIR) | Statistical inventory reconciliation (SIR) |  | UST Currently In Use: 0; UST Temp Close: 0; AST Currently In Use: 0; AST Temp Closed: 0 | 0 | 0 | 5 | 20759-031-002228 | SOUTHWEST GEORGIA OIL COMPANY
30833 | Permanently Closed | 2007-03-29 | 1978-04-01 | 2007-03-29 | Petroleum | Unleaded gasoline | Unleaded gasoline | Retail | Other, STIP3 | Other |  |  | Fiberglass reinforced plastic |  | 1901-01-01 |  | Catchment Basin, Single walled catchment basin | Flow Rest 90% Full | Flow Rest 90% Full |  |  | Statistical Inventory Reconciliation (SIR) | [5 empty] | Statistical inventory reconciliation (SIR) | Statistical inventory reconciliation (SIR) |  | UST Currently In Use: 0; UST Temp Close: 0; AST Currently In Use: 0; AST Temp Closed: 0 | 0 | 0 | 5 | 20759-031-002228 | SOUTHWEST GEORGIA OIL COMPANY
30834 | Temporary Closed | 2008-03-01 | 1974-01-01 |  | Petroleum | Unleaded gasoline | Unleaded gasoline | Retail | Steel | Steel | Field installed cathodic protection | Painted or None | Steel |  | 1901-01-01 | Field installed cathodic protection | Catchment Basin, Single walled catchment basin | Automatic shutoff device At 95% full | Automatic shutoff device At 95% full | [11 empty] | UST Currently In Use: 0; UST Temp Close: 2; AST Currently In Use: 0; AST Temp Closed: 0 | 0 | 2 | 0 | 21912-035-002192 | FRANK J CHAVERS
30835 | Temporary Closed | 2008-03-01 | 1974-01-01 |  | Petroleum | Premium gasoline | Premium gasoline | Retail | Steel | Steel | Field installed cathodic protection | Painted or None | Steel |  | 1901-01-01 | Field installed cathodic protection | Catchment Basin, Single walled catchment basin | Automatic shutoff device At 95% full | Automatic shutoff device At 95% full | [11 empty] | UST Currently In Use: 0; UST Temp Close: 2; AST Currently In Use: 0; AST Temp Closed: 0 | 0 | 2 | 0 | 21912-035-002192 | FRANK J CHAVERS
30836 | Cannot Locate or abandoned | 2002-10-01 | 1976-01-01 |  | Petroleum | Unleaded gasoline | Unleaded gasoline | Retail | Steel | Steel | Field installed cathodic protection |  | Steel |  | 1901-01-01 | Field installed cathodic protection | Catchment Basin, Single walled catchment basin | Automatic shutoff device At 95% full | Automatic shutoff device At 95% full |  |  | Statistical Inventory Reconciliation (SIR) | [5 empty] | Annual line testing | Annual line testing |  | UST Currently In Use: 0; UST Temp Close: 0; AST Currently In Use: 0; AST Temp Closed: 0 | 0 | 0 | 0 | 14746-035-002204 | EZ SERVE C STORES INC C/O TITAN MGT
30837 | Cannot Locate or abandoned | 2002-10-01 | 1976-03-01 |  | Petroleum | Premium gasoline | Premium gasoline | Retail | Steel | Steel | Field installed cathodic protection |  | Steel |  | 1901-01-01 | Field installed cathodic protection | Catchment Basin, Single walled catchment basin | Automatic shutoff device At 95% full | Automatic shutoff device At 95% full |  |  | Statistical Inventory Reconciliation (SIR) | [5 empty] | Annual line testing | Annual line testing |  | UST Currently In Use: 0; UST Temp Close: 0; AST Currently In Use: 0; AST Temp Closed: 0 | 0 | 0 | 0 | 14746-035-002204 | EZ SERVE C STORES INC C/O TITAN MGT
30838 | Permanently Closed | 1994-12-16 | 1977-01-01 | 1996-12-17 | Petroleum | Unleaded gasoline | Unleaded gasoline | Retail | Steel | Steel |  | Painted or None | Steel |  | 1901-01-01 | [15 empty] | UST Currently In Use: 0; UST Temp Close: 0; AST Currently In Use: 0; AST Temp Closed: 0 | 0 | 0 | 2 | 14746-039-002165 | EZ SERVE C STORES INC C/O TITAN MGT
30839 | Permanently Closed | 1994-12-16 | 1977-01-01 | 1996-12-17 | Petroleum | Unleaded gasoline | Unleaded gasoline | Retail | Steel | Steel |  | Painted or None | Steel |  | 1901-01-01 | [15 empty] | UST Currently In Use: 0; UST Temp Close: 0; AST Currently In Use: 0; AST Temp Closed: 0 | 0 | 0 | 2 | 14746-039-002165 | EZ SERVE C STORES INC C/O TITAN MGT
30840 | Permanently Closed | 1993-04-26 | 1974-09-01 | 1993-04-26 | Petroleum | Unleaded gasoline | Unleaded gasoline |  | Steel | Steel |  | Painted or None | Steel |  | 1901-01-01 | [6 empty] | Statistical Inventory Reconciliation (SIR) | [8 empty] | UST Currently In Use: 0; UST Temp Close: 0; AST Currently In Use: 0; AST Temp Closed: 0 | 0 | 0 | 2 | 14746-039-002196 | EZ SERVE C STORES INC C/O TITAN MGT
30841 | Permanently Closed | 1993-04-26 | 1974-09-01 | 1993-04-26 | Petroleum | Unleaded gasoline | Unleaded gasoline |  | Steel | Steel |  | Painted or None | Steel |  | 1901-01-01 | [6 empty] | Statistical Inventory Reconciliation (SIR) | [8 empty] | UST Currently In Use: 0; UST Temp Close: 0; AST Currently In Use: 0; AST Temp Closed: 0 | 0 | 0 | 2 | 14746-039-002196 | EZ SERVE C STORES INC C/O TITAN MGT
30842 | Permanently Closed | 2001-02-01 | 1972-04-01 | 2001-10-24 | Petroleum | Unleaded gasoline | Unleaded gasoline | Retail | Steel | Steel | Field installed cathodic protection |  | Steel |  | 1901-01-01 | Field installed cathodic protection | Catchment Basin, Single walled catchment basin | Automatic shutoff device At 95% full | Automatic shutoff device At 95% full |  |  | Statistical Inventory Reconciliation (SIR) | [5 empty] | Annual line testing | Annual line testing |  | UST Currently In Use: 0; UST Temp Close: 0; AST Currently In Use: 0; AST Temp Closed: 0 | 0 | 0 | 2 | 14746-045-002179 | EZ SERVE C STORES INC C/O TITAN MGT
30843 | Permanently Closed | 2001-02-01 | 1972-04-01 | 2001-10-24 | Petroleum | Unleaded gasoline | Unleaded gasoline | Retail | Steel | Steel | Field installed cathodic protection |  | Steel |  | 1901-01-01 | Field installed cathodic protection | Catchment Basin, Single walled catchment basin | Automatic shutoff device At 95% full | Automatic shutoff device At 95% full |  |  | Statistical Inventory Reconciliation (SIR) | [5 empty] | Annual line testing | Annual line testing |  | UST Currently In Use: 0; UST Temp Close: 0; AST Currently In Use: 0; AST Temp Closed: 0 | 0 | 0 | 2 | 14746-045-002179 | EZ SERVE C STORES INC C/O TITAN MGT
30844 | Permanently Closed | 1901-01-01 | 1973-01-01 | 1988-12-21 | Petroleum | Unleaded gasoline | Unleaded gasoline |  | Steel | Steel |  | Painted or None | Steel |  | 1901-01-01 | [15 empty] | UST Currently In Use: 0; UST Temp Close: 0; AST Currently In Use: 0; AST Temp Closed: 0 | 0 | 0 | 2 | 14746-045-002194 | EZ SERVE C STORES INC C/O TITAN MGT
30845 | Permanently Closed | 1901-01-01 | 1973-01-01 | 1988-12-21 | Petroleum | Unleaded gasoline | Unleaded gasoline |  | Steel | Steel |  | Painted or None | Steel |  | 1901-01-01 | [15 empty] | UST Currently In Use: 0; UST Temp Close: 0; AST Currently In Use: 0; AST Temp Closed: 0 | 0 | 0 | 2 | 14746-045-002194 | EZ SERVE C STORES INC C/O TITAN MGT
30846 | Permanently Closed | 2002-05-07 | 1976-01-01 | 2006-11-28 | Petroleum | Unleaded gasoline | Unleaded gasoline | Retail | Steel | Steel | Field installed cathodic protection |  | Steel |  | 1901-01-01 | Field installed cathodic protection | Catchment Basin, Single walled catchment basin | Automatic shutoff device At 95% full | Automatic shutoff device At 95% full |  |  | Statistical Inventory Reconciliation (SIR) | [5 empty] | Annual line testing | Annual line testing |  | UST Currently In Use: 0; UST Temp Close: 0; AST Currently In Use: 0; AST Temp Closed: 0 | 0 | 0 | 2 | 21727-045-002203 | MANSOOR FATHI
30847 | Permanently Closed | 2002-05-07 | 1976-01-01 | 2006-11-28 | Petroleum | Unleaded gasoline | Unleaded gasoline | Retail | Steel | Steel | Field installed cathodic protection |  | Steel |  | 1901-01-01 | Field installed cathodic protection | Catchment Basin, Single walled catchment basin | Automatic shutoff device At 95% full | Automatic shutoff device At 95% full |  |  | Statistical Inventory Reconciliation (SIR) | [5 empty] | Annual line testing | Annual line testing |  | UST Currently In Use: 0; UST Temp Close: 0; AST Currently In Use: 0; AST Temp Closed: 0 | 0 | 0 | 2 | 21727-045-002203 | MANSOOR FATHI
30848 | Permanently Closed | 1994-06-29 | 1976-01-01 | 1994-08-18 | Petroleum | Unleaded gasoline | Unleaded gasoline | Retail | Steel | Steel |  | Painted or None | Steel |  | 1901-01-01 | [12 empty] | Annual line testing | Annual line testing |  | UST Currently In Use: 0; UST Temp Close: 0; AST Currently In Use: 0; AST Temp Closed: 0 | 0 | 0 | 2 | 12409-045-002206 | Tim Shirley
30849 | Permanently Closed | 1994-06-29 | 1976-01-01 | 1994-08-18 | Petroleum | Unleaded gasoline | Unleaded gasoline | Retail | Steel | Steel |  | Painted or None | Steel |  | 1901-01-01 | [12 empty] | Annual line testing | Annual line testing |  | UST Currently In Use: 0; UST Temp Close: 0; AST Currently In Use: 0; AST Temp Closed: 0 | 0 | 0 | 2 | 12409-045-002206 | Tim Shirley
30850 | Currently in Use |  | 1977-01-01 |  | Petroleum | Unleaded gasoline | Unleaded gasoline | Retail | Steel | Steel | Field installed cathodic protection |  | Flexible |  |  |  | Catchment Basin, Single walled catchment basin | Automatic shutoff device At 95% full | Automatic shutoff device At 95% full |  |  | Continuous Automatic Tank Gauge |  | Automatic flow restrictor (MLLD), Containment Sump | Containment Sump | Interstitial Monitoring within Secondary Containment | MANUAL/VISUAL CHECK | Annual line testing | Annual line testing |  | UST Currently In Use: 2; UST Temp Close: 0; AST Currently In Use: 0; AST Temp Closed: 0 | 2 | 0 | 0 | 20759-045-002226 | SOUTHWEST GEORGIA OIL COMPANY
30851 | Currently in Use |  | 1977-01-01 |  | Petroleum | Unleaded gasoline | Unleaded gasoline | Retail | Steel | Steel | Field installed cathodic protection |  | Flexible |  |  |  | Catchment Basin, Single walled catchment basin | Automatic shutoff device At 95% full | Automatic shutoff device At 95% full |  |  | Continuous Automatic Tank Gauge |  | Automatic flow restrictor (MLLD), Containment Sump | Containment Sump | Interstitial Monitoring within Secondary Containment | MANUAL/VISUAL CHECK |  |  |  | UST Currently In Use: 2; UST Temp Close: 0; AST Currently In Use: 0; AST Temp Closed: 0 | 2 | 0 | 0 | 20759-045-002226 | SOUTHWEST GEORGIA OIL COMPANY
30852 | Permanently Closed | 1990-06-21 | 1983-01-01 | 1990-06-21 | Petroleum | Unleaded gasoline | Unleaded gasoline |  | Steel | Steel |  | Painted or None | Steel |  | 1901-01-01 | [15 empty] | UST Currently In Use: 0; UST Temp Close: 0; AST Currently In Use: 0; AST Temp Closed: 0 | 0 | 0 | 2 | 14746-047-002199 | EZ SERVE C STORES INC C/O TITAN MGT
30853 | Permanently Closed | 1990-06-21 | 1974-01-01 | 1990-06-21 | Petroleum | Unleaded gasoline | Unleaded gasoline |  | Steel | Steel |  | Painted or None | Steel |  | 1901-01-01 | [15 empty] | UST Currently In Use: 0; UST Temp Close: 0; AST Currently In Use: 0; AST Temp Closed: 0 | 0 | 0 | 2 | 14746-047-002199 | EZ SERVE C STORES INC C/O TITAN MGT
30854 | Permanently Closed | 1990-06-22 | 1974-01-01 | 1990-06-22 | Petroleum | Unleaded gasoline | Unleaded gasoline |  | Steel | Steel |  | Painted or None | Steel |  | 1901-01-01 | [15 empty] | UST Currently In Use: 0; UST Temp Close: 0; AST Currently In Use: 0; AST Temp Closed: 0 | 0 | 0 | 2 | 14746-047-002200 | EZ SERVE C STORES INC C/O TITAN MGT
30855 | Permanently Closed | 1990-06-22 | 1974-01-01 | 1990-06-22 | Petroleum | Unleaded gasoline | Unleaded gasoline |  | Steel | Steel |  | Painted or None | Steel |  | 1901-01-01 | [15 empty] | UST Currently In Use: 0; UST Temp Close: 0; AST Currently In Use: 0; AST Temp Closed: 0 | 0 | 0 | 2 | 14746-047-002200 | EZ SERVE C STORES INC C/O TITAN MGT
30858 | Permanently Closed | 2000-09-29 | 1975-01-01 | 2001-01-26 | Petroleum | Unleaded gasoline | Unleaded gasoline |  | Steel | Steel | Field installed cathodic protection |  | Steel |  | 1901-01-01 | Field installed cathodic protection | Catchment Basin, Single walled catchment basin | Automatic shutoff device At 95% full | Automatic shutoff device At 95% full |  |  | Statistical Inventory Reconciliation (SIR) | [5 empty] | Annual line testing, Statistical inventory reconciliation (SIR) | Statistical inventory reconciliation (SIR) |  | UST Currently In Use: 0; UST Temp Close: 0; AST Currently In Use: 0; AST Temp Closed: 0 | 0 | 0 | 2 | 12902-047-002221 | JONES OIL CO INC
30859 | Permanently Closed | 2000-09-29 | 1975-01-01 | 2001-01-26 | Petroleum | Unleaded gasoline | Unleaded gasoline |  | Steel | Steel | Field installed cathodic protection |  | Steel |  | 1901-01-01 | Field installed cathodic protection | Catchment Basin, Single walled catchment basin | Automatic shutoff device At 95% full | Automatic shutoff device At 95% full |  |  | Statistical Inventory Reconciliation (SIR) | [5 empty] | Annual line testing, Statistical inventory reconciliation (SIR) | Statistical inventory reconciliation (SIR) |  | UST Currently In Use: 0; UST Temp Close: 0; AST Currently In Use: 0; AST Temp Closed: 0 | 0 | 0 | 2 | 12902-047-002221 | JONES OIL CO INC
30860 | Currently in Use |  | 1984-01-01 |  | Petroleum | Unleaded gasoline | Unleaded gasoline | Retail | Steel | Steel | Field installed cathodic protection |  | Flexible |  |  |  | Catchment Basin, Single walled catchment basin | Automatic shutoff device At 95% full | Automatic shutoff device At 95% full |  |  | Continuous Automatic Tank Gauge |  | Automatic flow restrictor (MLLD) | Automatic flow restrictor (MLLD) |  |  | Annual line testing | Annual line testing |  | UST Currently In Use: 3; UST Temp Close: 0; AST Currently In Use: 0; AST Temp Closed: 0 | 3 | 0 | 0 | 25601-051-002160 | SADAR 18 INC
30861 | Currently in Use |  | 1984-01-01 |  | Petroleum | Premium gasoline | Premium gasoline | Retail | Steel | Steel | Field installed cathodic protection |  | Flexible |  |  |  | Catchment Basin, Single walled catchment basin | Automatic shutoff device At 95% full | Automatic shutoff device At 95% full |  |  | Continuous Automatic Tank Gauge |  | Automatic flow restrictor (MLLD) | Automatic flow restrictor (MLLD) |  |  | Annual line testing | Annual line testing |  | UST Currently In Use: 3; UST Temp Close: 0; AST Currently In Use: 0; AST Temp Closed: 0 | 3 | 0 | 0 | 25601-051-002160 | SADAR 18 INC
30862 | Currently in Use |  | 1984-01-01 |  | Petroleum | Unleaded gasoline | Unleaded gasoline | Retail | Steel | Steel | Field installed cathodic protection |  | Flexible |  |  |  | Catchment Basin, Single walled catchment basin | Automatic shutoff device At 95% full | Automatic shutoff device At 95% full |  |  | Continuous Automatic Tank Gauge |  | Other, MANIFOLDED | Other |  |  | Other, MANIFOLDED | Other |  | UST Currently In Use: 3; UST Temp Close: 0; AST Currently In Use: 0; AST Temp Closed: 0 | 3 | 0 | 0 | 25601-051-002160 | SADAR 18 INC
30863 | Permanently Closed | 1990-10-08 | 1978-01-01 | 1990-10-08 | Petroleum | Unleaded gasoline | Unleaded gasoline |  | Steel | Steel |  | Painted or None | Steel |  | 1901-01-01 | [15 empty] | UST Currently In Use: 0; UST Temp Close: 0; AST Currently In Use: 0; AST Temp Closed: 0 | 0 | 0 | 2 | 14746-053-002169 | EZ SERVE C STORES INC C/O TITAN MGT
30864 | Permanently Closed | 1990-10-08 | 1978-01-01 | 1990-10-08 | Petroleum | Unleaded gasoline | Unleaded gasoline |  | Steel | Steel |  | Painted or None | Steel |  | 1901-01-01 | [15 empty] | UST Currently In Use: 0; UST Temp Close: 0; AST Currently In Use: 0; AST Temp Closed: 0 | 0 | 0 | 2 | 14746-053-002169 | EZ SERVE C STORES INC C/O TITAN MGT
30865 | Retired | 1988-12-22 | 1970-01-01 |  | Petroleum | Unleaded gasoline | Unleaded gasoline |  | Steel | Steel |  | Painted or None | Steel |  | 1901-01-01 | [15 empty] | UST Currently In Use: 0; UST Temp Close: 0; AST Currently In Use: 0; AST Temp Closed: 0 | 0 | 0 | 0 | 14746-053-002170 | EZ SERVE C STORES INC C/O TITAN MGT
30866 | Retired | 1988-12-22 | 1970-01-01 |  | Petroleum | Unleaded gasoline | Unleaded gasoline |  | Steel | Steel |  | Painted or None | Steel |  | 1901-01-01 | [15 empty] | UST Currently In Use: 0; UST Temp Close: 0; AST Currently In Use: 0; AST Temp Closed: 0 | 0 | 0 | 0 | 14746-053-002170 | EZ SERVE C STORES INC C/O TITAN MGT
30867 | Permanently Closed | 1999-08-13 | 1972-01-05 | 1999-08-13 | Petroleum | Unleaded gasoline | Unleaded gasoline | Retail | Steel | Steel | Field installed cathodic protection | Painted or None | Steel |  | 1901-01-01 | Field installed cathodic protection | Catchment Basin, Single walled catchment basin | Automatic shutoff device At 95% full | Automatic shutoff device At 95% full |  |  | Statistical Inventory Reconciliation (SIR) | [5 empty] | Annual line testing | Annual line testing |  | UST Currently In Use: 0; UST Temp Close: 0; AST Currently In Use: 0; AST Temp Closed: 0 | 0 | 0 | 2 | 14746-053-002176 | EZ SERVE C STORES INC C/O TITAN MGT
30868 | Permanently Closed | 1999-08-13 | 1972-01-05 | 1999-08-13 | Petroleum | Unleaded gasoline | Unleaded gasoline | Retail | Steel | Steel | Field installed cathodic protection | Painted or None | Steel |  | 1901-01-01 | Field installed cathodic protection | Catchment Basin, Single walled catchment basin | Automatic shutoff device At 95% full | Automatic shutoff device At 95% full |  |  | Statistical Inventory Reconciliation (SIR) | [5 empty] | Annual line testing | Annual line testing |  | UST Currently In Use: 0; UST Temp Close: 0; AST Currently In Use: 0; AST Temp Closed: 0 | 0 | 0 | 2 | 14746-053-002176 | EZ SERVE C STORES INC C/O TITAN MGT
30869 | Permanently Closed | 1992-05-01 | 1972-01-01 | 1992-05-01 | Petroleum | Unleaded gasoline | Unleaded gasoline |  | Steel | Steel |  | Painted or None | Steel |  | 1901-01-01 | [15 empty] | UST Currently In Use: 0; UST Temp Close: 0; AST Currently In Use: 0; AST Temp Closed: 0 | 0 | 0 | 2 | 14746-061-002193 | EZ SERVE C STORES INC C/O TITAN MGT
30870 | Permanently Closed | 1992-05-01 | 1972-01-01 | 1992-05-01 | Petroleum | Unleaded gasoline | Unleaded gasoline |  | Steel | Steel |  | Painted or None | Steel |  | 1901-01-01 | [15 empty] | UST Currently In Use: 0; UST Temp Close: 0; AST Currently In Use: 0; AST Temp Closed: 0 | 0 | 0 | 2 | 14746-061-002193 | EZ SERVE C STORES INC C/O TITAN MGT
30871 | Permanently Closed | 1991-01-29 | 1973-01-01 | 1991-01-29 | Petroleum | Unleaded gasoline | Unleaded gasoline |  | Steel | Steel |  |  | Steel |  | 1901-01-01 | [15 empty] | UST Currently In Use: 2; UST Temp Close: 0; AST Currently In Use: 0; AST Temp Closed: 0 | 2 | 0 | 2 | 13929-063-002209 | PRINCE OIL COMPANY, INC.
30872 | Permanently Closed | 1991-01-29 | 1973-01-01 | 1991-01-29 | Petroleum | Unleaded gasoline | Unleaded gasoline |  | Steel | Steel |  |  | Steel |  | 1901-01-01 | [15 empty] | UST Currently In Use: 2; UST Temp Close: 0; AST Currently In Use: 0; AST Temp Closed: 0 | 2 | 0 | 2 | 13929-063-002209 | PRINCE OIL COMPANY, INC.
30873 | Permanently Closed | 1994-07-07 | 1973-01-01 | 1994-12-19 | Petroleum | Unleaded gasoline | Unleaded gasoline |  | Steel | Steel |  | Painted or None | Steel |  | 1901-01-01 | [12 empty] | Annual line testing | Annual line testing |  | UST Currently In Use: 0; UST Temp Close: 0; AST Currently In Use: 0; AST Temp Closed: 0 | 0 | 0 | 2 | 14746-065-002211 | EZ SERVE C STORES INC C/O TITAN MGT
30874 | Permanently Closed | 1994-07-07 | 1973-01-01 | 1994-12-19 | Petroleum | Unleaded gasoline | Unleaded gasoline |  | Steel | Steel |  | Painted or None | Steel |  | 1901-01-01 | [12 empty] | Annual line testing | Annual line testing |  | UST Currently In Use: 0; UST Temp Close: 0; AST Currently In Use: 0; AST Temp Closed: 0 | 0 | 0 | 2 | 14746-065-002211 | EZ SERVE C STORES INC C/O TITAN MGT
30875 | Permanently Closed | 1990-10-15 | 1977-01-01 | 1990-10-15 | Petroleum | Unleaded gasoline | Unleaded gasoline |  | Steel | Steel |  | Painted or None | Steel |  | 1901-01-01 | [15 empty] | UST Currently In Use: 0; UST Temp Close: 0; AST Currently In Use: 0; AST Temp Closed: 0 | 0 | 0 | 2 | 14746-067-002162 | EZ SERVE C STORES INC C/O TITAN MGT
30876 | Permanently Closed | 1990-10-15 | 1977-01-01 | 1990-10-15 | Petroleum | Unleaded gasoline | Unleaded gasoline |  | Steel | Steel |  | Painted or None | Steel |  | 1901-01-01 | [15 empty] | UST Currently In Use: 0; UST Temp Close: 0; AST Currently In Use: 0; AST Temp Closed: 0 | 0 | 0 | 2 | 14746-067-002162 | EZ SERVE C STORES INC C/O TITAN MGT
30877 | Permanently Closed | 1999-11-01 | 1972-05-01 | 1999-11-27 | Petroleum | Unleaded gasoline | Unleaded gasoline | Retail | Steel | Steel | Field installed cathodic protection |  | Steel |  | 1901-01-01 | Field installed cathodic protection | Catchment Basin, Single walled catchment basin | Automatic shutoff device At 95% full | Automatic shutoff device At 95% full |  |  | Statistical Inventory Reconciliation (SIR) | [8 empty] | UST Currently In Use: 0; UST Temp Close: 0; AST Currently In Use: 0; AST Temp Closed: 0 | 0 | 0 | 2 | 14746-067-002166 | EZ SERVE C STORES INC C/O TITAN MGT
30878 | Permanently Closed | 1999-11-01 | 1972-05-01 | 1999-11-27 | Petroleum | Unleaded gasoline | Unleaded gasoline | Retail | Steel | Steel | Field installed cathodic protection |  | Steel |  | 1901-01-01 | Field installed cathodic protection | Catchment Basin, Single walled catchment basin | Automatic shutoff device At 95% full | Automatic shutoff device At 95% full |  |  | Statistical Inventory Reconciliation (SIR) | [5 empty] | Annual line testing | Annual line testing |  | UST Currently In Use: 0; UST Temp Close: 0; AST Currently In Use: 0; AST Temp Closed: 0 | 0 | 0 | 2 | 14746-067-002166 | EZ SERVE C STORES INC C/O TITAN MGT
30879 | Currently in Use |  | 1976-01-01 |  | Petroleum | Unleaded gasoline | Unleaded gasoline | Retail | Steel | Steel | Field installed cathodic protection |  | Double Wall, Flexible |  | 2015-03-25 |  | Catchment Basin, Single walled catchment basin | Automatic shutoff device At 95% full | Automatic shutoff device At 95% full |  |  | Continuous Automatic Tank Gauge |  | Automatic flow restrictor (MLLD) | Automatic flow restrictor (MLLD) | Interstitial Monitoring within Secondary Containment | MANUAL/VISUAL CHECK |  |  |  | UST Currently In Use: 2; UST Temp Close: 0; AST Currently In Use: 0; AST Temp Closed: 0 | 2 | 0 | 0 | 21713-069-002202 | JIMMY H. WATFORD
30880 | Currently in Use |  | 1976-01-01 |  | Petroleum | Premium gasoline | Premium gasoline | Retail | Steel | Steel | Field installed cathodic protection |  | Double Wall, Flexible |  | 2015-03-25 |  | Catchment Basin, Single walled catchment basin | Automatic shutoff device At 95% full | Automatic shutoff device At 95% full |  |  | Continuous Automatic Tank Gauge |  | Automatic flow restrictor (MLLD) | Automatic flow restrictor (MLLD) | Interstitial Monitoring within Secondary Containment | MANUAL/VISUAL CHECK |  |  |  | UST Currently In Use: 2; UST Temp Close: 0; AST Currently In Use: 0; AST Temp Closed: 0 | 2 | 0 | 0 | 21713-069-002202 | JIMMY H. WATFORD
30881 | Currently in Use |  | 1978-03-01 |  | Petroleum | Unleaded gasoline | Unleaded gasoline | Retail | Steel | Steel | Field installed cathodic protection |  | Flexible |  |  |  | Catchment Basin, Single walled catchment basin | Flow Rest 90% Full | Flow Rest 90% Full |  |  | Continuous Automatic Tank Gauge |  | Automatic flow restrictor (MLLD), Containment Sump | Containment Sump |  | SENSOR TO ATG | Annual line testing, Continuous alarm system | Continuous alarm system |  | UST Currently In Use: 3; UST Temp Close: 0; AST Currently In Use: 0; AST Temp Closed: 0 | 3 | 0 | 0 | 21712-069-002219 | ALABAMA COMMERCIAL PROPERTIES
30882 | Currently in Use |  | 1978-03-01 |  | Petroleum | Premium gasoline | Premium gasoline | Retail | Steel | Steel | Field installed cathodic protection |  | Flexible |  |  |  | Catchment Basin, Single walled catchment basin | Flow Rest 90% Full | Flow Rest 90% Full |  |  | Continuous Automatic Tank Gauge |  | Automatic flow restrictor (MLLD), Containment Sump | Containment Sump |  | SENSOR TO ATG | Annual line testing, Continuous alarm system | Continuous alarm system |  | UST Currently In Use: 3; UST Temp Close: 0; AST Currently In Use: 0; AST Temp Closed: 0 | 3 | 0 | 0 | 21712-069-002219 | ALABAMA COMMERCIAL PROPERTIES
30883 | Permanently Closed | 1995-12-10 | 1979-01-01 | 1998-12-10 | Petroleum | Unleaded gasoline | Unleaded gasoline | Retail | Steel | Steel |  | Painted or None | Steel |  | 1901-01-01 | [6 empty] | Statistical Inventory Reconciliation (SIR) | [5 empty] | Annual line testing | Annual line testing |  | UST Currently In Use: 0; UST Temp Close: 0; AST Currently In Use: 0; AST Temp Closed: 0 | 0 | 0 | 2 | 14746-069-002234 | EZ SERVE C STORES INC C/O TITAN MGT
30884 | Permanently Closed | 1995-12-10 | 1979-01-01 | 1998-12-10 | Petroleum | Unleaded gasoline | Unleaded gasoline | Retail | Steel | Steel |  | Painted or None | Steel |  | 1901-01-01 | [6 empty] | Statistical Inventory Reconciliation (SIR) | [5 empty] | Annual line testing | Annual line testing |  | UST Currently In Use: 0; UST Temp Close: 0; AST Currently In Use: 0; AST Temp Closed: 0 | 0 | 0 | 2 | 14746-069-002234 | EZ SERVE C STORES INC C/O TITAN MGT
30885 | Currently in Use |  | 1980-09-01 |  | Petroleum | Unleaded gasoline | Unleaded gasoline | Retail | Steel | Steel | Field installed cathodic protection |  | Steel |  |  | Field installed cathodic protection | Catchment Basin, Single walled catchment basin | Automatic shutoff device At 95% full | Automatic shutoff device At 95% full |  |  | Automatic Tank Gauge |  | Automatic flow restrictor (MLLD) | Automatic flow restrictor (MLLD) |  |  | Annual line testing | Annual line testing |  | UST Currently In Use: 3; UST Temp Close: 0; AST Currently In Use: 0; AST Temp Closed: 0 | 3 | 0 | 0 | 22444-069-002236 | VISHAL ANAND
30886 | Currently in Use |  | 1980-09-01 |  | Petroleum | Unleaded gasoline | Unleaded gasoline | Retail | Steel | Steel | Field installed cathodic protection |  | Steel |  | 1901-01-01 | Field installed cathodic protection | Catchment Basin, Single walled catchment basin | Automatic shutoff device At 95% full | Automatic shutoff device At 95% full |  |  | Automatic Tank Gauge |  | Automatic flow restrictor (MLLD) | Automatic flow restrictor (MLLD) |  |  | Annual line testing | Annual line testing |  | UST Currently In Use: 3; UST Temp Close: 0; AST Currently In Use: 0; AST Temp Closed: 0 | 3 | 0 | 0 | 22444-069-002236 | VISHAL ANAND
30887 | Currently in Use |  | 1980-09-01 |  | Petroleum | On road diesel | On road diesel | Retail | Steel | Steel | Field installed cathodic protection |  | Steel |  | 1901-01-01 | Field installed cathodic protection | Catchment Basin, Single walled catchment basin | Automatic shutoff device At 95% full | Automatic shutoff device At 95% full |  |  | Automatic Tank Gauge |  | Automatic flow restrictor (MLLD) | Automatic flow restrictor (MLLD) |  |  | Annual line testing | Annual line testing |  | UST Currently In Use: 3; UST Temp Close: 0; AST Currently In Use: 0; AST Temp Closed: 0 | 3 | 0 | 0 | 22444-069-002236 | VISHAL ANAND
30888 | Permanently Closed | 2001-07-19 | 1980-02-01 | 2001-10-23 | Petroleum | Unleaded gasoline | Unleaded gasoline | Retail | Steel | Steel | Field installed cathodic protection |  | Steel |  | 1901-01-01 | Field installed cathodic protection | Catchment Basin, Single walled catchment basin | Automatic shutoff device At 95% full | Automatic shutoff device At 95% full |  |  | Statistical Inventory Reconciliation (SIR) | [8 empty] | UST Currently In Use: 0; UST Temp Close: 0; AST Currently In Use: 0; AST Temp Closed: 0 | 0 | 0 | 2 | 14746-069-002241 | EZ SERVE C STORES INC C/O TITAN MGT
30889 | Permanently Closed | 2001-07-19 | 1980-02-01 | 2001-10-23 | Petroleum | Unleaded gasoline | Unleaded gasoline | Retail | Steel | Steel | Field installed cathodic protection |  | Steel |  | 1901-01-01 | Field installed cathodic protection | Catchment Basin, Single walled catchment basin | Automatic shutoff device At 95% full | Automatic shutoff device At 95% full |  |  | Statistical Inventory Reconciliation (SIR) | [5 empty] | Annual line testing | Annual line testing |  | UST Currently In Use: 0; UST Temp Close: 0; AST Currently In Use: 0; AST Temp Closed: 0 | 0 | 0 | 2 | 14746-069-002241 | EZ SERVE C STORES INC C/O TITAN MGT
30890 | Permanently Closed | 2000-07-12 | 1982-02-01 | 2001-09-19 | Petroleum | Unleaded gasoline | Unleaded gasoline | Retail | Steel | Steel | Field installed cathodic protection |  | Steel |  | 1901-01-01 | Field installed cathodic protection | Catchment Basin, Single walled catchment basin | Automatic shutoff device At 95% full | Automatic shutoff device At 95% full |  |  | Statistical Inventory Reconciliation (SIR) | [5 empty] | Annual line testing, Statistical inventory reconciliation (SIR) | Statistical inventory reconciliation (SIR) |  | UST Currently In Use: 0; UST Temp Close: 0; AST Currently In Use: 0; AST Temp Closed: 0 | 0 | 0 | 3 | 21712-069-002243 | ALABAMA COMMERCIAL PROPERTIES
30891 | Permanently Closed | 2000-07-12 | 1982-02-01 | 2001-09-19 | Petroleum | Unleaded gasoline | Unleaded gasoline | Retail | Steel | Steel | Field installed cathodic protection |  | Steel |  | 1901-01-01 | Field installed cathodic protection | Catchment Basin, Single walled catchment basin | Automatic shutoff device At 95% full | Automatic shutoff device At 95% full |  |  | Statistical Inventory Reconciliation (SIR) | [5 empty] | Annual line testing, Statistical inventory reconciliation (SIR) | Statistical inventory reconciliation (SIR) |  | UST Currently In Use: 0; UST Temp Close: 0; AST Currently In Use: 0; AST Temp Closed: 0 | 0 | 0 | 3 | 21712-069-002243 | ALABAMA COMMERCIAL PROPERTIES
30892 | Permanently Closed | 2000-07-12 | 1982-02-01 | 2001-09-19 | Petroleum | Unleaded gasoline | Unleaded gasoline | Retail | Steel | Steel | Field installed cathodic protection |  | Steel |  | 1901-01-01 | Field installed cathodic protection | Catchment Basin, Single walled catchment basin | Automatic shutoff device At 95% full | Automatic shutoff device At 95% full |  |  | Statistical Inventory Reconciliation (SIR) | [5 empty] | Annual line testing, Statistical inventory reconciliation (SIR) | Statistical inventory reconciliation (SIR) |  | UST Currently In Use: 0; UST Temp Close: 0; AST Currently In Use: 0; AST Temp Closed: 0 | 0 | 0 | 3 | 21712-069-002243 | ALABAMA COMMERCIAL PROPERTIES
30893 | Currently in Use |  | 1975-12-01 |  | Petroleum | Unleaded gasoline | Unleaded gasoline | Retail | Steel | Steel | Field installed cathodic protection |  | Fiberglass reinforced plastic |  |  |  | Catchment Basin, Single walled catchment basin | Automatic shutoff device At 95% full | Automatic shutoff device At 95% full |  |  | Statistical Inventory Reconciliation (SIR) |  | Automatic flow restrictor (MLLD) | Automatic flow restrictor (MLLD) |  |  | Statistical inventory reconciliation (SIR) | Statistical inventory reconciliation (SIR) |  | UST Currently In Use: 2; UST Temp Close: 0; AST Currently In Use: 0; AST Temp Closed: 0 | 2 | 0 | 0 | 23615-075-002212 | PHOEBE ROBERTSON
30894 | Currently in Use |  | 1975-12-01 |  | Petroleum | On road diesel | On road diesel | Retail | Steel | Steel | Field installed cathodic protection |  | Steel |  |  | Field installed cathodic protection | Catchment Basin, Single walled catchment basin | Automatic shutoff device At 95% full | Automatic shutoff device At 95% full |  |  | Statistical Inventory Reconciliation (SIR) |  | Automatic flow restrictor (MLLD) | Automatic flow restrictor (MLLD) |  |  | Statistical inventory reconciliation (SIR) | Statistical inventory reconciliation (SIR) |  | UST Currently In Use: 2; UST Temp Close: 0; AST Currently In Use: 0; AST Temp Closed: 0 | 2 | 0 | 0 | 23615-075-002212 | PHOEBE ROBERTSON
30895 | Permanently Closed | 1988-12-22 | 1970-01-01 | 2002-07-08 | Petroleum | Unleaded gasoline | Unleaded gasoline |  | Steel | Steel |  | Painted or None | Steel |  | 1901-01-01 | [15 empty] | UST Currently In Use: 0; UST Temp Close: 0; AST Currently In Use: 0; AST Temp Closed: 0 | 0 | 0 | 2 | 14746-081-002184 | EZ SERVE C STORES INC C/O TITAN MGT
30896 | Permanently Closed | 1988-12-22 | 1970-01-01 | 2002-07-08 | Petroleum | Unleaded gasoline | Unleaded gasoline |  | Steel | Steel |  | Painted or None | Steel |  | 1901-01-01 | [15 empty] | UST Currently In Use: 0; UST Temp Close: 0; AST Currently In Use: 0; AST Temp Closed: 0 | 0 | 0 | 2 | 14746-081-002184 | EZ SERVE C STORES INC C/O TITAN MGT
30897 | Retired | 1988-12-22 | 1970-01-01 |  | Petroleum | Unleaded gasoline | Unleaded gasoline |  | Steel | Steel |  | Painted or None | Steel |  | 1901-01-01 | [15 empty] | UST Currently In Use: 0; UST Temp Close: 0; AST Currently In Use: 0; AST Temp Closed: 0 | 0 | 0 | 0 | 14746-081-002185 | EZ SERVE C STORES INC C/O TITAN MGT
30898 | Retired | 1988-12-22 | 1970-01-01 |  | Petroleum | Unleaded gasoline | Unleaded gasoline |  | Steel | Steel |  | Painted or None | Steel |  | 1901-01-01 | [15 empty] | UST Currently In Use: 0; UST Temp Close: 0; AST Currently In Use: 0; AST Temp Closed: 0 | 0 | 0 | 0 | 14746-081-002185 | EZ SERVE C STORES INC C/O TITAN MGT
30899 | Permanently Closed | 1992-11-11 | 1970-01-01 | 1992-11-11 | Petroleum | Unleaded gasoline | Unleaded gasoline |  | Steel | Steel |  | Painted or None | Steel |  | 1901-01-01 | [15 empty] | UST Currently In Use: 0; UST Temp Close: 0; AST Currently In Use: 0; AST Temp Closed: 0 | 0 | 0 | 2 | 14746-081-002186 | EZ SERVE C STORES INC C/O TITAN MGT
30900 | Permanently Closed | 1992-11-11 | 1970-01-01 | 1992-11-11 | Petroleum | Unleaded gasoline | Unleaded gasoline |  | Steel | Steel |  | Painted or None | Steel |  | 1901-01-01 | [15 empty] | UST Currently In Use: 0; UST Temp Close: 0; AST Currently In Use: 0; AST Temp Closed: 0 | 0 | 0 | 2 | 14746-081-002186 | EZ SERVE C STORES INC C/O TITAN MGT
30901 | Permanently Closed | 1993-01-26 | 1971-01-01 | 1993-01-26 | Petroleum | Unleaded gasoline | Unleaded gasoline |  | Steel | Steel |  | Painted or None | Steel |  | 1901-01-01 | [15 empty] | UST Currently In Use: 0; UST Temp Close: 0; AST Currently In Use: 0; AST Temp Closed: 0 | 0 | 0 | 2 | 14746-091-002189 | EZ SERVE C STORES INC C/O TITAN MGT
30902 | Permanently Closed | 1993-01-26 | 1971-01-01 | 1993-01-26 | Petroleum | Unleaded gasoline | Unleaded gasoline |  | Steel | Steel |  | Painted or None | Steel |  | 1901-01-01 | [15 empty] | UST Currently In Use: 0; UST Temp Close: 0; AST Currently In Use: 0; AST Temp Closed: 0 | 0 | 0 | 2 | 14746-091-002189 | EZ SERVE C STORES INC C/O TITAN MGT
30903 | Permanently Closed | 1992-03-10 | 1967-01-01 | 1992-03-10 | Petroleum | Unleaded gasoline | Unleaded gasoline |  | Steel | Steel |  | Painted or None | Steel |  | 1901-01-01 | [15 empty] | UST Currently In Use: 0; UST Temp Close: 0; AST Currently In Use: 0; AST Temp Closed: 0 | 0 | 0 | 3 | 14746-097-002158 | EZ SERVE C STORES INC C/O TITAN MGT
30904 | Permanently Closed | 1992-03-10 | 1967-01-01 | 1992-03-10 | Petroleum | Unleaded gasoline | Unleaded gasoline |  | Steel | Steel |  | Painted or None | Steel |  | 1901-01-01 | [15 empty] | UST Currently In Use: 0; UST Temp Close: 0; AST Currently In Use: 0; AST Temp Closed: 0 | 0 | 0 | 3 | 14746-097-002158 | EZ SERVE C STORES INC C/O TITAN MGT
30905 | Permanently Closed | 1992-03-10 | 1979-01-01 | 1992-03-10 | Petroleum | Unleaded gasoline | Unleaded gasoline |  | Steel | Steel |  | Painted or None | Steel |  | 1901-01-01 | [15 empty] | UST Currently In Use: 0; UST Temp Close: 0; AST Currently In Use: 0; AST Temp Closed: 0 | 0 | 0 | 3 | 14746-097-002158 | EZ SERVE C STORES INC C/O TITAN MGT
30906 | Permanently Closed | 1990-02-15 | 1972-01-01 | 1990-02-15 | Petroleum | Unleaded gasoline | Unleaded gasoline |  | Steel | Steel |  | Painted or None | Steel |  | 1901-01-01 | [15 empty] | UST Currently In Use: 3; UST Temp Close: 0; AST Currently In Use: 0; AST Temp Closed: 0 | 3 | 0 | 3 | 21682-097-002178 | GOVIND NADKARNI
30907 | Permanently Closed | 1990-02-15 | 1972-01-01 | 1990-02-15 | Petroleum | Unleaded gasoline | Unleaded gasoline |  | Steel | Steel |  | Painted or None | Steel |  | 1901-01-01 | [15 empty] | UST Currently In Use: 3; UST Temp Close: 0; AST Currently In Use: 0; AST Temp Closed: 0 | 3 | 0 | 3 | 21682-097-002178 | GOVIND NADKARNI
30908 | Permanently Closed | 1990-02-15 | 1979-01-01 | 1990-02-15 | Petroleum | Unleaded gasoline | Unleaded gasoline |  | Steel | Steel |  | Painted or None | Steel |  | 1901-01-01 | [15 empty] | UST Currently In Use: 3; UST Temp Close: 0; AST Currently In Use: 0; AST Temp Closed: 0 | 3 | 0 | 3 | 21682-097-002178 | GOVIND NADKARNI
30909 | Currently in Use |  | 1990-02-01 |  | Petroleum | Unleaded gasoline | Unleaded gasoline | Retail | Fiberglass coated steel | Fiberglass coated steel |  |  | Fiberglass reinforced plastic |  | 1901-01-01 |  | Catchment Basin, Single walled catchment basin | Automatic shutoff device At 95% full | Automatic shutoff device At 95% full |  |  | Automatic Tank Gauge |  | Automatic shutoff device (AELLD), Containment Sump | Containment Sump | [5 empty] | UST Currently In Use: 3; UST Temp Close: 0; AST Currently In Use: 0; AST Temp Closed: 0 | 3 | 0 | 3 | 21682-097-002178 | GOVIND NADKARNI
30910 | Currently in Use |  | 1990-02-01 |  | Petroleum | Unleaded gasoline | Unleaded gasoline | Retail | Fiberglass coated steel | Fiberglass coated steel |  |  | Fiberglass reinforced plastic |  | 1901-01-01 |  | Catchment Basin, Single walled catchment basin | Automatic shutoff device At 95% full | Automatic shutoff device At 95% full |  |  | Automatic Tank Gauge |  | Containment Sump, MANIFOLDED | Containment Sump |  |  | Other, MANIFOLDED | Other |  | UST Currently In Use: 3; UST Temp Close: 0; AST Currently In Use: 0; AST Temp Closed: 0 | 3 | 0 | 3 | 21682-097-002178 | GOVIND NADKARNI
30911 | Currently in Use |  | 1990-02-01 |  | Petroleum | Premium gasoline | Premium gasoline | Retail | Fiberglass coated steel | Fiberglass coated steel |  |  | Fiberglass reinforced plastic |  | 1901-01-01 |  | Catchment Basin, Single walled catchment basin | Automatic shutoff device At 95% full | Automatic shutoff device At 95% full |  |  | Automatic Tank Gauge |  | Automatic shutoff device (AELLD), Containment Sump | Containment Sump | [5 empty] | UST Currently In Use: 3; UST Temp Close: 0; AST Currently In Use: 0; AST Temp Closed: 0 | 3 | 0 | 3 | 21682-097-002178 | GOVIND NADKARNI
30912 | Currently in Use |  | 1974-01-01 |  | Petroleum | Unleaded gasoline | Unleaded gasoline | Retail | Steel | Steel | Field installed cathodic protection, Interior lined (not allowed as a standalone method of corrosion protection) |  | Fiberglass reinforced plastic |  |  |  | Catchment Basin, Single walled catchment basin | Automatic shutoff device At 95% full | Automatic shutoff device At 95% full |  |  | Continuous Automatic Tank Gauge |  | Automatic flow restrictor (MLLD) | Automatic flow restrictor (MLLD) |  |  | Annual line testing | Annual line testing |  | UST Currently In Use: 2; UST Temp Close: 0; AST Currently In Use: 0; AST Temp Closed: 0 | 2 | 0 | 0 | 21661-097-002187 | RAMANLAL M. PATEL
30913 | Currently in Use |  | 1974-01-01 |  | Petroleum | Mid-grade gasoline | Mid-grade gasoline | Retail | Steel | Steel | Field installed cathodic protection, Interior lined (not allowed as a standalone method of corrosion protection) |  | Fiberglass reinforced plastic |  |  |  | Catchment Basin, Single walled catchment basin | Automatic shutoff device At 95% full | Automatic shutoff device At 95% full |  |  | Continuous Automatic Tank Gauge |  | Automatic flow restrictor (MLLD) | Automatic flow restrictor (MLLD) |  |  | Annual line testing | Annual line testing |  | UST Currently In Use: 2; UST Temp Close: 0; AST Currently In Use: 0; AST Temp Closed: 0 | 2 | 0 | 0 | 21661-097-002187 | RAMANLAL M. PATEL
30914 | Currently in Use |  | 1970-01-01 |  | Petroleum | Unleaded gasoline | Unleaded gasoline | Retail | Steel | Steel | Field installed cathodic protection |  | Fiberglass reinforced plastic |  |  |  | Catchment Basin, Single walled catchment basin | Flow Rest 90% Full | Flow Rest 90% Full |  |  | Continuous Automatic Tank Gauge |  | Automatic flow restrictor (MLLD), Containment Sump | Containment Sump |  |  | Annual line testing | Annual line testing |  | UST Currently In Use: 3; UST Temp Close: 0; AST Currently In Use: 0; AST Temp Closed: 0 | 3 | 0 | 0 | 23224-097-002188 | SHRIJEE STORE LLC
30915 | Currently in Use |  | 1970-01-01 |  | Petroleum | Unleaded gasoline | Unleaded gasoline | Retail | Steel | Steel | Field installed cathodic protection |  | Fiberglass reinforced plastic |  |  |  | Catchment Basin, Single walled catchment basin | Flow Rest 90% Full | Flow Rest 90% Full |  |  | Continuous Automatic Tank Gauge |  | Containment Sump, MANIFOLDED | Containment Sump |  |  | Other, MANIFOLDED | Other |  | UST Currently In Use: 3; UST Temp Close: 0; AST Currently In Use: 0; AST Temp Closed: 0 | 3 | 0 | 0 | 23224-097-002188 | SHRIJEE STORE LLC
30916 | Currently in Use |  | 1979-01-01 |  | Petroleum | On road diesel | On road diesel | Retail | Steel | Steel | Field installed cathodic protection |  | Fiberglass reinforced plastic |  |  |  | Catchment Basin, Single walled catchment basin | Flow Rest 90% Full | Flow Rest 90% Full |  |  | Continuous Automatic Tank Gauge |  | Automatic flow restrictor (MLLD), Containment Sump | Containment Sump |  |  | Annual line testing | Annual line testing |  | UST Currently In Use: 3; UST Temp Close: 0; AST Currently In Use: 0; AST Temp Closed: 0 | 3 | 0 | 0 | 23224-097-002188 | SHRIJEE STORE LLC
30917 | Permanently Closed | 1901-01-01 | 1975-01-01 | 1988-01-01 | Petroleum | Unleaded gasoline | Unleaded gasoline |  | Steel | Steel |  | Painted or None | Steel |  | 1901-01-01 | [15 empty] | UST Currently In Use: 0; UST Temp Close: 0; AST Currently In Use: 0; AST Temp Closed: 0 | 0 | 0 | 5 | 14746-097-002216 | EZ SERVE C STORES INC C/O TITAN MGT
30918 | Permanently Closed | 1901-01-01 | 1975-01-01 | 1988-01-01 | Petroleum | Unleaded gasoline | Unleaded gasoline |  | Steel | Steel |  | Painted or None | Steel |  | 1901-01-01 | [15 empty] | UST Currently In Use: 0; UST Temp Close: 0; AST Currently In Use: 0; AST Temp Closed: 0 | 0 | 0 | 5 | 14746-097-002216 | EZ SERVE C STORES INC C/O TITAN MGT
30919 | Permanently Closed | 1992-07-22 | 1984-01-01 | 1992-07-22 | Petroleum | Unleaded gasoline | Unleaded gasoline |  | Steel | Steel | Coated & cathodic protection (sti-P3) |  | Fiberglass reinforced plastic |  | 1901-01-01 | [15 empty] | UST Currently In Use: 0; UST Temp Close: 0; AST Currently In Use: 0; AST Temp Closed: 0 | 0 | 0 | 5 | 14746-097-002216 | EZ SERVE C STORES INC C/O TITAN MGT
30920 | Permanently Closed | 1992-07-22 | 1984-01-01 | 1992-07-22 | Petroleum | Unleaded gasoline | Unleaded gasoline |  | Steel | Steel | Coated & cathodic protection (sti-P3) |  | Fiberglass reinforced plastic |  | 1901-01-01 | [15 empty] | UST Currently In Use: 0; UST Temp Close: 0; AST Currently In Use: 0; AST Temp Closed: 0 | 0 | 0 | 5 | 14746-097-002216 | EZ SERVE C STORES INC C/O TITAN MGT
30921 | Permanently Closed | 1992-07-22 | 1984-01-01 | 1992-07-22 | Petroleum | Unleaded gasoline | Unleaded gasoline |  | Steel | Steel | Coated & cathodic protection (sti-P3) |  | Fiberglass reinforced plastic |  | 1901-01-01 | [15 empty] | UST Currently In Use: 0; UST Temp Close: 0; AST Currently In Use: 0; AST Temp Closed: 0 | 0 | 0 | 5 | 14746-097-002216 | EZ SERVE C STORES INC C/O TITAN MGT
30922 | Permanently Closed | 1992-07-21 | 1975-01-01 | 1992-07-21 | Petroleum | Unleaded gasoline | Unleaded gasoline |  | Steel | Steel |  | Painted or None | Steel |  | 1901-01-01 | [15 empty] | UST Currently In Use: 0; UST Temp Close: 0; AST Currently In Use: 0; AST Temp Closed: 0 | 0 | 0 | 2 | 14746-097-002220 | EZ SERVE C STORES INC C/O TITAN MGT
30923 | Permanently Closed | 1992-07-21 | 1975-01-01 | 1992-07-21 | Petroleum | Unleaded gasoline | Unleaded gasoline |  | Steel | Steel |  | Painted or None | Steel |  | 1901-01-01 | [15 empty] | UST Currently In Use: 0; UST Temp Close: 0; AST Currently In Use: 0; AST Temp Closed: 0 | 0 | 0 | 2 | 14746-097-002220 | EZ SERVE C STORES INC C/O TITAN MGT
30924 | Currently in Use |  | 1975-01-01 |  | Petroleum | Unleaded gasoline | Unleaded gasoline | Retail | Steel | Steel | Field installed cathodic protection |  | Fiberglass reinforced plastic |  |  |  | Catchment Basin, Single walled catchment basin | Automatic shutoff device At 95% full | Automatic shutoff device At 95% full |  |  | Statistical Inventory Reconciliation (SIR) | [8 empty] | UST Currently In Use: 2; UST Temp Close: 0; AST Currently In Use: 0; AST Temp Closed: 0 | 2 | 0 | 0 | 23738-097-002227 | MUKESH PATEL
30925 | Currently in Use |  | 1975-01-01 |  | Petroleum | Premium gasoline | Premium gasoline | Retail | Steel | Steel | Field installed cathodic protection |  | Fiberglass reinforced plastic |  |  |  | Catchment Basin, Single walled catchment basin | Automatic shutoff device At 95% full | Automatic shutoff device At 95% full |  |  | Statistical Inventory Reconciliation (SIR) | [8 empty] | UST Currently In Use: 2; UST Temp Close: 0; AST Currently In Use: 0; AST Temp Closed: 0 | 2 | 0 | 0 | 23738-097-002227 | MUKESH PATEL
30926 | Permanently Closed | 1999-08-16 | 1976-01-01 | 1999-08-16 | Petroleum | Unleaded gasoline | Unleaded gasoline | Retail | Steel | Steel | Field installed cathodic protection |  | Steel |  | 1901-01-01 | Field installed cathodic protection | Catchment Basin, Single walled catchment basin | Automatic shutoff device At 95% full | Automatic shutoff device At 95% full |  |  | Statistical Inventory Reconciliation (SIR) | [5 empty] | Annual line testing | Annual line testing |  | UST Currently In Use: 0; UST Temp Close: 0; AST Currently In Use: 0; AST Temp Closed: 0 | 0 | 0 | 2 | 14746-097-002230 | EZ SERVE C STORES INC C/O TITAN MGT
30927 | Permanently Closed | 1999-08-16 | 1976-01-01 | 1999-08-16 | Petroleum | Premium gasoline | Premium gasoline | Retail | Steel | Steel | Field installed cathodic protection |  | Steel |  | 1901-01-01 | Field installed cathodic protection | Catchment Basin, Single walled catchment basin | Automatic shutoff device At 95% full | Automatic shutoff device At 95% full |  |  | Statistical Inventory Reconciliation (SIR) | [5 empty] | Annual line testing | Annual line testing |  | UST Currently In Use: 0; UST Temp Close: 0; AST Currently In Use: 0; AST Temp Closed: 0 | 0 | 0 | 2 | 14746-097-002230 | EZ SERVE C STORES INC C/O TITAN MGT
30928 | Permanently Closed | 1990-01-01 | 1977-01-01 | 1990-01-01 | Petroleum | Unleaded gasoline | Unleaded gasoline |  | Steel | Steel |  | Painted or None | Steel |  | 1901-01-01 | [15 empty] | UST Currently In Use: 0; UST Temp Close: 0; AST Currently In Use: 0; AST Temp Closed: 0 | 0 | 0 | 2 | 14746-097-002239 | EZ SERVE C STORES INC C/O TITAN MGT
30929 | Permanently Closed | 1990-01-01 | 1977-01-01 | 1990-01-01 | Petroleum | Unleaded gasoline | Unleaded gasoline |  | Steel | Steel |  | Painted or None | Steel |  | 1901-01-01 | [15 empty] | UST Currently In Use: 0; UST Temp Close: 0; AST Currently In Use: 0; AST Temp Closed: 0 | 0 | 0 | 2 | 14746-097-002239 | EZ SERVE C STORES INC C/O TITAN MGT
30930 | Permanently Closed | 1999-09-01 | 1980-01-01 | 1999-09-01 | Petroleum | Unleaded gasoline | Unleaded gasoline |  | Steel | Steel | Field installed cathodic protection |  | Steel |  | 1901-01-01 | Field installed cathodic protection | Catchment Basin, Single walled catchment basin | Automatic shutoff device At 95% full | Automatic shutoff device At 95% full |  |  | Statistical Inventory Reconciliation (SIR) | [5 empty] | Annual line testing, Statistical inventory reconciliation (SIR) | Statistical inventory reconciliation (SIR) |  | UST Currently In Use: 0; UST Temp Close: 0; AST Currently In Use: 0; AST Temp Closed: 0 | 0 | 0 | 3 | 21693-097-002246 | DELRAY INVESTMENTS INC
30931 | Permanently Closed | 1999-09-01 | 1980-01-01 | 1999-09-01 | Petroleum | Unleaded gasoline | Unleaded gasoline |  | Steel | Steel | Field installed cathodic protection |  | Steel |  | 1901-01-01 | Field installed cathodic protection | Catchment Basin, Single walled catchment basin | Automatic shutoff device At 95% full | Automatic shutoff device At 95% full |  |  | Statistical Inventory Reconciliation (SIR) | [5 empty] | Annual line testing, Statistical inventory reconciliation (SIR) | Statistical inventory reconciliation (SIR) |  | UST Currently In Use: 0; UST Temp Close: 0; AST Currently In Use: 0; AST Temp Closed: 0 | 0 | 0 | 3 | 21693-097-002246 | DELRAY INVESTMENTS INC
30932 | Permanently Closed | 1999-09-01 | 1980-01-01 | 1999-09-01 | Petroleum | Unleaded gasoline | Unleaded gasoline |  | Steel | Steel | Field installed cathodic protection |  | Steel |  | 1901-01-01 | Field installed cathodic protection | Catchment Basin, Single walled catchment basin | Automatic shutoff device At 95% full | Automatic shutoff device At 95% full |  |  | Statistical Inventory Reconciliation (SIR) | [5 empty] | Annual line testing, Statistical inventory reconciliation (SIR) | Statistical inventory reconciliation (SIR) |  | UST Currently In Use: 0; UST Temp Close: 0; AST Currently In Use: 0; AST Temp Closed: 0 | 0 | 0 | 3 | 21693-097-002246 | DELRAY INVESTMENTS INC
30933 | Permanently Closed | 1993-12-17 | 1979-01-01 | 1995-05-23 | Petroleum | Unleaded gasoline | Unleaded gasoline |  | Steel | Steel |  | Painted or None | Steel |  | 1901-01-01 | [12 empty] | Annual line testing | Annual line testing |  | UST Currently In Use: 0; UST Temp Close: 0; AST Currently In Use: 0; AST Temp Closed: 0 | 0 | 0 | 3 | 14746-097-002868 | EZ SERVE C STORES INC C/O TITAN MGT
30934 | Permanently Closed | 1993-12-17 | 1979-01-01 | 1995-05-23 | Petroleum | Unleaded gasoline | Unleaded gasoline |  | Steel | Steel |  | Painted or None | Steel |  | 1901-01-01 | [12 empty] | Annual line testing | Annual line testing |  | UST Currently In Use: 0; UST Temp Close: 0; AST Currently In Use: 0; AST Temp Closed: 0 | 0 | 0 | 3 | 14746-097-002868 | EZ SERVE C STORES INC C/O TITAN MGT
30935 | Permanently Closed | 1993-12-17 | 1979-01-01 | 1995-05-23 | Petroleum | Unleaded gasoline | Unleaded gasoline |  | Steel | Steel |  | Painted or None | Steel |  | 1901-01-01 | [12 empty] | Annual line testing | Annual line testing |  | UST Currently In Use: 0; UST Temp Close: 0; AST Currently In Use: 0; AST Temp Closed: 0 | 0 | 0 | 3 | 14746-097-002868 | EZ SERVE C STORES INC C/O TITAN MGT
30936 | Permanently Closed | 1999-09-07 | 1974-01-01 | 1999-11-26 | Petroleum | Unleaded gasoline | Unleaded gasoline | Retail | Steel | Steel | Field installed cathodic protection, 12/08/1998 |  | Steel |  | 1901-01-01 | Field installed cathodic protection | Catchment Basin, Single walled catchment basin | Automatic shutoff device At 95% full | Automatic shutoff device At 95% full |  |  | Statistical Inventory Reconciliation (SIR) | [5 empty] | Annual line testing | Annual line testing |  | UST Currently In Use: 0; UST Temp Close: 0; AST Currently In Use: 0; AST Temp Closed: 0 | 0 | 0 | 2 | 14746-097-003340 | EZ SERVE C STORES INC C/O TITAN MGT
30937 | Permanently Closed | 1999-09-07 | 1974-01-01 | 1999-11-26 | Petroleum | Premium gasoline | Premium gasoline | Retail | Steel | Steel | Field installed cathodic protection |  | Steel |  | 1901-01-01 | Field installed cathodic protection | Catchment Basin, Single walled catchment basin | Automatic shutoff device At 95% full | Automatic shutoff device At 95% full |  |  | Statistical Inventory Reconciliation (SIR) | [5 empty] | Annual line testing | Annual line testing |  | UST Currently In Use: 0; UST Temp Close: 0; AST Currently In Use: 0; AST Temp Closed: 0 | 0 | 0 | 2 | 14746-097-003340 | EZ SERVE C STORES INC C/O TITAN MGT
30938 | Currently in Use |  | 1988-12-02 |  | Petroleum | Unleaded gasoline | Unleaded gasoline | Retail | Steel | Steel | Coated & cathodic protection (sti-P3), Field installed cathodic protection |  | Fiberglass reinforced plastic |  |  |  | Catchment Basin, Single walled catchment basin | Automatic shutoff device At 95% full | Automatic shutoff device At 95% full |  |  | Continuous Automatic Tank Gauge |  | Automatic flow restrictor (MLLD) | Automatic flow restrictor (MLLD) |  |  | Annual line testing | Annual line testing | Pressurized Piping | UST Currently In Use: 3; UST Temp Close: 0; AST Currently In Use: 0; AST Temp Closed: 0 | 3 | 0 | 0 | 23413-097-013860 | CIRCLE K STORES, INC.
30939 | Currently in Use |  | 1988-12-02 |  | Petroleum | Premium gasoline | Premium gasoline | Retail | Steel | Steel | Coated & cathodic protection (sti-P3), Field installed cathodic protection |  | Fiberglass reinforced plastic |  |  |  | Catchment Basin, Single walled catchment basin | Automatic shutoff device At 95% full | Automatic shutoff device At 95% full |  |  | Continuous Automatic Tank Gauge |  | Automatic flow restrictor (MLLD) | Automatic flow restrictor (MLLD) |  |  | Annual line testing | Annual line testing | Pressurized Piping | UST Currently In Use: 3; UST Temp Close: 0; AST Currently In Use: 0; AST Temp Closed: 0 | 3 | 0 | 0 | 23413-097-013860 | CIRCLE K STORES, INC.
30940 | Currently in Use |  | 1988-12-02 |  | Petroleum | On road diesel | On road diesel | Retail | Steel | Steel | Coated & cathodic protection (sti-P3), Field installed cathodic protection |  | Fiberglass reinforced plastic |  |  |  | Catchment Basin, Single walled catchment basin | Automatic shutoff device At 95% full | Automatic shutoff device At 95% full |  |  | Continuous Automatic Tank Gauge |  | Automatic flow restrictor (MLLD) | Automatic flow restrictor (MLLD) |  |  | Annual line testing | Annual line testing | Pressurized Piping | UST Currently In Use: 3; UST Temp Close: 0; AST Currently In Use: 0; AST Temp Closed: 0 | 3 | 0 | 0 | 23413-097-013860 | CIRCLE K STORES, INC.
30941 | Temporary Closed | 2019-05-31 | 1988-01-01 |  | Petroleum | Unleaded gasoline | Unleaded gasoline | Retail | Steel | Steel | Coated & cathodic protection (sti-P3) |  | Fiberglass reinforced plastic |  |  |  | Catchment Basin, Single walled catchment basin | Automatic shutoff device At 95% full, Flow Rest 90% Full | Flow Rest 90% Full |  |  | Continuous Automatic Tank Gauge |  | Automatic flow restrictor (MLLD) | Automatic flow restrictor (MLLD) |  |  | Annual line testing | Annual line testing |  | UST Currently In Use: 0; UST Temp Close: 3; AST Currently In Use: 0; AST Temp Closed: 0 | 0 | 3 | 0 | 15687-097-013861 | LL & T PROPERTIES, LTD
30942 | Temporary Closed | 2019-05-31 | 1988-01-01 |  | Petroleum | Premium gasoline | Premium gasoline | Retail | Steel | Steel | Coated & cathodic protection (sti-P3) |  | Fiberglass reinforced plastic |  |  |  | Catchment Basin, Single walled catchment basin | Automatic shutoff device At 95% full, Flow Rest 90% Full | Flow Rest 90% Full |  |  | Continuous Automatic Tank Gauge |  | Automatic flow restrictor (MLLD) | Automatic flow restrictor (MLLD) |  |  | Annual line testing | Annual line testing |  | UST Currently In Use: 0; UST Temp Close: 3; AST Currently In Use: 0; AST Temp Closed: 0 | 0 | 3 | 0 | 15687-097-013861 | LL & T PROPERTIES, LTD
30943 | Temporary Closed | 2019-05-31 | 1988-01-01 |  | Petroleum | On road diesel | On road diesel | Retail | Steel | Steel | Coated & cathodic protection (sti-P3) |  | Fiberglass reinforced plastic |  |  |  | Catchment Basin, Single walled catchment basin | Flow Rest 90% Full | Flow Rest 90% Full |  |  | Continuous Automatic Tank Gauge |  | Automatic flow restrictor (MLLD) | Automatic flow restrictor (MLLD) |  |  | Annual line testing | Annual line testing |  | UST Currently In Use: 0; UST Temp Close: 3; AST Currently In Use: 0; AST Temp Closed: 0 | 0 | 3 | 0 | 15687-097-013861 | LL & T PROPERTIES, LTD
30944 | Currently in Use |  | 1988-01-01 |  | Petroleum | Unleaded gasoline | Unleaded gasoline | Retail | Steel | Steel | Coated & cathodic protection (sti-P3) |  | Fiberglass reinforced plastic |  |  | Other, FLXS ISOLA | Catchment Basin, Single walled catchment basin | Automatic shutoff device At 95% full | Automatic shutoff device At 95% full |  |  | Automatic Tank Gauge, Statistical Inventory Reconciliation (SIR) |  | Automatic flow restrictor (MLLD) | Automatic flow restrictor (MLLD) |  |  | Statistical inventory reconciliation (SIR) | Statistical inventory reconciliation (SIR) |  | UST Currently In Use: 3; UST Temp Close: 0; AST Currently In Use: 0; AST Temp Closed: 0 | 3 | 0 | 0 | 23413-097-013862 | CIRCLE K STORES, INC.
30945 | Currently in Use |  | 1988-01-01 |  | Petroleum | Premium gasoline | Premium gasoline | Retail | Steel | Steel | Coated & cathodic protection (sti-P3) |  | Fiberglass reinforced plastic |  |  | Other, FLXS ISOLA | Catchment Basin, Single walled catchment basin | Automatic shutoff device At 95% full | Automatic shutoff device At 95% full |  |  | Automatic Tank Gauge, Statistical Inventory Reconciliation (SIR) |  | Automatic flow restrictor (MLLD) | Automatic flow restrictor (MLLD) |  |  | Annual line testing, Statistical inventory reconciliation (SIR) | Statistical inventory reconciliation (SIR) |  | UST Currently In Use: 3; UST Temp Close: 0; AST Currently In Use: 0; AST Temp Closed: 0 | 3 | 0 | 0 | 23413-097-013862 | CIRCLE K STORES, INC.
30946 | Currently in Use |  | 1988-01-01 |  | Petroleum | Mid-grade gasoline | Mid-grade gasoline | Retail | Steel | Steel | Coated & cathodic protection (sti-P3) |  | Fiberglass reinforced plastic |  |  | Other, FLXS ISOLA | Catchment Basin, Single walled catchment basin | Flow Rest 90% Full | Flow Rest 90% Full |  |  | Automatic Tank Gauge, Statistical Inventory Reconciliation (SIR) |  | Automatic flow restrictor (MLLD) | Automatic flow restrictor (MLLD) |  |  | Annual line testing, Statistical inventory reconciliation (SIR) | Statistical inventory reconciliation (SIR) |  | UST Currently In Use: 3; UST Temp Close: 0; AST Currently In Use: 0; AST Temp Closed: 0 | 3 | 0 | 0 | 23413-097-013862 | CIRCLE K STORES, INC.
30947 | Permanently Closed | 2014-08-08 | 1989-01-01 |  | Petroleum | Unleaded gasoline | Unleaded gasoline | Retail | Steel | Steel | Coated & cathodic protection (sti-P3) |  | Fiberglass reinforced plastic |  |  |  | Catchment Basin, Single walled catchment basin | Automatic shutoff device At 95% full, Flow Rest 90% Full | Flow Rest 90% Full |  |  | Automatic Tank Gauge, Statistical Inventory Reconciliation (SIR) |  | Automatic flow restrictor (MLLD) | Automatic flow restrictor (MLLD) |  |  | Annual line testing, Statistical inventory reconciliation (SIR) | Statistical inventory reconciliation (SIR) |  | UST Currently In Use: 2; UST Temp Close: 0; AST Currently In Use: 0; AST Temp Closed: 0 | 2 | 0 | 1 | 23413-097-014220 | CIRCLE K STORES, INC.
30948 | Currently in Use |  | 1989-01-01 |  | Petroleum | Unleaded gasoline | Unleaded gasoline | Retail | Steel | Steel | Coated & cathodic protection (sti-P3) |  | Fiberglass reinforced plastic |  |  |  | Catchment Basin, Single walled catchment basin | Automatic shutoff device At 95% full | Automatic shutoff device At 95% full |  |  | Automatic Tank Gauge, Statistical Inventory Reconciliation (SIR) |  | Automatic flow restrictor (MLLD) | Automatic flow restrictor (MLLD) |  |  | Annual line testing, Statistical inventory reconciliation (SIR) | Statistical inventory reconciliation (SIR) |  | UST Currently In Use: 2; UST Temp Close: 0; AST Currently In Use: 0; AST Temp Closed: 0 | 2 | 0 | 1 | 23413-097-014220 | CIRCLE K STORES, INC.
30949 | Currently in Use |  | 1989-01-01 |  | Petroleum | Premium gasoline | Premium gasoline | Retail | Steel | Steel | Coated & cathodic protection (sti-P3) |  | Fiberglass reinforced plastic |  |  |  | Catchment Basin, Single walled catchment basin | Automatic shutoff device At 95% full | Automatic shutoff device At 95% full |  |  | Automatic Tank Gauge, Statistical Inventory Reconciliation (SIR) |  | Automatic flow restrictor (MLLD) | Automatic flow restrictor (MLLD) |  |  | Annual line testing, Statistical inventory reconciliation (SIR) | Statistical inventory reconciliation (SIR) |  | UST Currently In Use: 2; UST Temp Close: 0; AST Currently In Use: 0; AST Temp Closed: 0 | 2 | 0 | 1 | 23413-097-014220 | CIRCLE K STORES, INC.
30950 | Currently in Use |  | 1988-01-01 |  | Petroleum | Unleaded gasoline | Unleaded gasoline | Retail | Steel | Steel | Coated & cathodic protection (sti-P3) |  | Fiberglass reinforced plastic |  |  |  | Catchment Basin, Single walled catchment basin | Automatic shutoff device At 95% full | Automatic shutoff device At 95% full |  |  | Continuous Automatic Tank Gauge |  | Automatic flow restrictor (MLLD), Containment Sump | Containment Sump |  |  | Annual line testing | Annual line testing |  | UST Currently In Use: 3; UST Temp Close: 0; AST Currently In Use: 0; AST Temp Closed: 0 | 3 | 0 | 0 | 24700-097-014964 | YAYA OIL LLC
30951 | Currently in Use |  | 1988-01-01 |  | Petroleum | Other, E89 MARINE | Other | Retail | Steel | Steel | Coated & cathodic protection (sti-P3) |  | Fiberglass reinforced plastic |  |  |  | Catchment Basin, Single walled catchment basin | Automatic shutoff device At 95% full | Automatic shutoff device At 95% full |  |  | Continuous Automatic Tank Gauge |  | Automatic flow restrictor (MLLD), Containment Sump | Containment Sump |  |  | Annual line testing | Annual line testing |  | UST Currently In Use: 3; UST Temp Close: 0; AST Currently In Use: 0; AST Temp Closed: 0 | 3 | 0 | 0 | 24700-097-014964 | YAYA OIL LLC
30952 | Currently in Use |  | 1988-01-01 |  | Petroleum | On road diesel | On road diesel | Retail | Steel | Steel | Coated & cathodic protection (sti-P3) |  | Fiberglass reinforced plastic |  |  |  | Catchment Basin, Single walled catchment basin | Automatic shutoff device At 95% full | Automatic shutoff device At 95% full |  |  | Continuous Automatic Tank Gauge |  | Automatic flow restrictor (MLLD), Containment Sump | Containment Sump |  |  | Annual line testing | Annual line testing |  | UST Currently In Use: 3; UST Temp Close: 0; AST Currently In Use: 0; AST Temp Closed: 0 | 3 | 0 | 0 | 24700-097-014964 | YAYA OIL LLC
30953 | Retired | 1988-12-22 | 1970-01-01 |  | Petroleum | Unleaded gasoline | Unleaded gasoline |  | Steel | Steel |  | Painted or None | Steel |  | 1901-01-01 | [15 empty] | UST Currently In Use: 0; UST Temp Close: 0; AST Currently In Use: 0; AST Temp Closed: 0 | 0 | 0 | 0 | 14746-099-002127 | EZ SERVE C STORES INC C/O TITAN MGT
30954 | Retired | 1988-12-22 | 1970-01-01 |  | Petroleum | Unleaded gasoline | Unleaded gasoline |  | Steel | Steel |  | Painted or None | Steel |  | 1901-01-01 | [15 empty] | UST Currently In Use: 0; UST Temp Close: 0; AST Currently In Use: 0; AST Temp Closed: 0 | 0 | 0 | 0 | 14746-099-002127 | EZ SERVE C STORES INC C/O TITAN MGT
30955 | Retired | 1988-12-22 | 1975-01-01 |  | Petroleum | Unleaded gasoline | Unleaded gasoline |  | Steel | Steel |  | Painted or None | Steel |  | 1901-01-01 | [15 empty] | UST Currently In Use: 0; UST Temp Close: 0; AST Currently In Use: 0; AST Temp Closed: 0 | 0 | 0 | 0 | 14746-099-002190 | EZ SERVE C STORES INC C/O TITAN MGT
30956 | Retired | 1988-12-22 | 1975-01-01 |  | Petroleum | Unleaded gasoline | Unleaded gasoline |  | Steel | Steel |  | Painted or None | Steel |  | 1901-01-01 | [15 empty] | UST Currently In Use: 0; UST Temp Close: 0; AST Currently In Use: 0; AST Temp Closed: 0 | 0 | 0 | 0 | 14746-099-002190 | EZ SERVE C STORES INC C/O TITAN MGT
30957 | Currently in Use |  | 1979-06-01 |  | Petroleum | Unleaded gasoline | Unleaded gasoline | Retail | Steel | Steel | Field installed cathodic protection |  | Fiberglass reinforced plastic |  | 1901-01-01 |  | Catchment Basin, Single walled catchment basin | Automatic shutoff device At 95% full | Automatic shutoff device At 95% full |  |  | Continuous Automatic Tank Gauge |  | Automatic flow restrictor (MLLD) | Automatic flow restrictor (MLLD) |  |  | Annual line testing | Annual line testing |  | UST Currently In Use: 2; UST Temp Close: 0; AST Currently In Use: 0; AST Temp Closed: 0 | 2 | 0 | 0 | 21712-099-002238 | ALABAMA COMMERCIAL PROPERTIES
30958 | Currently in Use |  | 1979-06-01 |  | Petroleum | Premium gasoline | Premium gasoline | Retail | Steel | Steel | Field installed cathodic protection |  | Fiberglass reinforced plastic |  | 1901-01-01 |  | Catchment Basin, Single walled catchment basin | Automatic shutoff device At 95% full | Automatic shutoff device At 95% full |  |  | Continuous Automatic Tank Gauge |  | Automatic flow restrictor (MLLD) | Automatic flow restrictor (MLLD) |  |  | Annual line testing | Annual line testing |  | UST Currently In Use: 2; UST Temp Close: 0; AST Currently In Use: 0; AST Temp Closed: 0 | 2 | 0 | 0 | 21712-099-002238 | ALABAMA COMMERCIAL PROPERTIES
30959 | Permanently Closed | 2000-02-01 | 1976-02-01 | 2000-08-04 | Petroleum | Unleaded gasoline | Unleaded gasoline | Retail | Steel | Steel | Field installed cathodic protection |  | Steel |  | 1901-01-01 |  | Catchment Basin, Single walled catchment basin | Automatic shutoff device At 95% full | Automatic shutoff device At 95% full |  |  | Statistical Inventory Reconciliation (SIR) | [5 empty] | Annual line testing | Annual line testing |  | UST Currently In Use: 0; UST Temp Close: 0; AST Currently In Use: 0; AST Temp Closed: 0 | 0 | 0 | 2 | 14746-101-002191 | EZ SERVE C STORES INC C/O TITAN MGT
30960 | Permanently Closed | 2000-02-01 | 1976-02-01 | 2000-08-04 | Petroleum | Unleaded gasoline | Unleaded gasoline | Retail | Steel | Steel | Field installed cathodic protection |  | Steel |  | 1901-01-01 | [6 empty] | Statistical Inventory Reconciliation (SIR) | [5 empty] | Annual line testing | Annual line testing |  | UST Currently In Use: 0; UST Temp Close: 0; AST Currently In Use: 0; AST Temp Closed: 0 | 0 | 0 | 2 | 14746-101-002191 | EZ SERVE C STORES INC C/O TITAN MGT
30961 | Permanently Closed | 1993-09-17 | 1979-01-01 | 1994-01-27 | Petroleum | Unleaded gasoline | Unleaded gasoline |  | Fiberglass reinforced plastic | Fiberglass reinforced plastic |  |  | Fiberglass reinforced plastic |  | 1901-01-01 | [15 empty] | UST Currently In Use: 0; UST Temp Close: 0; AST Currently In Use: 0; AST Temp Closed: 0 | 0 | 0 | 3 | 14746-101-002235 | EZ SERVE C STORES INC C/O TITAN MGT
30962 | Permanently Closed | 1993-09-17 | 1979-01-01 | 1994-01-27 | Petroleum | Unleaded gasoline | Unleaded gasoline |  | Fiberglass reinforced plastic | Fiberglass reinforced plastic |  |  | Fiberglass reinforced plastic |  | 1901-01-01 | [15 empty] | UST Currently In Use: 0; UST Temp Close: 0; AST Currently In Use: 0; AST Temp Closed: 0 | 0 | 0 | 3 | 14746-101-002235 | EZ SERVE C STORES INC C/O TITAN MGT
30963 | Permanently Closed | 1993-09-17 | 1979-01-01 | 1994-01-27 | Petroleum | Unleaded gasoline | Unleaded gasoline |  | Fiberglass reinforced plastic | Fiberglass reinforced plastic |  |  | Fiberglass reinforced plastic |  | 1901-01-01 | [15 empty] | UST Currently In Use: 0; UST Temp Close: 0; AST Currently In Use: 0; AST Temp Closed: 0 | 0 | 0 | 3 | 14746-101-002235 | EZ SERVE C STORES INC C/O TITAN MGT
30964 | Currently in Use |  | 1987-02-01 |  | Petroleum | Unleaded gasoline | Unleaded gasoline | Retail | Steel, STIP3 | Steel | Coated & cathodic protection (sti-P3), Field installed cathodic protection |  | Fiberglass reinforced plastic |  |  | Field installed cathodic protection, FLX CONN | Catchment Basin, Single walled catchment basin | Automatic shutoff device At 95% full | Automatic shutoff device At 95% full |  |  | Statistical Inventory Reconciliation (SIR) |  | Automatic flow restrictor (MLLD) | Automatic flow restrictor (MLLD) |  |  | Statistical inventory reconciliation (SIR) | Statistical inventory reconciliation (SIR) |  | UST Currently In Use: 3; UST Temp Close: 0; AST Currently In Use: 0; AST Temp Closed: 0 | 3 | 0 | 0 | 21684-101-012599 | MINAR INC
30965 | Currently in Use |  | 1987-02-01 |  | Petroleum | Unleaded gasoline | Unleaded gasoline | Retail | Steel, STIP3 | Steel | Coated & cathodic protection (sti-P3), Field installed cathodic protection |  | Fiberglass reinforced plastic |  |  | Field installed cathodic protection, FLX CONN | Catchment Basin, Single walled catchment basin | Automatic shutoff device At 95% full | Automatic shutoff device At 95% full |  |  | Statistical Inventory Reconciliation (SIR) |  | Automatic flow restrictor (MLLD) | Automatic flow restrictor (MLLD) |  |  | Statistical inventory reconciliation (SIR) | Statistical inventory reconciliation (SIR) |  | UST Currently In Use: 3; UST Temp Close: 0; AST Currently In Use: 0; AST Temp Closed: 0 | 3 | 0 | 0 | 21684-101-012599 | MINAR INC
30966 | Currently in Use |  | 1987-02-01 |  | Petroleum | Premium gasoline | Premium gasoline | Retail | Steel, STIP3 | Steel | Coated & cathodic protection (sti-P3), Field installed cathodic protection |  | Fiberglass reinforced plastic |  |  | Field installed cathodic protection, FLX CONN | Catchment Basin, Single walled catchment basin | Automatic shutoff device At 95% full | Automatic shutoff device At 95% full |  |  | Statistical Inventory Reconciliation (SIR) |  | Automatic flow restrictor (MLLD) | Automatic flow restrictor (MLLD) |  |  | Statistical inventory reconciliation (SIR) | Statistical inventory reconciliation (SIR) |  | UST Currently In Use: 3; UST Temp Close: 0; AST Currently In Use: 0; AST Temp Closed: 0 | 3 | 0 | 0 | 21684-101-012599 | MINAR INC
30967 | Currently in Use |  | 1988-01-01 |  | Petroleum | Unleaded gasoline | Unleaded gasoline | Retail | Steel | Steel | Coated & cathodic protection (sti-P3) |  | Fiberglass reinforced plastic |  |  |  | Catchment Basin, Single walled catchment basin | Automatic shutoff device At 95% full, Flow Rest 90% Full | Flow Rest 90% Full |  |  | Continuous Automatic Tank Gauge |  | Automatic shutoff device (AELLD) | Automatic shutoff device (AELLD) | [5 empty] | UST Currently In Use: 3; UST Temp Close: 0; AST Currently In Use: 0; AST Temp Closed: 0 | 3 | 0 | 0 | 24828-101-013863 | PUNI, LLC
30968 | Currently in Use |  | 1988-01-01 |  | Petroleum | Premium gasoline | Premium gasoline | Retail | Steel | Steel | Coated & cathodic protection (sti-P3) |  | Fiberglass reinforced plastic |  |  |  | Catchment Basin, Single walled catchment basin | Automatic shutoff device At 95% full, Flow Rest 90% Full | Flow Rest 90% Full |  |  | Continuous Automatic Tank Gauge |  | Automatic shutoff device (AELLD) | Automatic shutoff device (AELLD) | [5 empty] | UST Currently In Use: 3; UST Temp Close: 0; AST Currently In Use: 0; AST Temp Closed: 0 | 3 | 0 | 0 | 24828-101-013863 | PUNI, LLC
30969 | Currently in Use |  | 1988-01-01 |  | Petroleum | On road diesel | On road diesel | Retail | Steel | Steel | Coated & cathodic protection (sti-P3) |  | Fiberglass reinforced plastic |  |  |  | Catchment Basin, Single walled catchment basin | Automatic shutoff device At 95% full, Flow Rest 90% Full | Flow Rest 90% Full |  |  | Continuous Automatic Tank Gauge |  | Automatic shutoff device (AELLD) | Automatic shutoff device (AELLD) | [5 empty] | UST Currently In Use: 3; UST Temp Close: 0; AST Currently In Use: 0; AST Temp Closed: 0 | 3 | 0 | 0 | 24828-101-013863 | PUNI, LLC
30970 | Permanently Closed | 1993-12-17 | 1971-01-01 | 1994-04-19 | Petroleum | Unleaded gasoline | Unleaded gasoline |  | Steel | Steel |  | Painted or None | Steel |  | 1901-01-01 | [12 empty] | Annual line testing | Annual line testing |  | UST Currently In Use: 0; UST Temp Close: 0; AST Currently In Use: 0; AST Temp Closed: 0 | 0 | 0 | 2 | 14746-105-000989 | EZ SERVE C STORES INC C/O TITAN MGT
30971 | Permanently Closed | 1993-12-17 | 1971-01-01 | 1994-04-19 | Petroleum | Unleaded gasoline | Unleaded gasoline |  | Steel | Steel |  | Painted or None | Steel |  | 1901-01-01 | [12 empty] | Annual line testing | Annual line testing |  | UST Currently In Use: 0; UST Temp Close: 0; AST Currently In Use: 0; AST Temp Closed: 0 | 0 | 0 | 2 | 14746-105-000989 | EZ SERVE C STORES INC C/O TITAN MGT
30972 | Currently in Use |  | 1973-01-01 |  | Petroleum | Unleaded gasoline | Unleaded gasoline | Retail | Steel | Steel | Field installed cathodic protection |  | Steel |  | 1901-01-01 | Field installed cathodic protection | Catchment Basin, Single walled catchment basin | Automatic shutoff device At 95% full | Automatic shutoff device At 95% full |  |  | Automatic Tank Gauge | [8 empty] | UST Currently In Use: 2; UST Temp Close: 0; AST Currently In Use: 0; AST Temp Closed: 0 | 2 | 0 | 0 | 25922-105-001026 | AZIZ ZONANI
30973 | Currently in Use |  | 1973-01-01 |  | Petroleum | Premium gasoline | Premium gasoline | Retail | Steel | Steel | Field installed cathodic protection |  | Steel |  | 1901-01-01 | Field installed cathodic protection | Catchment Basin, Single walled catchment basin | Automatic shutoff device At 95% full | Automatic shutoff device At 95% full |  |  | Automatic Tank Gauge | [8 empty] | UST Currently In Use: 2; UST Temp Close: 0; AST Currently In Use: 0; AST Temp Closed: 0 | 2 | 0 | 0 | 25922-105-001026 | AZIZ ZONANI
30974 | Permanently Closed | 1990-11-08 | 1973-01-01 | 1990-11-08 | Petroleum | Unleaded gasoline | Unleaded gasoline |  | Steel | Steel |  | Painted or None | Steel |  | 1901-01-01 | [15 empty] | UST Currently In Use: 0; UST Temp Close: 0; AST Currently In Use: 0; AST Temp Closed: 0 | 0 | 0 | 2 | 14746-107-002207 | EZ SERVE C STORES INC C/O TITAN MGT
30975 | Permanently Closed | 1990-11-08 | 1973-01-01 | 1990-11-08 | Petroleum | Unleaded gasoline | Unleaded gasoline |  | Steel | Steel |  | Painted or None | Steel |  | 1901-01-01 | [15 empty] | UST Currently In Use: 0; UST Temp Close: 0; AST Currently In Use: 0; AST Temp Closed: 0 | 0 | 0 | 2 | 14746-107-002207 | EZ SERVE C STORES INC C/O TITAN MGT
30976 | Permanently Closed | 2001-10-09 | 1973-01-01 | 2005-08-26 | Petroleum | Unleaded gasoline | Unleaded gasoline | Retail | Steel | Steel | Field installed cathodic protection |  | Steel |  | 1901-01-01 | Field installed cathodic protection | Catchment Basin, Single walled catchment basin | Automatic shutoff device At 95% full | Automatic shutoff device At 95% full |  |  | Statistical Inventory Reconciliation (SIR) | [5 empty] | Annual line testing | Annual line testing |  | UST Currently In Use: 0; UST Temp Close: 0; AST Currently In Use: 0; AST Temp Closed: 0 | 0 | 0 | 2 | 22244-107-002208 | B-MART INC.
30977 | Permanently Closed | 2001-10-09 | 1973-01-01 | 2005-08-26 | Petroleum | Premium gasoline | Premium gasoline | Retail | Steel | Steel | Field installed cathodic protection |  | Steel |  | 1901-01-01 | Field installed cathodic protection | Catchment Basin, Single walled catchment basin | Automatic shutoff device At 95% full | Automatic shutoff device At 95% full |  |  | Statistical Inventory Reconciliation (SIR) | [5 empty] | Annual line testing | Annual line testing |  | UST Currently In Use: 0; UST Temp Close: 0; AST Currently In Use: 0; AST Temp Closed: 0 | 0 | 0 | 2 | 22244-107-002208 | B-MART INC.
30978 | Permanently Closed | 1995-01-01 | 1973-01-01 | 1997-06-07 | Petroleum | Unleaded gasoline | Unleaded gasoline | Local government | Steel | Steel |  | Painted or None | Steel |  | 1901-01-01 | [12 empty] | Annual line testing | Annual line testing |  | UST Currently In Use: 0; UST Temp Close: 0; AST Currently In Use: 0; AST Temp Closed: 0 | 0 | 0 | 2 | 13873-107-002210 | PICKENS COUNTY BOARD OF EDUCATION
30979 | Permanently Closed | 1995-01-01 | 1973-01-01 | 1997-06-07 | Petroleum | Unleaded gasoline | Unleaded gasoline | Local government | Steel | Steel |  | Painted or None | Steel |  | 1901-01-01 | [12 empty] | Annual line testing | Annual line testing |  | UST Currently In Use: 0; UST Temp Close: 0; AST Currently In Use: 0; AST Temp Closed: 0 | 0 | 0 | 2 | 13873-107-002210 | PICKENS COUNTY BOARD OF EDUCATION
30980 | Permanently Closed | 1993-10-18 | 1975-01-01 | 1994-05-17 | Petroleum | Unleaded gasoline | Unleaded gasoline | Retail | Steel | Steel |  | Painted or None | Steel |  | 1901-01-01 | [12 empty] | Annual line testing | Annual line testing |  | UST Currently In Use: 0; UST Temp Close: 0; AST Currently In Use: 0; AST Temp Closed: 0 | 0 | 0 | 2 | 14746-109-002164 | EZ SERVE C STORES INC C/O TITAN MGT
30981 | Permanently Closed | 1993-10-18 | 1975-01-01 | 1994-05-17 | Petroleum | Unleaded gasoline | Unleaded gasoline | Retail | Steel | Steel |  | Painted or None | Steel |  | 1901-01-01 | [12 empty] | Annual line testing | Annual line testing |  | UST Currently In Use: 0; UST Temp Close: 0; AST Currently In Use: 0; AST Temp Closed: 0 | 0 | 0 | 2 | 14746-109-002164 | EZ SERVE C STORES INC C/O TITAN MGT
30982 | Permanently Closed | 1990-01-01 | 1970-01-01 | 1990-01-01 | Petroleum | Unleaded gasoline | Unleaded gasoline |  | Steel | Steel |  | Painted or None | Steel |  | 1901-01-01 | [15 empty] | UST Currently In Use: 0; UST Temp Close: 0; AST Currently In Use: 0; AST Temp Closed: 0 | 0 | 0 | 2 | 14746-113-003750 | EZ SERVE C STORES INC C/O TITAN MGT
30983 | Permanently Closed | 1990-01-01 | 1970-01-01 | 1990-01-01 | Petroleum | Unleaded gasoline | Unleaded gasoline |  | Steel | Steel |  | Painted or None | Steel |  | 1901-01-01 | [15 empty] | UST Currently In Use: 0; UST Temp Close: 0; AST Currently In Use: 0; AST Temp Closed: 0 | 0 | 0 | 2 | 14746-113-003750 | EZ SERVE C STORES INC C/O TITAN MGT
30984 | Currently in Use |  | 1977-01-01 |  | Petroleum | Unleaded gasoline | Unleaded gasoline | Retail | Steel | Steel | Field installed cathodic protection |  | Fiberglass reinforced plastic |  |  |  | Catchment Basin, Single walled catchment basin | Flow Rest 90% Full | Flow Rest 90% Full |  |  | Automatic Tank Gauge |  | Automatic flow restrictor (MLLD) | Automatic flow restrictor (MLLD) |  |  | Annual line testing | Annual line testing |  | UST Currently In Use: 3; UST Temp Close: 0; AST Currently In Use: 0; AST Temp Closed: 0 | 3 | 0 | 0 | 23741-117-002233 | IMU IQU LLC
30985 | Currently in Use |  | 1977-01-01 |  | Petroleum | On road diesel | On road diesel | Retail | Steel | Steel | Field installed cathodic protection |  | Fiberglass reinforced plastic |  |  |  | Catchment Basin, Single walled catchment basin | Flow Rest 90% Full | Flow Rest 90% Full |  |  | Statistical Inventory Reconciliation (SIR) |  | Automatic flow restrictor (MLLD) | Automatic flow restrictor (MLLD) |  |  | Annual line testing | Annual line testing |  | UST Currently In Use: 3; UST Temp Close: 0; AST Currently In Use: 0; AST Temp Closed: 0 | 3 | 0 | 0 | 23741-117-002233 | IMU IQU LLC
30986 | Currently in Use |  | 1977-01-01 |  | Petroleum | Premium gasoline | Premium gasoline | Retail | Steel | Steel | Field installed cathodic protection |  | Fiberglass reinforced plastic |  |  |  | Catchment Basin, Single walled catchment basin | Flow Rest 90% Full | Flow Rest 90% Full |  |  | Statistical Inventory Reconciliation (SIR) |  | Automatic flow restrictor (MLLD) | Automatic flow restrictor (MLLD) |  |  | Annual line testing | Annual line testing |  | UST Currently In Use: 3; UST Temp Close: 0; AST Currently In Use: 0; AST Temp Closed: 0 | 3 | 0 | 0 | 23741-117-002233 | IMU IQU LLC
30987 | Permanently Closed | 2001-10-09 | 1982-01-01 | 2002-06-20 | Petroleum | Unleaded gasoline | Unleaded gasoline | Retail | Steel | Steel | Field installed cathodic protection |  | Steel |  | 1901-01-01 | Field installed cathodic protection | Catchment Basin, Single walled catchment basin | Automatic shutoff device At 95% full | Automatic shutoff device At 95% full |  |  | Statistical Inventory Reconciliation (SIR) | [5 empty] | Annual line testing, Statistical inventory reconciliation (SIR) | Statistical inventory reconciliation (SIR) |  | UST Currently In Use: 0; UST Temp Close: 0; AST Currently In Use: 0; AST Temp Closed: 0 | 0 | 0 | 3 | 14746-117-002245 | EZ SERVE C STORES INC C/O TITAN MGT
30988 | Permanently Closed | 2001-10-09 | 1982-01-01 | 2002-06-20 | Petroleum | Mid-grade gasoline | Mid-grade gasoline | Retail | Steel | Steel | Field installed cathodic protection |  | Steel |  | 1901-01-01 | Field installed cathodic protection | Catchment Basin, Single walled catchment basin | Automatic shutoff device At 95% full | Automatic shutoff device At 95% full |  |  | Statistical Inventory Reconciliation (SIR) | [5 empty] | Annual line testing, Statistical inventory reconciliation (SIR) | Statistical inventory reconciliation (SIR) |  | UST Currently In Use: 0; UST Temp Close: 0; AST Currently In Use: 0; AST Temp Closed: 0 | 0 | 0 | 3 | 14746-117-002245 | EZ SERVE C STORES INC C/O TITAN MGT
30989 | Permanently Closed | 2001-10-09 | 1982-01-01 | 2002-06-20 | Petroleum | Premium gasoline | Premium gasoline | Retail | Steel | Steel | Field installed cathodic protection |  | Steel |  | 1901-01-01 | Field installed cathodic protection | Catchment Basin, Single walled catchment basin | Automatic shutoff device At 95% full | Automatic shutoff device At 95% full |  |  | Statistical Inventory Reconciliation (SIR) | [5 empty] | Annual line testing, Statistical inventory reconciliation (SIR) | Statistical inventory reconciliation (SIR) |  | UST Currently In Use: 0; UST Temp Close: 0; AST Currently In Use: 0; AST Temp Closed: 0 | 0 | 0 | 3 | 14746-117-002245 | EZ SERVE C STORES INC C/O TITAN MGT
30990 | Permanently Closed | 1998-01-30 | 1974-01-01 | 1999-05-11 | Petroleum | Unleaded gasoline | Unleaded gasoline |  | Steel | Steel |  | Painted or None | Steel |  | 1901-01-01 | [6 empty] | Statistical Inventory Reconciliation (SIR) | [8 empty] | UST Currently In Use: 2; UST Temp Close: 0; AST Currently In Use: 0; AST Temp Closed: 0 | 2 | 0 | 3 | 24369-117-005741 | BAPASHREE INC
30991 | Permanently Closed | 1998-01-30 | 1974-01-01 | 1999-05-11 | Petroleum | Unleaded gasoline | Unleaded gasoline |  | Steel | Steel |  | Painted or None | Steel |  | 1901-01-01 | [6 empty] | Statistical Inventory Reconciliation (SIR) | [8 empty] | UST Currently In Use: 2; UST Temp Close: 0; AST Currently In Use: 0; AST Temp Closed: 0 | 2 | 0 | 3 | 24369-117-005741 | BAPASHREE INC
30992 | Permanently Closed | 1998-01-30 | 1974-01-01 | 1999-05-11 | Petroleum | Unleaded gasoline | Unleaded gasoline |  | Steel | Steel |  | Painted or None | Steel |  | 1901-01-01 | [6 empty] | Statistical Inventory Reconciliation (SIR) | [8 empty] | UST Currently In Use: 2; UST Temp Close: 0; AST Currently In Use: 0; AST Temp Closed: 0 | 2 | 0 | 3 | 24369-117-005741 | BAPASHREE INC
30993 | Permanently Closed | 1990-11-27 | 1976-01-01 | 1990-11-27 | Petroleum | Unleaded gasoline | Unleaded gasoline |  | Steel | Steel |  | Painted or None | Steel |  | 1901-01-01 | [15 empty] | UST Currently In Use: 0; UST Temp Close: 0; AST Currently In Use: 0; AST Temp Closed: 0 | 0 | 0 | 3 | 14746-125-002224 | EZ SERVE C STORES INC C/O TITAN MGT
30994 | Permanently Closed | 1990-11-27 | 1976-01-01 | 1990-11-27 | Petroleum | Unleaded gasoline | Unleaded gasoline |  | Steel | Steel |  | Painted or None | Steel |  | 1901-01-01 | [15 empty] | UST Currently In Use: 0; UST Temp Close: 0; AST Currently In Use: 0; AST Temp Closed: 0 | 0 | 0 | 3 | 14746-125-002224 | EZ SERVE C STORES INC C/O TITAN MGT
30995 | Permanently Closed | 1990-11-27 | 1904-01-01 | 1990-11-27 | Petroleum | Unleaded gasoline | Unleaded gasoline |  | Steel | Steel |  | Painted or None | Steel |  | 1901-01-01 | [15 empty] | UST Currently In Use: 0; UST Temp Close: 0; AST Currently In Use: 0; AST Temp Closed: 0 | 0 | 0 | 3 | 14746-125-002224 | EZ SERVE C STORES INC C/O TITAN MGT
30996 | Permanently Closed | 1998-06-27 | 1978-10-01 | 1998-11-05 | Petroleum | Unleaded gasoline | Unleaded gasoline | Retail | Steel | Steel |  |  | Steel |  | 1901-01-01 | [6 empty] | Statistical Inventory Reconciliation (SIR) | [5 empty] | Annual line testing | Annual line testing |  | UST Currently In Use: 0; UST Temp Close: 0; AST Currently In Use: 0; AST Temp Closed: 0 | 0 | 0 | 3 | 14746-125-002225 | EZ SERVE C STORES INC C/O TITAN MGT
30997 | Permanently Closed | 1995-06-27 | 1978-10-01 | 1998-11-05 | Petroleum | Unleaded gasoline | Unleaded gasoline | Retail | Steel | Steel |  |  | Steel |  | 1901-01-01 | [6 empty] | Statistical Inventory Reconciliation (SIR) | [5 empty] | Annual line testing | Annual line testing |  | UST Currently In Use: 0; UST Temp Close: 0; AST Currently In Use: 0; AST Temp Closed: 0 | 0 | 0 | 3 | 14746-125-002225 | EZ SERVE C STORES INC C/O TITAN MGT
30998 | Permanently Closed | 1995-06-27 | 1978-10-01 | 1998-11-05 | Petroleum | Unleaded gasoline | Unleaded gasoline | Retail | Steel | Steel |  |  | Steel |  | 1901-01-01 | [6 empty] | Statistical Inventory Reconciliation (SIR) | [5 empty] | Annual line testing | Annual line testing |  | UST Currently In Use: 0; UST Temp Close: 0; AST Currently In Use: 0; AST Temp Closed: 0 | 0 | 0 | 3 | 14746-125-002225 | EZ SERVE C STORES INC C/O TITAN MGT
30999 | Permanently Closed | 1992-10-14 | 1977-01-01 | 1992-10-14 | Petroleum | Unleaded gasoline | Unleaded gasoline |  | Steel | Steel |  | Painted or None | Steel |  | 1901-01-01 | [15 empty] | UST Currently In Use: 0; UST Temp Close: 0; AST Currently In Use: 0; AST Temp Closed: 0 | 0 | 0 | 2 | 14746-129-002237 | EZ SERVE C STORES INC C/O TITAN MGT
31000 | Permanently Closed | 1992-10-14 | 1977-01-01 | 1992-10-14 | Petroleum | Unleaded gasoline | Unleaded gasoline |  | Steel | Steel |  | Painted or None | Steel |  | 1901-01-01 | [15 empty] | UST Currently In Use: 0; UST Temp Close: 0; AST Currently In Use: 0; AST Temp Closed: 0 | 0 | 0 | 2 | 14746-129-002237 | EZ SERVE C STORES INC C/O TITAN MGT
31001 | Permanently Closed | 1999-10-20 | 1970-01-01 | 1999-10-20 | Petroleum | Unleaded gasoline | Unleaded gasoline |  | Steel | Steel | Field installed cathodic protection |  | Steel |  | 1901-01-01 | Field installed cathodic protection | Catchment Basin, Single walled catchment basin | Automatic shutoff device At 95% full | Automatic shutoff device At 95% full |  |  | Statistical Inventory Reconciliation (SIR) | [5 empty] | Annual line testing | Annual line testing |  | UST Currently In Use: 0; UST Temp Close: 0; AST Currently In Use: 0; AST Temp Closed: 0 | 0 | 0 | 2 | 14746-131-002175 | EZ SERVE C STORES INC C/O TITAN MGT
31002 | Permanently Closed | 1999-10-20 | 1970-01-01 | 1999-10-20 | Petroleum | Unleaded gasoline | Unleaded gasoline |  | Steel | Steel | Field installed cathodic protection |  | Steel |  | 1901-01-01 | Field installed cathodic protection | Catchment Basin, Single walled catchment basin | Automatic shutoff device At 95% full | Automatic shutoff device At 95% full |  |  | Statistical Inventory Reconciliation (SIR) | [5 empty] | Annual line testing | Annual line testing |  | UST Currently In Use: 0; UST Temp Close: 0; AST Currently In Use: 0; AST Temp Closed: 0 | 0 | 0 | 2 | 14746-131-002175 | EZ SERVE C STORES INC C/O TITAN MGT
31003 | Permanently Closed | 1901-01-01 | 1974-01-01 | 1989-01-05 | Petroleum | Unleaded gasoline | Unleaded gasoline |  | Steel | Steel |  | Painted or None | Steel |  | 1901-01-01 | [15 empty] | UST Currently In Use: 0; UST Temp Close: 0; AST Currently In Use: 0; AST Temp Closed: 0 | 0 | 0 | 2 | 14746-131-002213 | EZ SERVE C STORES INC C/O TITAN MGT
31004 | Permanently Closed | 1901-01-01 | 1974-01-01 | 1989-01-05 | Petroleum | Unleaded gasoline | Unleaded gasoline |  | Steel | Steel |  | Painted or None | Steel |  | 1901-01-01 | [15 empty] | UST Currently In Use: 0; UST Temp Close: 0; AST Currently In Use: 0; AST Temp Closed: 0 | 0 | 0 | 2 | 14746-131-002213 | EZ SERVE C STORES INC C/O TITAN MGT
31005 | Currently in Use |  | 1987-01-01 |  | Petroleum | Unleaded gasoline | Unleaded gasoline | Retail | Steel, STIP3 | Steel | Coated & cathodic protection (sti-P3) |  | Fiberglass reinforced plastic |  |  |  | Catchment Basin, Single walled catchment basin | Flow Rest 90% Full | Flow Rest 90% Full |  |  | Statistical Inventory Reconciliation (SIR) |  | Automatic flow restrictor (MLLD) | Automatic flow restrictor (MLLD) |  |  | Statistical inventory reconciliation (SIR) | Statistical inventory reconciliation (SIR) |  | UST Currently In Use: 3; UST Temp Close: 0; AST Currently In Use: 0; AST Temp Closed: 0 | 3 | 0 | 0 | 25332-131-013201 | SULAIMAN A ALQUBLANI
31006 | Currently in Use |  | 1987-01-01 |  | Petroleum | Mid-grade gasoline | Mid-grade gasoline | Retail | Steel, STIP3 | Steel | Coated & cathodic protection (sti-P3) |  | Fiberglass reinforced plastic |  |  |  | Catchment Basin, Single walled catchment basin | Flow Rest 90% Full | Flow Rest 90% Full |  |  | Statistical Inventory Reconciliation (SIR) |  | Automatic flow restrictor (MLLD) | Automatic flow restrictor (MLLD) |  |  | Statistical inventory reconciliation (SIR) | Statistical inventory reconciliation (SIR) |  | UST Currently In Use: 3; UST Temp Close: 0; AST Currently In Use: 0; AST Temp Closed: 0 | 3 | 0 | 0 | 25332-131-013201 | SULAIMAN A ALQUBLANI
31007 | Currently in Use |  | 1987-01-01 |  | Petroleum | Premium gasoline | Premium gasoline | Retail | Steel, STIP3 | Steel | Coated & cathodic protection (sti-P3) |  | Fiberglass reinforced plastic |  |  |  | Catchment Basin, Single walled catchment basin | Flow Rest 90% Full | Flow Rest 90% Full |  |  | Statistical Inventory Reconciliation (SIR) |  | Automatic flow restrictor (MLLD) | Automatic flow restrictor (MLLD) |  |  | Statistical inventory reconciliation (SIR) | Statistical inventory reconciliation (SIR) |  | UST Currently In Use: 3; UST Temp Close: 0; AST Currently In Use: 0; AST Temp Closed: 0 | 3 | 0 | 0 | 25332-131-013201 | SULAIMAN A ALQUBLANI
31008 | Permanently Closed | 1994-06-27 | 1983-01-01 | 1994-07-01 | Petroleum | On road diesel | On road diesel |  | Steel | Steel | Interior lined (not allowed as a standalone method of corrosion protection) | Painted or None | Steel |  | 1901-01-01 | [12 empty] | Annual line testing | Annual line testing |  | UST Currently In Use: 2; UST Temp Close: 0; AST Currently In Use: 0; AST Temp Closed: 0 | 2 | 0 | 5 | 14747-059-002084 | SUNSHINE TRUCKING, INC.
31009 | Permanently Closed | 1994-06-27 | 1975-01-01 | 1994-07-01 | Petroleum | On road diesel | On road diesel |  | Steel | Steel | Interior lined (not allowed as a standalone method of corrosion protection) | Painted or None | Steel |  | 1901-01-01 | [12 empty] | Annual line testing | Annual line testing |  | UST Currently In Use: 2; UST Temp Close: 0; AST Currently In Use: 0; AST Temp Closed: 0 | 2 | 0 | 5 | 14747-059-002084 | SUNSHINE TRUCKING, INC.
31010 | Permanently Closed | 1994-06-27 | 1975-01-01 | 1994-07-01 | Petroleum | On road diesel | On road diesel |  | Steel | Steel | Interior lined (not allowed as a standalone method of corrosion protection) | Painted or None | Steel |  | 1901-01-01 | [12 empty] | Annual line testing | Annual line testing |  | UST Currently In Use: 2; UST Temp Close: 0; AST Currently In Use: 0; AST Temp Closed: 0 | 2 | 0 | 5 | 14747-059-002084 | SUNSHINE TRUCKING, INC.
31011 | Permanently Closed | 1994-06-27 | 1975-01-01 | 1994-07-01 | Petroleum | Unleaded gasoline | Unleaded gasoline |  | Steel | Steel | Interior lined (not allowed as a standalone method of corrosion protection) | Painted or None | Steel |  | 1901-01-01 | [15 empty] | UST Currently In Use: 2; UST Temp Close: 0; AST Currently In Use: 0; AST Temp Closed: 0 | 2 | 0 | 5 | 14747-059-002084 | SUNSHINE TRUCKING, INC.
31012 | Permanently Closed | 1994-06-27 | 1979-01-01 | 1994-07-07 | Petroleum | Used oil | Used oil |  | Steel | Steel | Interior lined (not allowed as a standalone method of corrosion protection) | Painted or None | Steel |  | 1901-01-01 | [15 empty] | UST Currently In Use: 2; UST Temp Close: 0; AST Currently In Use: 0; AST Temp Closed: 0 | 2 | 0 | 5 | 14747-059-002084 | SUNSHINE TRUCKING, INC.
31013 | Permanently Closed | 1990-10-23 | 1969-01-01 | 1990-10-23 | Petroleum | Unleaded gasoline | Unleaded gasoline | [7 empty] | 1901-01-01 | [15 empty] | UST Currently In Use: 0; UST Temp Close: 0; AST Currently In Use: 3; AST Temp Closed: 0 | 0 | 0 | 8 | 14748-015-000467 | SUPER VALUE STORES INC
31014 | Permanently Closed | 1990-10-23 | 1969-01-01 | 1990-10-23 | Petroleum | On road diesel | On road diesel | [7 empty] | 1901-01-01 | [15 empty] | UST Currently In Use: 0; UST Temp Close: 0; AST Currently In Use: 3; AST Temp Closed: 0 | 0 | 0 | 8 | 14748-015-000467 | SUPER VALUE STORES INC
31015 | Permanently Closed | 1990-10-23 | 1969-01-01 | 1990-10-23 | Petroleum | On road diesel | On road diesel | [7 empty] | 1901-01-01 | [15 empty] | UST Currently In Use: 0; UST Temp Close: 0; AST Currently In Use: 3; AST Temp Closed: 0 | 0 | 0 | 8 | 14748-015-000467 | SUPER VALUE STORES INC
31016 | Permanently Closed | 1990-10-23 | 1969-01-01 | 1990-10-23 | Petroleum | On road diesel | On road diesel | [7 empty] | 1901-01-01 | [15 empty] | UST Currently In Use: 0; UST Temp Close: 0; AST Currently In Use: 3; AST Temp Closed: 0 | 0 | 0 | 8 | 14748-015-000467 | SUPER VALUE STORES INC
31017 | Permanently Closed | 1990-10-23 | 1977-01-01 | 1990-11-23 | Petroleum | Other, NEW OIL | Other | [7 empty] | 1901-01-01 | [15 empty] | UST Currently In Use: 0; UST Temp Close: 0; AST Currently In Use: 3; AST Temp Closed: 0 | 0 | 0 | 8 | 14748-015-000467 | SUPER VALUE STORES INC
31018 | Permanently Closed | 1990-12-23 | 1977-01-01 | 1990-11-23 | Petroleum | Used oil | Used oil | [7 empty] | 1901-01-01 |  | Other, EXEMPT | Other, EXEMPT | Other | [11 empty] | UST Currently In Use: 0; UST Temp Close: 0; AST Currently In Use: 3; AST Temp Closed: 0 | 0 | 0 | 8 | 14748-015-000467 | SUPER VALUE STORES INC
31020 | Retired | 1988-08-08 | 1981-01-01 |  | Petroleum | Unleaded gasoline | Unleaded gasoline |  | Steel | Steel |  | Painted or None | Steel |  | 1901-01-01 | [15 empty] | UST Currently In Use: 0; UST Temp Close: 0; AST Currently In Use: 0; AST Temp Closed: 0 | 0 | 0 | 0 | 14750-075-001390 | DONALD MCCULLEY
31021 | Retired | 1988-08-08 | 1981-01-01 |  | Petroleum | Unleaded gasoline | Unleaded gasoline |  | Steel | Steel |  | Painted or None | Steel |  | 1901-01-01 | [15 empty] | UST Currently In Use: 0; UST Temp Close: 0; AST Currently In Use: 0; AST Temp Closed: 0 | 0 | 0 | 0 | 14750-075-001390 | DONALD MCCULLEY
31022 | Retired | 1988-08-08 | 1981-01-01 |  | Petroleum | On road diesel | On road diesel |  | Steel | Steel |  | Painted or None | Steel |  | 1901-01-01 | [15 empty] | UST Currently In Use: 0; UST Temp Close: 0; AST Currently In Use: 0; AST Temp Closed: 0 | 0 | 0 | 0 | 14750-075-001390 | DONALD MCCULLEY
31023 | Permanently Closed | 1980-09-01 | 1978-01-01 | 1995-06-29 | Petroleum | Unleaded gasoline | Unleaded gasoline | Retail | Steel | Steel |  |  | Steel |  | 1901-01-01 | [15 empty] | UST Currently In Use: 0; UST Temp Close: 0; AST Currently In Use: 0; AST Temp Closed: 0 | 0 | 0 | 1 | 14751-101-002078 | SUPERIOR AUTO PARTS INC
31024 | Permanently Closed | 1984-02-01 | 1972-01-01 | 2000-08-10 | Petroleum | On road diesel | On road diesel |  | Steel | Steel |  | Painted or None | Steel |  | 1901-01-01 | [15 empty] | UST Currently In Use: 0; UST Temp Close: 0; AST Currently In Use: 0; AST Temp Closed: 0 | 0 | 0 | 2 | 14752-103-007424 | SUPERIOR FORWARDING
31025 | Permanently Closed | 1984-02-01 | 1972-01-01 | 2000-08-10 | Petroleum | On road diesel | On road diesel |  | Steel | Steel |  | Painted or None | Steel |  | 1901-01-01 | [15 empty] | UST Currently In Use: 0; UST Temp Close: 0; AST Currently In Use: 0; AST Temp Closed: 0 | 0 | 0 | 2 | 14752-103-007424 | SUPERIOR FORWARDING
31026 | Permanently Closed | 1992-07-17 | 1971-01-01 | 1992-07-17 | Petroleum | Used oil | Used oil |  | Steel | Steel |  |  | Steel |  | 1901-01-01 | [15 empty] | UST Currently In Use: 0; UST Temp Close: 0; AST Currently In Use: 0; AST Temp Closed: 0 | 0 | 0 | 1 | 14753-015-000027 | SUPERIOR OLDS BUICK INC
31027 | Permanently Closed | 1901-01-01 | 1973-01-01 | 1988-11-30 | Petroleum | On road diesel | On road diesel |  | Steel | Steel |  | Painted or None | Steel |  | 1901-01-01 | [15 empty] | UST Currently In Use: 0; UST Temp Close: 0; AST Currently In Use: 0; AST Temp Closed: 0 | 0 | 0 | 1 | 14754-021-011885 | SUPERIOR PRODUCTS INC
31028 | Permanently Closed | 2016-12-31 | 1976-01-01 | 2023-01-13 | Petroleum | Unleaded gasoline | Unleaded gasoline | Industrial | Single Wall, Steel | Steel | Field installed cathodic protection |  | Single Wall, Steel |  |  | Field installed cathodic protection | Catchment Basin, Single walled catchment basin | Automatic shutoff device At 95% full | Automatic shutoff device At 95% full |  |  | Statistical Inventory Reconciliation (SIR) | [8 empty] | UST Currently In Use: 0; UST Temp Close: 0; AST Currently In Use: 0; AST Temp Closed: 0 | 0 | 0 | 3 | 25681-073-004424 | COLONNADE GROUP
31029 | Permanently Closed | 2016-12-31 | 1976-01-01 | 2023-01-13 | Petroleum | On road diesel | On road diesel |  | Single Wall, Steel | Steel | Field installed cathodic protection |  | Single Wall, Steel |  |  | Field installed cathodic protection |  | Automatic shutoff device At 95% full | Automatic shutoff device At 95% full |  |  | Statistical Inventory Reconciliation (SIR) | [8 empty] | UST Currently In Use: 0; UST Temp Close: 0; AST Currently In Use: 0; AST Temp Closed: 0 | 0 | 0 | 3 | 25681-073-004424 | COLONNADE GROUP
31030 | Permanently Closed | 2016-12-31 | 1976-01-01 | 2023-01-13 | Petroleum | On road diesel | On road diesel | Industrial | Single Wall, Steel | Steel | Field installed cathodic protection |  | Single Wall, Steel |  |  | Field installed cathodic protection | Catchment Basin, Single walled catchment basin | Automatic shutoff device At 95% full | Automatic shutoff device At 95% full |  |  | Statistical Inventory Reconciliation (SIR) | [8 empty] | UST Currently In Use: 0; UST Temp Close: 0; AST Currently In Use: 0; AST Temp Closed: 0 | 0 | 0 | 3 | 25681-073-004424 | COLONNADE GROUP
31031 | Temporary Closed | 2017-10-01 | 1985-01-01 |  | Petroleum | Unleaded gasoline | Unleaded gasoline | Industrial | Fiberglass coated steel, Single Wall | Single Wall |  |  | Fiberglass reinforced plastic, Single Wall |  | 1901-01-01 |  | Catchment Basin, Single walled catchment basin | Automatic shutoff device At 95% full | Automatic shutoff device At 95% full |  |  | Statistical Inventory Reconciliation (SIR) | [8 empty] | UST Currently In Use: 0; UST Temp Close: 2; AST Currently In Use: 0; AST Temp Closed: 0 | 0 | 2 | 0 | 14755-015-006794 | SUPREME BEVERAGE CO INC
31032 | Temporary Closed | 2017-10-01 | 1985-01-01 |  | Petroleum | On road diesel | On road diesel | Industrial | Fiberglass coated steel, Single Wall | Single Wall |  |  | Fiberglass reinforced plastic, Single Wall |  | 1901-01-01 |  | Catchment Basin, Single walled catchment basin | Automatic shutoff device At 95% full | Automatic shutoff device At 95% full |  |  | Statistical Inventory Reconciliation (SIR) | [8 empty] | UST Currently In Use: 0; UST Temp Close: 2; AST Currently In Use: 0; AST Temp Closed: 0 | 0 | 2 | 0 | 14755-015-006794 | SUPREME BEVERAGE CO INC
31033 | Permanently Closed | 1998-03-01 | 1982-01-01 | 1998-03-16 | Petroleum | Unleaded gasoline | Unleaded gasoline |  | Steel | Steel |  |  | Steel |  | 1901-01-01 | [12 empty] | Annual line testing | Annual line testing |  | UST Currently In Use: 1; UST Temp Close: 0; AST Currently In Use: 0; AST Temp Closed: 0 | 1 | 0 | 2 | 23007-115-002086 | WOODS SURFSIDE MARINA LLC
31034 | Permanently Closed | 1982-01-01 | 1964-01-01 |  | Petroleum | Unleaded gasoline | Unleaded gasoline |  | Steel | Steel |  |  | Steel |  | 1901-01-01 | [15 empty] | UST Currently In Use: 1; UST Temp Close: 0; AST Currently In Use: 0; AST Temp Closed: 0 | 1 | 0 | 2 | 23007-115-002086 | WOODS SURFSIDE MARINA LLC
31035 | Currently in Use |  | 1980-06-01 |  | Petroleum | Unleaded gasoline | Unleaded gasoline | Retail | Steel | Steel | Field installed cathodic protection |  | Flexible, APT DBC |  |  |  | Catchment Basin, Single walled catchment basin | Flow Rest 90% Full | Flow Rest 90% Full |  |  | Automatic Tank Gauge |  | Automatic flow restrictor (MLLD), Containment Sump | Containment Sump |  |  | Annual line testing | Annual line testing |  | UST Currently In Use: 2; UST Temp Close: 0; AST Currently In Use: 0; AST Temp Closed: 0 | 2 | 0 | 0 | 25223-045-012977 | TSM LAND LLC
31037 | Currently in Use |  | 1980-06-01 |  | Petroleum | Premium gasoline | Premium gasoline | Retail | Steel | Steel | Field installed cathodic protection |  | Flexible, APT DBL |  |  |  | Catchment Basin, Single walled catchment basin | Automatic shutoff device At 95% full, Flow Rest 90% Full | Flow Rest 90% Full |  |  | Automatic Tank Gauge |  | Automatic flow restrictor (MLLD), Containment Sump | Containment Sump |  |  | Annual line testing | Annual line testing |  | UST Currently In Use: 2; UST Temp Close: 0; AST Currently In Use: 0; AST Temp Closed: 0 | 2 | 0 | 0 | 25223-045-012977 | TSM LAND LLC
31038 | Cannot Locate or abandoned | 1995-02-20 | 1981-01-01 |  | Petroleum | Unleaded gasoline | Unleaded gasoline |  | Steel | Steel |  | Painted or None | Steel |  | 1901-01-01 | [15 empty] | UST Currently In Use: 0; UST Temp Close: 0; AST Currently In Use: 0; AST Temp Closed: 0 | 0 | 0 | 0 | 14758-069-012651 | SUWANNEE SWIFTY STORES INC
31039 | Cannot Locate or abandoned | 1995-02-20 | 1981-01-01 |  | Petroleum | Unleaded gasoline | Unleaded gasoline |  | Steel | Steel |  | Painted or None | Steel |  | 1901-01-01 | [15 empty] | UST Currently In Use: 0; UST Temp Close: 0; AST Currently In Use: 0; AST Temp Closed: 0 | 0 | 0 | 0 | 14758-069-012651 | SUWANNEE SWIFTY STORES INC
31040 | Cannot Locate or abandoned | 1995-02-20 | 1981-01-01 |  | Petroleum | Unleaded gasoline | Unleaded gasoline |  | Steel | Steel |  | Painted or None | Steel |  | 1901-01-01 | [15 empty] | UST Currently In Use: 0; UST Temp Close: 0; AST Currently In Use: 0; AST Temp Closed: 0 | 0 | 0 | 0 | 14758-069-012651 | SUWANNEE SWIFTY STORES INC
31041 | Permanently Closed | 1996-01-01 | 1981-01-01 | 1996-01-31 | Petroleum | Unleaded gasoline | Unleaded gasoline | Retail | Steel | Steel |  | Painted or None | Steel |  | 1901-01-01 | [15 empty] | UST Currently In Use: 2; UST Temp Close: 0; AST Currently In Use: 0; AST Temp Closed: 0 | 2 | 0 | 3 | 19898-069-012655 | PETRO SOUTH INC
31042 | Permanently Closed | 1996-01-01 | 1981-01-01 | 1996-01-31 | Petroleum | Unleaded gasoline | Unleaded gasoline | Retail | Steel | Steel |  | Painted or None | Steel |  | 1901-01-01 | [15 empty] | UST Currently In Use: 2; UST Temp Close: 0; AST Currently In Use: 0; AST Temp Closed: 0 | 2 | 0 | 3 | 19898-069-012655 | PETRO SOUTH INC
31043 | Permanently Closed | 1996-01-01 | 1981-01-01 | 1996-01-31 | Petroleum | Unleaded gasoline | Unleaded gasoline | Retail | Steel | Steel |  | Painted or None | Steel |  | 1901-01-01 | [15 empty] | UST Currently In Use: 2; UST Temp Close: 0; AST Currently In Use: 0; AST Temp Closed: 0 | 2 | 0 | 3 | 19898-069-012655 | PETRO SOUTH INC
31044 | Permanently Closed | 1996-02-15 | 1977-01-01 | 1996-02-22 | Petroleum | Unleaded gasoline | Unleaded gasoline | Retail | Steel | Steel |  |  |  |  | 1901-01-01 | [15 empty] | UST Currently In Use: 2; UST Temp Close: 0; AST Currently In Use: 0; AST Temp Closed: 0 | 2 | 0 | 3 | 19898-069-015220 | PETRO SOUTH INC
31045 | Permanently Closed | 1996-02-15 | 1977-01-01 | 1996-02-22 | Petroleum | Unleaded gasoline | Unleaded gasoline | Retail | Steel | Steel |  |  |  |  | 1901-01-01 | [15 empty] | UST Currently In Use: 2; UST Temp Close: 0; AST Currently In Use: 0; AST Temp Closed: 0 | 2 | 0 | 3 | 19898-069-015220 | PETRO SOUTH INC
31046 | Permanently Closed | 1996-02-15 | 1977-01-01 | 1996-02-22 | Petroleum | Unleaded gasoline | Unleaded gasoline | Retail | Steel | Steel |  |  |  |  | 1901-01-01 | [15 empty] | UST Currently In Use: 2; UST Temp Close: 0; AST Currently In Use: 0; AST Temp Closed: 0 | 2 | 0 | 3 | 19898-069-015220 | PETRO SOUTH INC
31047 | Permanently Closed | 1988-08-08 | 1980-01-01 | 1998-12-16 | Petroleum | Unleaded gasoline | Unleaded gasoline |  | Steel | Steel |  | Painted or None | Steel |  | 1901-01-01 | [15 empty] | UST Currently In Use: 0; UST Temp Close: 0; AST Currently In Use: 0; AST Temp Closed: 0 | 0 | 0 | 2 | 14759-043-010410 | SWANN GROCERY
31048 | Permanently Closed | 1988-08-08 | 1980-01-01 | 1998-12-16 | Petroleum | Unleaded gasoline | Unleaded gasoline |  | Steel | Steel |  | Painted or None | Steel |  | 1901-01-01 | [15 empty] | UST Currently In Use: 0; UST Temp Close: 0; AST Currently In Use: 0; AST Temp Closed: 0 | 0 | 0 | 2 | 14759-043-010410 | SWANN GROCERY
31049 | Permanently Closed | 1998-12-16 | 1973-01-01 | 1998-12-16 | Petroleum | Unleaded gasoline | Unleaded gasoline |  | Steel | Steel |  | Painted or None | Steel |  | 1901-01-01 | [6 empty] | Other, Statistical Inventory Reconciliation (SIR) | [8 empty] | UST Currently In Use: 0; UST Temp Close: 0; AST Currently In Use: 0; AST Temp Closed: 0 | 0 | 0 | 3 | 14759-043-010411 | SWANN GROCERY
31050 | Permanently Closed | 1998-12-16 | 1973-01-01 | 1998-12-16 | Petroleum | Unleaded gasoline | Unleaded gasoline |  | Steel | Steel |  | Painted or None | Steel |  | 1901-01-01 | [6 empty] | Statistical Inventory Reconciliation (SIR) | [8 empty] | UST Currently In Use: 0; UST Temp Close: 0; AST Currently In Use: 0; AST Temp Closed: 0 | 0 | 0 | 3 | 14759-043-010411 | SWANN GROCERY
31051 | Permanently Closed | 1998-12-16 | 1973-01-01 | 1998-12-16 | Petroleum | Unleaded gasoline | Unleaded gasoline |  | Steel | Steel |  | Painted or None | Steel |  | 1901-01-01 | [6 empty] | Statistical Inventory Reconciliation (SIR) | [8 empty] | UST Currently In Use: 0; UST Temp Close: 0; AST Currently In Use: 0; AST Temp Closed: 0 | 0 | 0 | 3 | 14759-043-010411 | SWANN GROCERY
31052 | Permanently Closed | 1998-02-01 | 1982-01-01 | 1998-05-13 | Petroleum | Unleaded gasoline | Unleaded gasoline |  | Steel | Steel | Coated & cathodic protection (sti-P3) |  | Steel |  | 1901-01-01 | [6 empty] | Statistical Inventory Reconciliation (SIR) | [8 empty] | UST Currently In Use: 0; UST Temp Close: 0; AST Currently In Use: 0; AST Temp Closed: 0 | 0 | 0 | 5 | 14761-127-009421 | SWANN PARRISH CHEVRON
31053 | Permanently Closed | 1998-02-01 | 1982-01-01 | 1998-05-13 | Petroleum | Unleaded gasoline | Unleaded gasoline |  | Steel | Steel | Coated & cathodic protection (sti-P3) |  | Steel |  | 1901-01-01 | [6 empty] | Statistical Inventory Reconciliation (SIR) | [8 empty] | UST Currently In Use: 0; UST Temp Close: 0; AST Currently In Use: 0; AST Temp Closed: 0 | 0 | 0 | 5 | 14761-127-009421 | SWANN PARRISH CHEVRON
31054 | Permanently Closed | 1998-02-01 | 1982-01-01 | 1998-05-13 | Petroleum | Unleaded gasoline | Unleaded gasoline |  | Steel | Steel |  | Painted or None | Steel |  | 1901-01-01 | [6 empty] | Statistical Inventory Reconciliation (SIR) | [8 empty] | UST Currently In Use: 0; UST Temp Close: 0; AST Currently In Use: 0; AST Temp Closed: 0 | 0 | 0 | 5 | 14761-127-009421 | SWANN PARRISH CHEVRON
31055 | Permanently Closed | 1991-09-17 | 1971-01-01 | 1991-09-17 | Petroleum | On road diesel | On road diesel |  | Steel | Steel |  | Painted or None | Steel |  | 1901-01-01 | [15 empty] | UST Currently In Use: 0; UST Temp Close: 0; AST Currently In Use: 0; AST Temp Closed: 0 | 0 | 0 | 5 | 14761-127-009421 | SWANN PARRISH CHEVRON
31056 | Permanently Closed | 1991-09-17 | 1982-01-01 | 1991-09-17 | Petroleum | Kerosene | Kerosene |  | Steel | Steel |  | Painted or None | Steel |  | 1901-01-01 | [15 empty] | UST Currently In Use: 0; UST Temp Close: 0; AST Currently In Use: 0; AST Temp Closed: 0 | 0 | 0 | 5 | 14761-127-009421 | SWANN PARRISH CHEVRON
31057 | Cannot Locate or abandoned | 2010-12-31 | 1976-06-06 |  | Petroleum | Unleaded gasoline | Unleaded gasoline | Industrial | Steel | Steel | Field installed cathodic protection |  | Steel |  |  | Field installed cathodic protection | Catchment Basin, Single walled catchment basin | Automatic shutoff device At 95% full | Automatic shutoff device At 95% full |  |  | Statistical Inventory Reconciliation (SIR) | [8 empty] | UST Currently In Use: 0; UST Temp Close: 0; AST Currently In Use: 0; AST Temp Closed: 0 | 0 | 0 | 0 | 14762-101-001703 | SWANNER TRANSFER AND STORAGE INC
31058 | Cannot Locate or abandoned | 2010-12-31 | 1976-06-06 |  | Petroleum | On road diesel | On road diesel | Industrial | Steel | Steel | Field installed cathodic protection |  | Steel |  |  | Field installed cathodic protection | Catchment Basin, Single walled catchment basin | Automatic shutoff device At 95% full | Automatic shutoff device At 95% full |  |  | Statistical Inventory Reconciliation (SIR) | [8 empty] | UST Currently In Use: 0; UST Temp Close: 0; AST Currently In Use: 0; AST Temp Closed: 0 | 0 | 0 | 0 | 14762-101-001703 | SWANNER TRANSFER AND STORAGE INC
31059 | Permanently Closed | 2000-01-12 | 1975-01-01 | 1998-11-30 | Petroleum | On road diesel | On road diesel |  | Steel | Steel |  | Painted or None | Steel |  | 1901-01-01 | [15 empty] | UST Currently In Use: 0; UST Temp Close: 0; AST Currently In Use: 0; AST Temp Closed: 0 | 0 | 0 | 2 | 14763-091-004768 | SWEET WATER GIN
31060 | Permanently Closed | 2000-01-12 | 1975-01-01 | 1998-11-30 | Petroleum | On road diesel | On road diesel |  | Steel | Steel |  | Painted or None | Steel |  | 1901-01-01 | [15 empty] | UST Currently In Use: 0; UST Temp Close: 0; AST Currently In Use: 0; AST Temp Closed: 0 | 0 | 0 | 2 | 14763-091-004768 | SWEET WATER GIN
31061 | Permanently Closed | 1990-05-01 | 1963-01-01 | 1990-05-02 | Petroleum | Unleaded gasoline | Unleaded gasoline |  | Steel | Steel |  |  | Steel |  | 1901-01-01 | [15 empty] | UST Currently In Use: 0; UST Temp Close: 0; AST Currently In Use: 0; AST Temp Closed: 0 | 0 | 0 | 1 | 14764-101-009517 | SWIFT INDEPENDENT PACKING CO
31062 | Permanently Closed | 1990-05-01 | 1975-01-01 | 1991-03-25 | Petroleum | On road diesel | On road diesel |  | Steel | Steel |  | Painted or None | Steel |  | 1901-01-01 | [15 empty] | UST Currently In Use: 0; UST Temp Close: 0; AST Currently In Use: 1; AST Temp Closed: 0 | 0 | 0 | 2 | 14765-099-010185 | SWIFT LOGGING
31063 | Permanently Closed | 1990-05-01 | 1975-01-01 | 1991-03-25 | Petroleum | On road diesel | On road diesel |  | Steel | Steel |  | Painted or None | Steel |  | 1901-01-01 | [15 empty] | UST Currently In Use: 0; UST Temp Close: 0; AST Currently In Use: 1; AST Temp Closed: 0 | 0 | 0 | 2 | 14765-099-010185 | SWIFT LOGGING
31064 | Permanently Closed | 1901-01-01 | 1977-01-01 | 1988-01-01 | Petroleum | On road diesel | On road diesel |  | Steel | Steel |  | Painted or None | Steel |  | 1901-01-01 | [15 empty] | UST Currently In Use: 0; UST Temp Close: 0; AST Currently In Use: 0; AST Temp Closed: 0 | 0 | 0 | 2 | 14766-053-000125 | SWIFT LUMBER INC
31065 | Permanently Closed | 1901-01-01 | 1977-01-01 | 1988-01-01 | Petroleum | On road diesel | On road diesel |  | Steel | Steel |  | Painted or None | Steel |  | 1901-01-01 | [15 empty] | UST Currently In Use: 0; UST Temp Close: 0; AST Currently In Use: 0; AST Temp Closed: 0 | 0 | 0 | 2 | 14766-053-000125 | SWIFT LUMBER INC
31066 | Temporary Closed | 2009-10-08 | 1978-01-01 |  | Petroleum | Unleaded gasoline | Unleaded gasoline | Retail | Single Wall, Steel | Steel | Field installed cathodic protection |  | Single Wall, Steel |  | 1901-01-01 | Field installed cathodic protection | Catchment Basin, Single walled catchment basin | Automatic shutoff device At 95% full | Automatic shutoff device At 95% full |  |  | Statistical Inventory Reconciliation (SIR) | [8 empty] | UST Currently In Use: 0; UST Temp Close: 2; AST Currently In Use: 0; AST Temp Closed: 0 | 0 | 2 | 0 | 24005-127-009452 | SHANNON D SPARKS
31067 | Temporary Closed | 2009-10-08 | 1978-01-01 |  | Petroleum | Premium gasoline | Premium gasoline | Retail | Single Wall, Steel | Steel | Field installed cathodic protection |  | Single Wall, Steel |  | 1901-01-01 | Field installed cathodic protection | Catchment Basin, Single walled catchment basin | Automatic shutoff device At 95% full | Automatic shutoff device At 95% full |  |  | Statistical Inventory Reconciliation (SIR) | [8 empty] | UST Currently In Use: 0; UST Temp Close: 2; AST Currently In Use: 0; AST Temp Closed: 0 | 0 | 2 | 0 | 24005-127-009452 | SHANNON D SPARKS
31068 | Permanently Closed | 1984-01-01 | 1968-01-01 | 1989-01-10 | Petroleum | Unleaded gasoline | Unleaded gasoline | [7 empty] | 1901-01-01 | [15 empty] | UST Currently In Use: 0; UST Temp Close: 0; AST Currently In Use: 0; AST Temp Closed: 0 | 0 | 0 | 2 | 14768-121-012869 | SYLACAUGA ARMORY
31069 | Permanently Closed | 1984-01-01 | 1968-01-01 | 1989-01-10 | Petroleum | Unleaded gasoline | Unleaded gasoline | [7 empty] | 1901-01-01 | [15 empty] | UST Currently In Use: 0; UST Temp Close: 0; AST Currently In Use: 0; AST Temp Closed: 0 | 0 | 0 | 2 | 14768-121-012869 | SYLACAUGA ARMORY
31070 | Permanently Closed | 1901-01-01 | 1963-01-01 | 1989-07-18 | Petroleum | On road diesel | On road diesel |  | Steel | Steel |  | Painted or None | Steel |  | 1901-01-01 | [15 empty] | UST Currently In Use: 0; UST Temp Close: 0; AST Currently In Use: 3; AST Temp Closed: 0 | 0 | 0 | 3 | 14769-121-001992 | COOSA VALLEY MEDICAL CENTER
31071 | Permanently Closed | 1998-07-17 | 1979-01-01 | 1998-07-17 | Petroleum | On road diesel | On road diesel |  | Fiberglass reinforced plastic | Fiberglass reinforced plastic |  |  | Steel |  | 1901-01-01 | [15 empty] | UST Currently In Use: 0; UST Temp Close: 0; AST Currently In Use: 3; AST Temp Closed: 0 | 0 | 0 | 3 | 14769-121-001992 | COOSA VALLEY MEDICAL CENTER
31072 |  |  | 1977-01-01 |  | Petroleum | Unleaded gasoline | Unleaded gasoline |  | Steel | Steel |  | Painted or None | Steel |  | 1901-01-01 | [15 empty] | UST Currently In Use: 0; UST Temp Close: 0; AST Currently In Use: 3; AST Temp Closed: 0 | 0 | 0 | 3 | 14769-121-001992 | COOSA VALLEY MEDICAL CENTER
31073 |  |  | 1976-01-01 |  | Petroleum | Unleaded gasoline | Unleaded gasoline |  | Steel | Steel |  | Painted or None | Steel |  | 1901-01-01 | [15 empty] | UST Currently In Use: 0; UST Temp Close: 0; AST Currently In Use: 3; AST Temp Closed: 0 | 0 | 0 | 3 | 14769-121-001992 | COOSA VALLEY MEDICAL CENTER
31075 | Permanently Closed | 1901-01-01 | 1973-01-01 | 1988-11-12 | Petroleum | Unleaded gasoline | Unleaded gasoline | [5 empty] | Steel |  | 1901-01-01 | [15 empty] | UST Currently In Use: 0; UST Temp Close: 0; AST Currently In Use: 1; AST Temp Closed: 0 | 0 | 0 | 5 | 22614-101-014943 | KOCH FOODS OF ALABAMA LLC
31076 | Permanently Closed | 1901-01-01 | 1973-01-01 | 1988-11-12 | Petroleum | Unleaded gasoline | Unleaded gasoline | [5 empty] | Steel |  | 1901-01-01 | [15 empty] | UST Currently In Use: 0; UST Temp Close: 0; AST Currently In Use: 1; AST Temp Closed: 0 | 0 | 0 | 5 | 22614-101-014943 | KOCH FOODS OF ALABAMA LLC
31077 | Permanently Closed | 2017-03-10 | 1978-05-17 | 2017-03-10 | Petroleum | On road diesel | On road diesel | Industrial | Steel | Steel | Field installed cathodic protection |  | Fiberglass reinforced plastic |  |  |  | Catchment Basin, Single walled catchment basin | Flow Rest 90% Full | Flow Rest 90% Full |  |  | Continuous Automatic Tank Gauge | [5 empty] | Annual line testing | Annual line testing |  | UST Currently In Use: 0; UST Temp Close: 0; AST Currently In Use: 1; AST Temp Closed: 0 | 0 | 0 | 5 | 22614-101-014943 | KOCH FOODS OF ALABAMA LLC
31078 | Permanently Closed | 2017-03-10 | 1978-05-17 | 2017-03-10 | Petroleum | On road diesel | On road diesel | Industrial | Steel | Steel | Field installed cathodic protection |  | Fiberglass reinforced plastic |  |  |  | Catchment Basin, Single walled catchment basin | Flow Rest 90% Full | Flow Rest 90% Full |  |  | Continuous Automatic Tank Gauge | [5 empty] | Annual line testing | Annual line testing |  | UST Currently In Use: 0; UST Temp Close: 0; AST Currently In Use: 1; AST Temp Closed: 0 | 0 | 0 | 5 | 22614-101-014943 | KOCH FOODS OF ALABAMA LLC
31079 | Permanently Closed | 2017-03-13 | 1978-05-01 | 2017-03-13 | Petroleum | Other, OFFROAD | Other | Industrial | Steel | Steel | Field installed cathodic protection |  | Fiberglass reinforced plastic |  |  |  | Catchment Basin, Single walled catchment basin | Flow Rest 90% Full | Flow Rest 90% Full |  |  | Continuous Automatic Tank Gauge | [5 empty] | Annual line testing | Annual line testing |  | UST Currently In Use: 0; UST Temp Close: 0; AST Currently In Use: 1; AST Temp Closed: 0 | 0 | 0 | 5 | 22614-101-014943 | KOCH FOODS OF ALABAMA LLC
31081 | Permanently Closed | 1992-08-01 | 1976-01-01 | 1992-08-01 | Petroleum | On road diesel | On road diesel |  | Steel | Steel |  | Painted or None | Steel |  | 1901-01-01 | [15 empty] | UST Currently In Use: 0; UST Temp Close: 0; AST Currently In Use: 0; AST Temp Closed: 0 | 0 | 0 | 2 | 14773-039-004219 | T & H CONTRACTING CO INC
31082 | Permanently Closed | 1992-08-01 | 1976-01-01 | 1992-08-01 | Petroleum | Unleaded gasoline | Unleaded gasoline |  | Steel | Steel |  | Painted or None | Steel |  | 1901-01-01 | [15 empty] | UST Currently In Use: 0; UST Temp Close: 0; AST Currently In Use: 0; AST Temp Closed: 0 | 0 | 0 | 2 | 14773-039-004219 | T & H CONTRACTING CO INC
31083 | Permanently Closed | 1901-01-01 | 1966-01-01 | 1988-10-29 | Petroleum | Unleaded gasoline | Unleaded gasoline |  | Steel | Steel |  | Painted or None | Steel |  | 1901-01-01 | [15 empty] | UST Currently In Use: 0; UST Temp Close: 0; AST Currently In Use: 0; AST Temp Closed: 0 | 0 | 0 | 1 | 14775-125-003172 | T A HILL DBA HOLT STEEL ERECTORS
31084 | Permanently Closed | 1993-10-19 | 1976-01-01 | 1993-10-19 | Petroleum | Unleaded gasoline | Unleaded gasoline |  | Steel | Steel |  | Painted or None | Steel |  | 1901-01-01 | [12 empty] | Annual line testing | Annual line testing |  | UST Currently In Use: 4; UST Temp Close: 0; AST Currently In Use: 0; AST Temp Closed: 0 | 4 | 0 | 2 | 14776-019-005713 | BROWN OIL CO INC
31085 | Permanently Closed | 1901-01-01 | 1972-01-01 | 1988-01-01 | Petroleum | Unleaded gasoline | Unleaded gasoline |  | Steel | Steel |  | Painted or None | Steel |  | 1901-01-01 | [15 empty] | UST Currently In Use: 4; UST Temp Close: 0; AST Currently In Use: 0; AST Temp Closed: 0 | 4 | 0 | 2 | 14776-019-005713 | BROWN OIL CO INC
31086 | Currently in Use |  | 1987-05-14 |  | Petroleum | Other, OFFROAD | Other | Retail | Single Wall, Steel | Steel | Coated & cathodic protection (sti-P3) |  | Fiberglass reinforced plastic, Single Wall |  |  |  | Catchment Basin, Single walled catchment basin | Automatic shutoff device At 95% full, Flow Rest 90% Full | Flow Rest 90% Full |  |  | Statistical Inventory Reconciliation (SIR) | [8 empty] | UST Currently In Use: 4; UST Temp Close: 0; AST Currently In Use: 0; AST Temp Closed: 0 | 4 | 0 | 2 | 14776-019-005713 | BROWN OIL CO INC
31087 | Currently in Use |  | 1988-04-14 |  | Petroleum | Premium gasoline | Premium gasoline | Retail | Single Wall, Steel | Steel | Coated & cathodic protection (sti-P3) |  | Fiberglass reinforced plastic, Single Wall |  |  |  | Catchment Basin, Single walled catchment basin | Automatic shutoff device At 95% full, Flow Rest 90% Full | Flow Rest 90% Full |  |  | Statistical Inventory Reconciliation (SIR) | [8 empty] | UST Currently In Use: 4; UST Temp Close: 0; AST Currently In Use: 0; AST Temp Closed: 0 | 4 | 0 | 2 | 14776-019-005713 | BROWN OIL CO INC
31088 | Permanently Closed | 1990-12-05 | 1983-01-01 | 1990-12-05 | Petroleum | On road diesel | On road diesel |  | Steel | Steel |  | Painted or None | Steel |  | 1901-01-01 | [15 empty] | UST Currently In Use: 0; UST Temp Close: 4; AST Currently In Use: 0; AST Temp Closed: 0 | 0 | 4 | 4 | 14776-019-005722 | BROWN OIL CO INC
31089 | Permanently Closed | 1990-12-05 | 1964-01-01 | 1990-12-05 | Petroleum | Unleaded gasoline | Unleaded gasoline |  | Steel | Steel |  | Painted or None | Steel |  | 1901-01-01 | [15 empty] | UST Currently In Use: 0; UST Temp Close: 4; AST Currently In Use: 0; AST Temp Closed: 0 | 0 | 4 | 4 | 14776-019-005722 | BROWN OIL CO INC
31090 | Permanently Closed | 1990-12-05 | 1964-01-01 | 1990-12-05 | Petroleum | Unleaded gasoline | Unleaded gasoline |  | Steel | Steel |  | Painted or None | Steel |  | 1901-01-01 | [15 empty] | UST Currently In Use: 0; UST Temp Close: 4; AST Currently In Use: 0; AST Temp Closed: 0 | 0 | 4 | 4 | 14776-019-005722 | BROWN OIL CO INC
31091 | Permanently Closed | 1990-12-05 | 1964-01-01 | 1990-12-05 | Petroleum | Unleaded gasoline | Unleaded gasoline |  | Steel | Steel |  | Painted or None | Steel |  | 1901-01-01 | [15 empty] | UST Currently In Use: 0; UST Temp Close: 4; AST Currently In Use: 0; AST Temp Closed: 0 | 0 | 4 | 4 | 14776-019-005722 | BROWN OIL CO INC
31092 | Permanently Closed | 2000-01-01 | 1983-01-01 | 2010-03-04 | Petroleum | Unleaded gasoline | Unleaded gasoline | Retail | Fiberglass reinforced plastic | Fiberglass reinforced plastic |  |  | Fiberglass reinforced plastic |  | 1901-01-01 |  | Catchment Basin, Single walled catchment basin | Automatic shutoff device At 95% full | Automatic shutoff device At 95% full |  |  | Statistical Inventory Reconciliation (SIR) | [5 empty] | Annual line testing | Annual line testing |  | UST Currently In Use: 0; UST Temp Close: 0; AST Currently In Use: 0; AST Temp Closed: 0 | 0 | 0 | 4 | 14776-055-005344 | BROWN OIL CO INC
31093 | Permanently Closed | 2000-01-01 | 1983-01-01 | 2010-03-04 | Petroleum | Mid-grade gasoline | Mid-grade gasoline | Retail | Fiberglass reinforced plastic | Fiberglass reinforced plastic |  |  | Fiberglass reinforced plastic |  | 1901-01-01 |  | Catchment Basin, Single walled catchment basin | Automatic shutoff device At 95% full | Automatic shutoff device At 95% full |  |  | Statistical Inventory Reconciliation (SIR) | [8 empty] | UST Currently In Use: 0; UST Temp Close: 0; AST Currently In Use: 0; AST Temp Closed: 0 | 0 | 0 | 4 | 14776-055-005344 | BROWN OIL CO INC
31094 | Permanently Closed | 2000-01-01 | 1983-01-01 | 2010-03-04 | Petroleum | Premium gasoline | Premium gasoline | Retail | Fiberglass reinforced plastic | Fiberglass reinforced plastic |  |  | Fiberglass reinforced plastic |  | 1901-01-01 |  | Catchment Basin, Single walled catchment basin | Automatic shutoff device At 95% full | Automatic shutoff device At 95% full |  |  | Statistical Inventory Reconciliation (SIR) | [8 empty] | UST Currently In Use: 0; UST Temp Close: 0; AST Currently In Use: 0; AST Temp Closed: 0 | 0 | 0 | 4 | 14776-055-005344 | BROWN OIL CO INC
31095 | Permanently Closed | 1992-10-28 | 1983-01-01 | 1992-10-28 | Petroleum | Used oil | Used oil | Industrial | Fiberglass reinforced plastic | Fiberglass reinforced plastic |  |  | Fiberglass reinforced plastic |  | 1901-01-01 |  | Other, EXEMPT | Other, EXEMPT | Other | [11 empty] | UST Currently In Use: 0; UST Temp Close: 0; AST Currently In Use: 0; AST Temp Closed: 0 | 0 | 0 | 4 | 14776-055-005344 | BROWN OIL CO INC
31096 | Permanently Closed | 2008-12-01 | 1969-01-01 | 2010-06-25 | Petroleum | Unleaded gasoline | Unleaded gasoline | Retail | Steel | Steel | Field installed cathodic protection, Interior lined (not allowed as a standalone method of corrosion protection) |  | Single Wall, Steel |  |  | Field installed cathodic protection | Catchment Basin, Single walled catchment basin | Automatic shutoff device At 95% full | Automatic shutoff device At 95% full |  |  | Statistical Inventory Reconciliation (SIR) | [8 empty] | UST Currently In Use: 0; UST Temp Close: 0; AST Currently In Use: 0; AST Temp Closed: 0 | 0 | 0 | 5 | 22751-055-005714 | MOAEN H AL-HEGAZEN
31097 | Permanently Closed | 2008-12-01 | 1969-01-01 | 2010-06-25 | Petroleum | Mid-grade gasoline | Mid-grade gasoline | Retail | Steel | Steel | Field installed cathodic protection |  | Single Wall, Steel |  |  | Field installed cathodic protection | Catchment Basin, Single walled catchment basin | Automatic shutoff device At 95% full | Automatic shutoff device At 95% full |  |  | Statistical Inventory Reconciliation (SIR) | [8 empty] | UST Currently In Use: 0; UST Temp Close: 0; AST Currently In Use: 0; AST Temp Closed: 0 | 0 | 0 | 5 | 22751-055-005714 | MOAEN H AL-HEGAZEN
31098 | Permanently Closed | 2008-12-01 | 1969-01-01 | 2010-06-25 | Petroleum | Premium gasoline | Premium gasoline | Retail | Steel | Steel | Field installed cathodic protection |  | Single Wall, Steel |  |  | Field installed cathodic protection | Catchment Basin, Single walled catchment basin | Automatic shutoff device At 95% full | Automatic shutoff device At 95% full |  |  | Statistical Inventory Reconciliation (SIR) | [8 empty] | UST Currently In Use: 0; UST Temp Close: 0; AST Currently In Use: 0; AST Temp Closed: 0 | 0 | 0 | 5 | 22751-055-005714 | MOAEN H AL-HEGAZEN
31099 | Permanently Closed | 2008-12-01 | 1980-01-01 | 2010-06-25 | Petroleum | On road diesel | On road diesel | Retail | Steel | Steel | Field installed cathodic protection |  | Single Wall, Steel |  |  | Field installed cathodic protection | Catchment Basin, Single walled catchment basin | Automatic shutoff device At 95% full | Automatic shutoff device At 95% full |  |  | Statistical Inventory Reconciliation (SIR) | [8 empty] | UST Currently In Use: 0; UST Temp Close: 0; AST Currently In Use: 0; AST Temp Closed: 0 | 0 | 0 | 5 | 22751-055-005714 | MOAEN H AL-HEGAZEN
31100 | Permanently Closed | 2008-12-01 | 1983-01-01 | 2010-06-25 | Petroleum | Kerosene | Kerosene | Retail | Steel | Steel | Field installed cathodic protection |  | Single Wall, Steel |  |  | Field installed cathodic protection | Catchment Basin, Single walled catchment basin | Automatic shutoff device At 95% full | Automatic shutoff device At 95% full |  |  | Statistical Inventory Reconciliation (SIR) | [8 empty] | UST Currently In Use: 0; UST Temp Close: 0; AST Currently In Use: 0; AST Temp Closed: 0 | 0 | 0 | 5 | 22751-055-005714 | MOAEN H AL-HEGAZEN
31101 | Permanently Closed | 1990-03-20 | 1974-01-01 | 1990-03-20 | Petroleum | Unleaded gasoline | Unleaded gasoline |  | Steel | Steel |  | Painted or None | Steel |  | 1901-01-01 | [15 empty] | UST Currently In Use: 0; UST Temp Close: 0; AST Currently In Use: 0; AST Temp Closed: 0 | 0 | 0 | 4 | 14776-055-005716 | BROWN OIL CO INC
31102 | Permanently Closed | 1990-03-20 | 1964-01-01 | 1990-03-20 | Petroleum | Unleaded gasoline | Unleaded gasoline |  | Steel | Steel |  | Painted or None | Steel |  | 1901-01-01 | [15 empty] | UST Currently In Use: 0; UST Temp Close: 0; AST Currently In Use: 0; AST Temp Closed: 0 | 0 | 0 | 4 | 14776-055-005716 | BROWN OIL CO INC
31103 | Permanently Closed | 1990-03-20 | 1964-01-01 | 1990-03-20 | Petroleum | Unleaded gasoline | Unleaded gasoline |  | Steel | Steel |  | Painted or None | Steel |  | 1901-01-01 | [15 empty] | UST Currently In Use: 0; UST Temp Close: 0; AST Currently In Use: 0; AST Temp Closed: 0 | 0 | 0 | 4 | 14776-055-005716 | BROWN OIL CO INC
31104 | Permanently Closed | 1990-03-20 | 1980-01-01 | 1990-03-20 | Petroleum | Kerosene | Kerosene |  | Steel | Steel |  | Painted or None | Steel |  | 1901-01-01 | [15 empty] | UST Currently In Use: 0; UST Temp Close: 0; AST Currently In Use: 0; AST Temp Closed: 0 | 0 | 0 | 4 | 14776-055-005716 | BROWN OIL CO INC
31105 | Permanently Closed | 1989-07-01 | 1982-01-01 | 1989-11-24 | Petroleum | Unleaded gasoline | Unleaded gasoline |  | Steel | Steel |  | Painted or None | Steel |  | 1901-01-01 | [15 empty] | UST Currently In Use: 0; UST Temp Close: 0; AST Currently In Use: 0; AST Temp Closed: 0 | 0 | 0 | 3 | 14776-055-005717 | BROWN OIL CO INC
31106 | Permanently Closed | 1989-07-01 | 1982-01-01 | 1989-11-24 | Petroleum | Unleaded gasoline | Unleaded gasoline |  |  |  |  | Painted or None | Steel |  | 1901-01-01 | [15 empty] | UST Currently In Use: 0; UST Temp Close: 0; AST Currently In Use: 0; AST Temp Closed: 0 | 0 | 0 | 3 | 14776-055-005717 | BROWN OIL CO INC
31107 | Permanently Closed | 1989-07-01 | 1982-01-01 | 1989-11-24 | Petroleum | Unleaded gasoline | Unleaded gasoline |  |  |  |  | Painted or None | Steel |  | 1901-01-01 | [15 empty] | UST Currently In Use: 0; UST Temp Close: 0; AST Currently In Use: 0; AST Temp Closed: 0 | 0 | 0 | 3 | 14776-055-005717 | BROWN OIL CO INC
31108 | Permanently Closed | 1991-08-08 | 1974-01-01 | 1991-08-08 | Petroleum | Unleaded gasoline | Unleaded gasoline |  | Steel | Steel |  | Painted or None | Steel |  | 1901-01-01 | [15 empty] | UST Currently In Use: 4; UST Temp Close: 0; AST Currently In Use: 0; AST Temp Closed: 0 | 4 | 0 | 5 | 24698-055-005718 | PIERCE PETRO, LLC
31109 | Permanently Closed | 1991-08-08 | 1976-01-01 | 1991-08-08 | Petroleum | Unleaded gasoline | Unleaded gasoline |  | Steel | Steel |  | Painted or None | Steel |  | 1901-01-01 | [15 empty] | UST Currently In Use: 4; UST Temp Close: 0; AST Currently In Use: 0; AST Temp Closed: 0 | 4 | 0 | 5 | 24698-055-005718 | PIERCE PETRO, LLC
31110 | Permanently Closed | 1991-08-08 | 1974-01-01 | 1991-08-08 | Petroleum | Unleaded gasoline | Unleaded gasoline |  | Steel | Steel |  | Painted or None | Steel |  | 1901-01-01 | [15 empty] | UST Currently In Use: 4; UST Temp Close: 0; AST Currently In Use: 0; AST Temp Closed: 0 | 4 | 0 | 5 | 24698-055-005718 | PIERCE PETRO, LLC
31111 | Permanently Closed | 1991-08-08 | 1982-01-01 | 1991-08-08 | Petroleum | On road diesel | On road diesel |  | Steel | Steel |  | Painted or None | Steel |  | 1901-01-01 | [15 empty] | UST Currently In Use: 4; UST Temp Close: 0; AST Currently In Use: 0; AST Temp Closed: 0 | 4 | 0 | 5 | 24698-055-005718 | PIERCE PETRO, LLC
31112 | Permanently Closed | 1991-08-08 | 1982-01-01 | 1991-08-08 | Petroleum | Kerosene | Kerosene |  | Steel | Steel |  | Painted or None | Steel |  | 1901-01-01 | [15 empty] | UST Currently In Use: 4; UST Temp Close: 0; AST Currently In Use: 0; AST Temp Closed: 0 | 4 | 0 | 5 | 24698-055-005718 | PIERCE PETRO, LLC
31113 | Permanently Closed | 1992-05-26 | 1981-01-01 | 1992-05-26 | Petroleum | Unleaded gasoline | Unleaded gasoline |  | Steel | Steel |  | Painted or None | Steel |  | 1901-01-01 | [15 empty] | UST Currently In Use: 2; UST Temp Close: 0; AST Currently In Use: 0; AST Temp Closed: 0 | 2 | 0 | 5 | 14776-055-005725 | BROWN OIL CO INC
31114 | Permanently Closed | 1992-05-26 | 1974-01-01 | 1992-05-26 | Petroleum | Unleaded gasoline | Unleaded gasoline |  | Steel | Steel |  | Painted or None | Steel |  | 1901-01-01 | [15 empty] | UST Currently In Use: 2; UST Temp Close: 0; AST Currently In Use: 0; AST Temp Closed: 0 | 2 | 0 | 5 | 14776-055-005725 | BROWN OIL CO INC
31115 | Permanently Closed | 1992-05-26 | 1974-01-01 | 1992-05-26 | Petroleum | Unleaded gasoline | Unleaded gasoline |  | Steel | Steel |  | Painted or None | Steel |  | 1901-01-01 | [15 empty] | UST Currently In Use: 2; UST Temp Close: 0; AST Currently In Use: 0; AST Temp Closed: 0 | 2 | 0 | 5 | 14776-055-005725 | BROWN OIL CO INC
31116 | Permanently Closed | 1992-05-26 | 1977-01-01 | 1992-05-26 | Petroleum | On road diesel | On road diesel |  | Steel | Steel |  | Painted or None | Steel |  | 1901-01-01 | [15 empty] | UST Currently In Use: 2; UST Temp Close: 0; AST Currently In Use: 0; AST Temp Closed: 0 | 2 | 0 | 5 | 14776-055-005725 | BROWN OIL CO INC
31117 | Permanently Closed | 1992-05-26 | 1975-01-01 | 1992-05-26 | Petroleum | Kerosene | Kerosene |  | Steel | Steel |  | Painted or None | Steel |  | 1901-01-01 | [15 empty] | UST Currently In Use: 2; UST Temp Close: 0; AST Currently In Use: 0; AST Temp Closed: 0 | 2 | 0 | 5 | 14776-055-005725 | BROWN OIL CO INC
31118 | Permanently Closed | 1989-04-01 | 1971-01-01 | 1989-04-14 | Petroleum | Unleaded gasoline | Unleaded gasoline |  | Steel | Steel |  | Painted or None | Steel |  | 1901-01-01 | [15 empty] | UST Currently In Use: 0; UST Temp Close: 0; AST Currently In Use: 0; AST Temp Closed: 0 | 0 | 0 | 3 | 14776-055-005726 | BROWN OIL CO INC
31119 | Permanently Closed | 1989-04-01 | 1971-01-01 | 1989-04-14 | Petroleum | Unleaded gasoline | Unleaded gasoline |  | Steel | Steel |  | Painted or None | Steel |  | 1901-01-01 | [15 empty] | UST Currently In Use: 0; UST Temp Close: 0; AST Currently In Use: 0; AST Temp Closed: 0 | 0 | 0 | 3 | 14776-055-005726 | BROWN OIL CO INC
31120 | Permanently Closed | 1989-04-01 | 1971-01-01 | 1989-04-14 | Petroleum | Unleaded gasoline | Unleaded gasoline |  | Steel | Steel |  | Painted or None | Steel |  | 1901-01-01 | [15 empty] | UST Currently In Use: 0; UST Temp Close: 0; AST Currently In Use: 0; AST Temp Closed: 0 | 0 | 0 | 3 | 14776-055-005726 | BROWN OIL CO INC
31121 | Permanently Closed | 1996-08-07 | 1980-01-01 | 1996-08-07 | Petroleum | Unleaded gasoline | Unleaded gasoline |  | Steel | Steel |  | Painted or None | Steel |  | 1901-01-01 | [6 empty] | Other, Statistical Inventory Reconciliation (SIR) |  | Other, USTMAN | Other |  |  | Other, USTMAN | Other |  | UST Currently In Use: 0; UST Temp Close: 0; AST Currently In Use: 0; AST Temp Closed: 0 | 0 | 0 | 3 | 14776-055-005727 | BROWN OIL CO INC
31122 | Permanently Closed | 1996-08-07 | 1977-01-01 | 1996-08-07 | Petroleum | Unleaded gasoline | Unleaded gasoline |  | Steel | Steel |  | Painted or None | Steel |  | 1901-01-01 | [6 empty] | Other, Statistical Inventory Reconciliation (SIR) |  | Other, USTMAN | Other |  |  | Annual line testing, Other, USTMAN | Other |  | UST Currently In Use: 0; UST Temp Close: 0; AST Currently In Use: 0; AST Temp Closed: 0 | 0 | 0 | 3 | 14776-055-005727 | BROWN OIL CO INC
31123 | Permanently Closed | 1996-08-07 | 1977-01-01 | 1996-08-07 | Petroleum | Unleaded gasoline | Unleaded gasoline |  | Steel | Steel |  | Painted or None | Steel |  | 1901-01-01 | [6 empty] | Other, Statistical Inventory Reconciliation (SIR) |  | Other, USTMAN | Other |  |  | Annual line testing, Other, USTMAN | Other |  | UST Currently In Use: 0; UST Temp Close: 0; AST Currently In Use: 0; AST Temp Closed: 0 | 0 | 0 | 3 | 14776-055-005727 | BROWN OIL CO INC
31124 | Permanently Closed | 1992-01-01 | 1978-01-01 | 1992-01-01 | Petroleum | Unleaded gasoline | Unleaded gasoline |  | Steel | Steel |  | Painted or None | Steel |  | 1901-01-01 | [15 empty] | UST Currently In Use: 3; UST Temp Close: 0; AST Currently In Use: 0; AST Temp Closed: 0 | 3 | 0 | 4 | 25255-055-005729 | JAMIE GRANT
31125 | Permanently Closed | 1992-01-01 | 1978-01-01 | 1992-01-01 | Petroleum | Unleaded gasoline | Unleaded gasoline |  | Steel | Steel |  | Painted or None | Steel |  | 1901-01-01 | [15 empty] | UST Currently In Use: 3; UST Temp Close: 0; AST Currently In Use: 0; AST Temp Closed: 0 | 3 | 0 | 4 | 25255-055-005729 | JAMIE GRANT
31126 | Permanently Closed | 1992-01-01 | 1978-01-01 | 1992-01-01 | Petroleum | Unleaded gasoline | Unleaded gasoline |  | Steel | Steel |  | Painted or None | Steel |  | 1901-01-01 | [15 empty] | UST Currently In Use: 3; UST Temp Close: 0; AST Currently In Use: 0; AST Temp Closed: 0 | 3 | 0 | 4 | 25255-055-005729 | JAMIE GRANT
31127 | Permanently Closed | 1992-01-01 | 1978-01-01 | 1992-01-01 | Petroleum | On road diesel | On road diesel |  | Steel | Steel |  | Painted or None | Steel |  | 1901-01-01 | [15 empty] | UST Currently In Use: 3; UST Temp Close: 0; AST Currently In Use: 0; AST Temp Closed: 0 | 3 | 0 | 4 | 25255-055-005729 | JAMIE GRANT
31128 | Permanently Closed | 1987-07-01 | 1973-01-01 | 1988-01-01 | Petroleum | Unleaded gasoline | Unleaded gasoline |  | Steel | Steel |  | Painted or None | Steel |  | 1901-01-01 | [15 empty] | UST Currently In Use: 0; UST Temp Close: 0; AST Currently In Use: 0; AST Temp Closed: 0 | 0 | 0 | 3 | 14776-055-011962 | BROWN OIL CO INC
31129 | Permanently Closed | 1987-07-01 | 1979-01-01 | 1988-01-01 | Petroleum | Unleaded gasoline | Unleaded gasoline |  | Steel | Steel |  | Painted or None | Steel |  | 1901-01-01 | [15 empty] | UST Currently In Use: 0; UST Temp Close: 0; AST Currently In Use: 0; AST Temp Closed: 0 | 0 | 0 | 3 | 14776-055-011962 | BROWN OIL CO INC
31130 | Permanently Closed | 1987-07-01 | 1973-01-01 | 1988-01-01 | Petroleum | Unleaded gasoline | Unleaded gasoline |  | Steel | Steel |  | Painted or None | Steel |  | 1901-01-01 | [15 empty] | UST Currently In Use: 0; UST Temp Close: 0; AST Currently In Use: 0; AST Temp Closed: 0 | 0 | 0 | 3 | 14776-055-011962 | BROWN OIL CO INC
31131 | Currently in Use |  | 1987-05-14 |  | Petroleum | Unleaded gasoline | Unleaded gasoline | Retail | Single Wall, Steel | Steel | Coated & cathodic protection (sti-P3) |  | Fiberglass reinforced plastic, Single Wall |  |  |  | Catchment Basin, Single walled catchment basin | Automatic shutoff device At 95% full | Automatic shutoff device At 95% full |  |  | Statistical Inventory Reconciliation (SIR) |  | Automatic flow restrictor (MLLD) | Automatic flow restrictor (MLLD) |  |  | Continuous alarm system, Statistical inventory reconciliation (SIR) | Statistical inventory reconciliation (SIR) |  | UST Currently In Use: 4; UST Temp Close: 0; AST Currently In Use: 0; AST Temp Closed: 0 | 4 | 0 | 0 | 17904-055-013110 | JEFFREY A. BROWN
31132 | Currently in Use |  | 1987-05-14 |  | Petroleum | Unleaded gasoline | Unleaded gasoline | Retail | Single Wall, Steel | Steel | Coated & cathodic protection (sti-P3) |  | Fiberglass reinforced plastic, Single Wall |  |  |  | Catchment Basin, Single walled catchment basin | Automatic shutoff device At 95% full | Automatic shutoff device At 95% full |  |  | Statistical Inventory Reconciliation (SIR) |  | Automatic flow restrictor (MLLD) | Automatic flow restrictor (MLLD) |  |  | Continuous alarm system, Statistical inventory reconciliation (SIR) | Statistical inventory reconciliation (SIR) |  | UST Currently In Use: 4; UST Temp Close: 0; AST Currently In Use: 0; AST Temp Closed: 0 | 4 | 0 | 0 | 17904-055-013110 | JEFFREY A. BROWN
31133 | Currently in Use |  | 1987-05-14 |  | Petroleum | Premium gasoline | Premium gasoline | Retail | Single Wall, Steel | Steel | Coated & cathodic protection (sti-P3) |  | Fiberglass reinforced plastic, Single Wall |  |  |  | Catchment Basin, Single walled catchment basin | Automatic shutoff device At 95% full | Automatic shutoff device At 95% full |  |  | Statistical Inventory Reconciliation (SIR) |  | Automatic flow restrictor (MLLD) | Automatic flow restrictor (MLLD) |  |  | Continuous alarm system, Statistical inventory reconciliation (SIR) | Statistical inventory reconciliation (SIR) |  | UST Currently In Use: 4; UST Temp Close: 0; AST Currently In Use: 0; AST Temp Closed: 0 | 4 | 0 | 0 | 17904-055-013110 | JEFFREY A. BROWN
31134 | Currently in Use |  | 1988-02-24 |  | Petroleum | Unleaded gasoline | Unleaded gasoline | Retail | Single Wall, Steel, 6K/6K | Steel | Coated & cathodic protection (sti-P3) |  | Double Wall, Flexible | APT |  |  | Catchment Basin, Single walled catchment basin | Flow Rest 90% Full | Flow Rest 90% Full |  |  | Statistical Inventory Reconciliation (SIR) |  | Automatic flow restrictor (MLLD), Containment Sump | Containment Sump |  |  | Statistical inventory reconciliation (SIR) | Statistical inventory reconciliation (SIR) |  | UST Currently In Use: 2; UST Temp Close: 0; AST Currently In Use: 0; AST Temp Closed: 0 | 2 | 0 | 0 | 14776-055-013371 | BROWN OIL CO INC
31136 | Currently in Use |  | 1988-02-24 |  | Petroleum | Premium gasoline | Premium gasoline | Retail | Single Wall, Steel | Steel | Coated & cathodic protection (sti-P3) |  | Double Wall, Flexible | APT |  |  | Catchment Basin, Single walled catchment basin | Flow Rest 90% Full | Flow Rest 90% Full |  |  | Statistical Inventory Reconciliation (SIR) |  | Automatic flow restrictor (MLLD), Containment Sump | Containment Sump |  |  | Statistical inventory reconciliation (SIR) | Statistical inventory reconciliation (SIR) |  | UST Currently In Use: 2; UST Temp Close: 0; AST Currently In Use: 0; AST Temp Closed: 0 | 2 | 0 | 0 | 14776-055-013371 | BROWN OIL CO INC
31137 | Permanently Closed | 1901-01-01 | 1983-01-01 | 1988-12-01 | Petroleum | Unleaded gasoline | Unleaded gasoline |  | Steel | Steel | Coated & cathodic protection (sti-P3) |  | Steel |  | 1901-01-01 | [15 empty] | UST Currently In Use: 0; UST Temp Close: 0; AST Currently In Use: 0; AST Temp Closed: 0 | 0 | 0 | 3 | 14776-095-005734 | BROWN OIL CO INC
31138 | Permanently Closed | 1901-01-01 | 1983-01-01 | 1988-12-01 | Petroleum | Unleaded gasoline | Unleaded gasoline |  | Steel | Steel | Coated & cathodic protection (sti-P3) |  | Steel |  | 1901-01-01 | [15 empty] | UST Currently In Use: 0; UST Temp Close: 0; AST Currently In Use: 0; AST Temp Closed: 0 | 0 | 0 | 3 | 14776-095-005734 | BROWN OIL CO INC
31139 | Permanently Closed | 1901-01-01 | 1983-01-01 | 1988-12-01 | Petroleum | Unleaded gasoline | Unleaded gasoline |  | Steel | Steel | Coated & cathodic protection (sti-P3) |  | Steel |  | 1901-01-01 | [15 empty] | UST Currently In Use: 0; UST Temp Close: 0; AST Currently In Use: 0; AST Temp Closed: 0 | 0 | 0 | 3 | 14776-095-005734 | BROWN OIL CO INC
31140 | Currently in Use |  | 1987-01-01 |  | Petroleum | Unleaded gasoline | Unleaded gasoline | Retail | Single Wall, Steel | Steel | Coated & cathodic protection (sti-P3) |  | Fiberglass reinforced plastic, Single Wall |  |  |  | Catchment Basin, Single walled catchment basin | Automatic shutoff device At 95% full | Automatic shutoff device At 95% full |  |  | Statistical Inventory Reconciliation (SIR) |  | Automatic flow restrictor (MLLD) | Automatic flow restrictor (MLLD) |  |  | Statistical inventory reconciliation (SIR) | Statistical inventory reconciliation (SIR) |  | UST Currently In Use: 2; UST Temp Close: 0; AST Currently In Use: 0; AST Temp Closed: 0 | 2 | 0 | 0 | 21582-095-012304 | HAMILTON COMPANY, INC.
31142 | Currently in Use |  | 1987-01-01 |  | Petroleum | Premium gasoline | Premium gasoline | Retail | Single Wall, Steel | Steel | Coated & cathodic protection (sti-P3) |  | Fiberglass reinforced plastic, Single Wall |  |  |  | Catchment Basin, Single walled catchment basin | Automatic shutoff device At 95% full | Automatic shutoff device At 95% full |  |  | Statistical Inventory Reconciliation (SIR) |  | Automatic flow restrictor (MLLD) | Automatic flow restrictor (MLLD) |  |  | Statistical inventory reconciliation (SIR) | Statistical inventory reconciliation (SIR) |  | UST Currently In Use: 2; UST Temp Close: 0; AST Currently In Use: 0; AST Temp Closed: 0 | 2 | 0 | 0 | 21582-095-012304 | HAMILTON COMPANY, INC.
31143 | Permanently Closed | 1998-12-22 | 1983-01-01 | 1999-01-01 | Petroleum | Unleaded gasoline | Unleaded gasoline | Retail | Steel | Steel |  | Painted or None | Steel |  | 1901-01-01 | [15 empty] | UST Currently In Use: 0; UST Temp Close: 4; AST Currently In Use: 0; AST Temp Closed: 0 | 0 | 4 | 3 | 17295-115-005724 | JAMES POPE
31144 | Permanently Closed | 1998-12-22 | 1983-01-01 | 1999-01-01 | Petroleum | Unleaded gasoline | Unleaded gasoline |  | Steel | Steel |  | Painted or None | Steel |  | 1901-01-01 | [15 empty] | UST Currently In Use: 0; UST Temp Close: 4; AST Currently In Use: 0; AST Temp Closed: 0 | 0 | 4 | 3 | 17295-115-005724 | JAMES POPE
31145 | Permanently Closed | 1998-12-22 | 1983-01-01 | 1999-01-01 | Petroleum | Unleaded gasoline | Unleaded gasoline |  | Steel | Steel |  | Painted or None | Steel |  | 1901-01-01 | [15 empty] | UST Currently In Use: 0; UST Temp Close: 4; AST Currently In Use: 0; AST Temp Closed: 0 | 0 | 4 | 3 | 17295-115-005724 | JAMES POPE
31146 | Permanently Closed | 1988-10-25 | 1963-01-01 | 1988-10-25 | Petroleum | Unleaded gasoline | Unleaded gasoline |  | Steel | Steel |  | Painted or None | Steel |  | 1901-01-01 | [15 empty] | UST Currently In Use: 0; UST Temp Close: 0; AST Currently In Use: 0; AST Temp Closed: 0 | 0 | 0 | 6 | 14778-097-011828 | T.D. KELLY
31147 | Permanently Closed | 1988-10-25 | 1963-01-01 | 1988-10-25 | Petroleum | Unleaded gasoline | Unleaded gasoline |  | Steel | Steel |  | Painted or None | Steel |  | 1901-01-01 | [15 empty] | UST Currently In Use: 0; UST Temp Close: 0; AST Currently In Use: 0; AST Temp Closed: 0 | 0 | 0 | 6 | 14778-097-011828 | T.D. KELLY
31148 | Permanently Closed | 1988-10-25 | 1963-01-01 | 1988-10-25 | Petroleum | Unleaded gasoline | Unleaded gasoline |  | Steel | Steel |  | Painted or None | Steel |  | 1901-01-01 | [15 empty] | UST Currently In Use: 0; UST Temp Close: 0; AST Currently In Use: 0; AST Temp Closed: 0 | 0 | 0 | 6 | 14778-097-011828 | T.D. KELLY
31149 | Permanently Closed | 2022-05-09 | 1988-01-01 | 2024-04-29 | Petroleum | Unleaded gasoline | Unleaded gasoline | Retail | Fiberglass reinforced plastic | Fiberglass reinforced plastic |  |  | Fiberglass reinforced plastic |  | 1901-01-01 |  | Catchment Basin, Single walled catchment basin | Flow Rest 90% Full | Flow Rest 90% Full |  |  | Statistical Inventory Reconciliation (SIR) |  | Automatic flow restrictor (MLLD) | Automatic flow restrictor (MLLD) |  |  | Annual line testing, Statistical inventory reconciliation (SIR) | Statistical inventory reconciliation (SIR) |  | UST Currently In Use: 0; UST Temp Close: 0; AST Currently In Use: 0; AST Temp Closed: 0 | 0 | 0 | 6 | 14778-097-011828 | T.D. KELLY
31150 | Permanently Closed | 2022-05-09 | 1988-01-01 | 2024-04-29 | Petroleum | Mid-grade gasoline | Mid-grade gasoline | Retail | Fiberglass reinforced plastic | Fiberglass reinforced plastic |  |  | Fiberglass reinforced plastic |  | 1901-01-01 |  | Catchment Basin, Single walled catchment basin | Flow Rest 90% Full | Flow Rest 90% Full |  |  | Statistical Inventory Reconciliation (SIR) |  | Automatic flow restrictor (MLLD) | Automatic flow restrictor (MLLD) |  |  | Annual line testing, Statistical inventory reconciliation (SIR) | Statistical inventory reconciliation (SIR) |  | UST Currently In Use: 0; UST Temp Close: 0; AST Currently In Use: 0; AST Temp Closed: 0 | 0 | 0 | 6 | 14778-097-011828 | T.D. KELLY
31151 | Permanently Closed | 2022-05-09 | 1988-01-01 | 2024-04-29 | Petroleum | Premium gasoline | Premium gasoline | Retail | Fiberglass reinforced plastic | Fiberglass reinforced plastic |  |  | Fiberglass reinforced plastic |  | 1901-01-01 |  | Catchment Basin, Single walled catchment basin | Flow Rest 90% Full | Flow Rest 90% Full |  |  | Statistical Inventory Reconciliation (SIR) |  | Automatic flow restrictor (MLLD) | Automatic flow restrictor (MLLD) |  |  | Annual line testing, Statistical inventory reconciliation (SIR) | Statistical inventory reconciliation (SIR) |  | UST Currently In Use: 0; UST Temp Close: 0; AST Currently In Use: 0; AST Temp Closed: 0 | 0 | 0 | 6 | 14778-097-011828 | T.D. KELLY
31152 | Currently in Use |  | 1976-01-01 |  | Petroleum | Unleaded gasoline | Unleaded gasoline | Retail | Steel | Steel | Field installed cathodic protection |  | Steel |  |  | Field installed cathodic protection | Catchment Basin, Single walled catchment basin | Automatic shutoff device At 95% full | Automatic shutoff device At 95% full |  |  | Automatic Tank Gauge | [8 empty] | UST Currently In Use: 2; UST Temp Close: 0; AST Currently In Use: 0; AST Temp Closed: 0 | 2 | 0 | 0 | 25902-075-011436 | TJ'S MINI MART MOHAMED ALRAXI
31153 | Currently in Use | 2005-12-01 | 1976-01-01 |  | Petroleum | On road diesel | On road diesel | Retail | Steel | Steel | Field installed cathodic protection |  | Steel |  |  | Field installed cathodic protection | Catchment Basin, Single walled catchment basin | Automatic shutoff device At 95% full | Automatic shutoff device At 95% full |  |  | Automatic Tank Gauge | [8 empty] | UST Currently In Use: 2; UST Temp Close: 0; AST Currently In Use: 0; AST Temp Closed: 0 | 2 | 0 | 0 | 25902-075-011436 | TJ'S MINI MART MOHAMED ALRAXI
31154 | Permanently Closed | 1992-12-01 | 1961-01-01 | 1993-10-05 | Petroleum | Unleaded gasoline | Unleaded gasoline |  | Steel | Steel |  | Painted or None | Steel |  | 1901-01-01 | [12 empty] | Annual line testing | Annual line testing |  | UST Currently In Use: 0; UST Temp Close: 0; AST Currently In Use: 2; AST Temp Closed: 0 | 0 | 0 | 2 | 14780-023-004773 | T L ALLEN
31155 | Permanently Closed | 1992-12-01 | 1961-01-01 | 1993-10-05 | Petroleum | Unleaded gasoline | Unleaded gasoline |  | Steel | Steel |  | Painted or None | Steel |  | 1901-01-01 | [12 empty] | Annual line testing | Annual line testing |  | UST Currently In Use: 0; UST Temp Close: 0; AST Currently In Use: 2; AST Temp Closed: 0 | 0 | 0 | 2 | 14780-023-004773 | T L ALLEN
31156 | Permanently Closed | 1901-01-01 | 1933-01-01 | 1988-11-18 | Petroleum | Unleaded gasoline | Unleaded gasoline |  | Steel | Steel |  | Painted or None | Steel |  | 1901-01-01 | [15 empty] | UST Currently In Use: 0; UST Temp Close: 0; AST Currently In Use: 0; AST Temp Closed: 0 | 0 | 0 | 3 | 14781-111-008706 | T L MCCORD
31157 | Permanently Closed | 1901-01-01 | 1933-01-01 | 1988-11-18 | Petroleum | Unleaded gasoline | Unleaded gasoline |  | Steel | Steel |  | Painted or None | Steel |  | 1901-01-01 | [15 empty] | UST Currently In Use: 0; UST Temp Close: 0; AST Currently In Use: 0; AST Temp Closed: 0 | 0 | 0 | 3 | 14781-111-008706 | T L MCCORD
31158 | Permanently Closed | 1901-01-01 | 1976-01-01 | 1988-11-18 | Petroleum | Unleaded gasoline | Unleaded gasoline |  | Steel | Steel |  | Painted or None | Steel |  | 1901-01-01 | [15 empty] | UST Currently In Use: 0; UST Temp Close: 0; AST Currently In Use: 0; AST Temp Closed: 0 | 0 | 0 | 3 | 14781-111-008706 | T L MCCORD
31159 | Permanently Closed | 1993-12-30 | 1979-01-01 | 1993-12-30 | Petroleum | On road diesel | On road diesel |  | Steel | Steel |  | Painted or None | Steel |  | 1901-01-01 | [15 empty] | UST Currently In Use: 0; UST Temp Close: 0; AST Currently In Use: 0; AST Temp Closed: 0 | 0 | 0 | 3 | 14782-043-010292 | T M GORHAM
31160 | Permanently Closed | 1993-12-30 | 1979-01-01 | 1993-12-30 | Petroleum | On road diesel | On road diesel |  | Steel | Steel |  | Painted or None | Steel |  | 1901-01-01 | [15 empty] | UST Currently In Use: 0; UST Temp Close: 0; AST Currently In Use: 0; AST Temp Closed: 0 | 0 | 0 | 3 | 14782-043-010292 | T M GORHAM
31161 | Permanently Closed | 1993-12-30 | 1979-01-01 | 1993-12-30 | Petroleum | Unleaded gasoline | Unleaded gasoline |  | Steel | Steel |  | Painted or None | Steel |  | 1901-01-01 | [15 empty] | UST Currently In Use: 0; UST Temp Close: 0; AST Currently In Use: 0; AST Temp Closed: 0 | 0 | 0 | 3 | 14782-043-010292 | T M GORHAM
31162 | Permanently Closed | 1992-03-05 | 1974-01-01 | 1992-03-05 | Petroleum | Unleaded gasoline | Unleaded gasoline |  | Steel | Steel |  | Painted or None | Steel |  | 1901-01-01 | [15 empty] | UST Currently In Use: 0; UST Temp Close: 0; AST Currently In Use: 0; AST Temp Closed: 0 | 0 | 0 | 3 | 14783-039-003557 | T O BALLARD
31163 | Permanently Closed | 1992-03-05 | 1974-01-01 | 1992-03-05 | Petroleum | Unleaded gasoline | Unleaded gasoline |  | Steel | Steel |  | Painted or None | Steel |  | 1901-01-01 | [15 empty] | UST Currently In Use: 0; UST Temp Close: 0; AST Currently In Use: 0; AST Temp Closed: 0 | 0 | 0 | 3 | 14783-039-003557 | T O BALLARD
31164 | Permanently Closed | 1992-03-05 | 1974-01-01 | 1992-03-05 | Petroleum | Unleaded gasoline | Unleaded gasoline |  | Steel | Steel |  | Painted or None | Steel |  | 1901-01-01 | [15 empty] | UST Currently In Use: 0; UST Temp Close: 0; AST Currently In Use: 0; AST Temp Closed: 0 | 0 | 0 | 3 | 14783-039-003557 | T O BALLARD
31165 | Permanently Closed | 1991-11-04 | 1971-01-01 | 1991-11-04 | Petroleum | On road diesel | On road diesel |  | Steel | Steel |  | Painted or None | Steel |  | 1901-01-01 | [15 empty] | UST Currently In Use: 0; UST Temp Close: 0; AST Currently In Use: 0; AST Temp Closed: 0 | 0 | 0 | 2 | 14785-039-000660 | T P S INC
31166 | Permanently Closed | 1991-11-04 | 1978-01-01 | 1991-11-04 | Petroleum | On road diesel | On road diesel |  | Steel | Steel |  | Painted or None | Steel |  | 1901-01-01 | [15 empty] | UST Currently In Use: 0; UST Temp Close: 0; AST Currently In Use: 0; AST Temp Closed: 0 | 0 | 0 | 2 | 14785-039-000660 | T P S INC
31167 | Permanently Closed | 1989-04-01 | 1964-01-01 |  | Petroleum | On road diesel | On road diesel |  | Steel | Steel |  | Painted or None | Steel |  | 1901-01-01 | [15 empty] | UST Currently In Use: 0; UST Temp Close: 0; AST Currently In Use: 2; AST Temp Closed: 1 | 0 | 0 | 3 | 14786-053-004433 | T R MILLER MILL CO INC
31168 | Permanently Closed | 1989-04-01 | 1969-01-01 |  | Petroleum | On road diesel | On road diesel |  | Steel | Steel |  | Painted or None | Steel |  | 1901-01-01 | [15 empty] | UST Currently In Use: 0; UST Temp Close: 0; AST Currently In Use: 2; AST Temp Closed: 1 | 0 | 0 | 3 | 14786-053-004433 | T R MILLER MILL CO INC
31169 | Permanently Closed | 1989-04-01 | 1964-01-01 |  | Petroleum | Unleaded gasoline | Unleaded gasoline |  | Steel | Steel |  | Painted or None | Steel |  | 1901-01-01 | [15 empty] | UST Currently In Use: 0; UST Temp Close: 0; AST Currently In Use: 2; AST Temp Closed: 1 | 0 | 0 | 3 | 14786-053-004433 | T R MILLER MILL CO INC
31170 | Retired | 1988-12-22 | 1973-01-01 |  | Petroleum | Used oil | Used oil |  | Steel | Steel |  | Painted or None | Steel |  | 1901-01-01 | [15 empty] | UST Currently In Use: 0; UST Temp Close: 0; AST Currently In Use: 0; AST Temp Closed: 0 | 0 | 0 | 0 | 14787-107-010414 | T V HAMLIN IND
31171 | Cannot Locate or abandoned | 1988-12-25 | 1972-01-01 |  | Petroleum | Unleaded gasoline | Unleaded gasoline |  | Steel | Steel |  |  | Steel |  | 1901-01-01 | [15 empty] | UST Currently In Use: 0; UST Temp Close: 0; AST Currently In Use: 0; AST Temp Closed: 0 | 0 | 0 | 0 | 14788-109-002807 | T W ROGERS
31172 | Cannot Locate or abandoned | 1988-12-25 | 1972-01-01 |  | Petroleum | Unleaded gasoline | Unleaded gasoline |  | Steel | Steel |  |  | Steel |  | 1901-01-01 | [15 empty] | UST Currently In Use: 0; UST Temp Close: 0; AST Currently In Use: 0; AST Temp Closed: 0 | 0 | 0 | 0 | 14788-109-002807 | T W ROGERS
31173 | Cannot Locate or abandoned | 1988-12-25 | 1972-01-01 |  | Petroleum | Unleaded gasoline | Unleaded gasoline |  | Steel | Steel |  |  | Steel |  | 1901-01-01 | [15 empty] | UST Currently In Use: 0; UST Temp Close: 0; AST Currently In Use: 0; AST Temp Closed: 0 | 0 | 0 | 0 | 14788-109-002807 | T W ROGERS
31174 | Permanently Closed | 1976-09-01 | 1901-01-01 | 1989-01-19 | Petroleum | Unleaded gasoline | Unleaded gasoline | State/federal government | Steel | Steel |  | Painted or None |  |  | 1901-01-01 | [15 empty] | UST Currently In Use: 0; UST Temp Close: 0; AST Currently In Use: 0; AST Temp Closed: 0 | 0 | 0 | 1 | 14587-011-012259 | AL ST MILITARY DEPT - CFMO ENV. OFF.
31176 | Permanently Closed | 1993-09-15 | 1973-01-01 | 1993-09-21 | Petroleum | On road diesel | On road diesel | State/federal government | Steel | Steel |  | Painted or None | Steel |  | 1901-01-01 | [15 empty] | UST Currently In Use: 0; UST Temp Close: 0; AST Currently In Use: 0; AST Temp Closed: 0 | 0 | 0 | 3 | 14587-045-012249 | AL ST MILITARY DEPT - CFMO ENV. OFF.
31177 | Permanently Closed | 1993-09-15 | 1973-01-01 | 1993-09-21 | Petroleum | Unleaded gasoline | Unleaded gasoline | State/federal government | Steel | Steel |  | Painted or None | Steel |  | 1901-01-01 | [15 empty] | UST Currently In Use: 0; UST Temp Close: 0; AST Currently In Use: 0; AST Temp Closed: 0 | 0 | 0 | 3 | 14587-045-012249 | AL ST MILITARY DEPT - CFMO ENV. OFF.
31178 | Permanently Closed | 1993-09-15 | 1975-01-01 | 1993-09-15 | Petroleum | Used oil | Used oil | State/federal government | Steel | Steel |  | Painted or None | Steel |  | 1901-01-01 | [15 empty] | UST Currently In Use: 0; UST Temp Close: 0; AST Currently In Use: 0; AST Temp Closed: 0 | 0 | 0 | 3 | 14587-045-012249 | AL ST MILITARY DEPT - CFMO ENV. OFF.
31179 | Permanently Closed | 1984-06-01 | 1964-01-01 |  | Petroleum | Unleaded gasoline | Unleaded gasoline | Local government | [6 empty] | 1901-01-01 | [15 empty] | UST Currently In Use: 0; UST Temp Close: 0; AST Currently In Use: 0; AST Temp Closed: 0 | 0 | 0 | 1 | 14791-121-000666 | TALLADEGA CITY BOARD OF EDUCATION
31180 | Temporary Closed | 2019-09-01 | 1984-01-01 |  | Petroleum | On road diesel | On road diesel | Local government | Fiberglass reinforced plastic, Single Wall | Single Wall |  |  | Fiberglass reinforced plastic, Single Wall |  | 1901-01-01 |  | Catchment Basin, Single walled catchment basin | Flow Rest 90% Full | Flow Rest 90% Full |  |  | Automatic Tank Gauge | [8 empty] | UST Currently In Use: 0; UST Temp Close: 1; AST Currently In Use: 1; AST Temp Closed: 0 | 0 | 1 | 0 | 14791-121-014305 | TALLADEGA CITY BOARD OF EDUCATION
31181 | Permanently Closed | 1996-07-10 | 1969-01-01 | 1996-07-10 | Petroleum | Unleaded gasoline | Unleaded gasoline | Local government | Steel | Steel |  | Painted or None | Steel |  | 1901-01-01 | [15 empty] | UST Currently In Use: 0; UST Temp Close: 1; AST Currently In Use: 0; AST Temp Closed: 0 | 0 | 1 | 2 | 14793-121-002815 | TALLADEGA COUNTY BOARD OF EDUCATION
31182 | Permanently Closed | 1999-07-14 | 1983-01-01 | 1999-07-14 | Petroleum | On road diesel | On road diesel | Local government | Fiberglass reinforced plastic | Fiberglass reinforced plastic |  |  | Fiberglass reinforced plastic |  | 1901-01-01 | [15 empty] | UST Currently In Use: 0; UST Temp Close: 1; AST Currently In Use: 0; AST Temp Closed: 0 | 0 | 1 | 2 | 14793-121-002815 | TALLADEGA COUNTY BOARD OF EDUCATION
31183 | Permanently Closed | 1997-07-01 | 1978-01-01 | 1997-07-01 | Petroleum | Unleaded gasoline | Unleaded gasoline | Local government | Steel | Steel |  | Painted or None | Steel |  | 1901-01-01 | [15 empty] | UST Currently In Use: 0; UST Temp Close: 1; AST Currently In Use: 0; AST Temp Closed: 0 | 0 | 1 | 2 | 22567-121-003217 | TOWN OF MUNFORD
31184 | Permanently Closed | 1998-07-24 | 1983-01-01 | 1998-07-24 | Petroleum | On road diesel | On road diesel | Local government | Steel | Steel |  | Painted or None | Steel |  | 1901-01-01 | [15 empty] | UST Currently In Use: 0; UST Temp Close: 1; AST Currently In Use: 0; AST Temp Closed: 0 | 0 | 1 | 2 | 22567-121-003217 | TOWN OF MUNFORD
31185 | Permanently Closed | 1998-07-28 | 1978-01-01 | 1998-07-28 | Petroleum | Unleaded gasoline | Unleaded gasoline | Local government | Steel | Steel |  | Painted or None | Steel |  | 1901-01-01 | [15 empty] | UST Currently In Use: 0; UST Temp Close: 1; AST Currently In Use: 0; AST Temp Closed: 0 | 0 | 1 | 2 | 14793-121-003218 | TALLADEGA COUNTY BOARD OF EDUCATION
31186 | Permanently Closed | 1993-11-16 | 1983-01-01 | 1993-12-02 | Petroleum | On road diesel | On road diesel | Local government | Steel | Steel |  | Painted or None | Steel |  | 1901-01-01 | [15 empty] | UST Currently In Use: 0; UST Temp Close: 1; AST Currently In Use: 0; AST Temp Closed: 0 | 0 | 1 | 2 | 14793-121-003218 | TALLADEGA COUNTY BOARD OF EDUCATION
31187 | Permanently Closed | 1996-07-09 | 1973-01-01 | 1996-07-09 | Petroleum | Unleaded gasoline | Unleaded gasoline | Local government | Steel | Steel |  | Painted or None | Steel |  | 1901-01-01 | [15 empty] | UST Currently In Use: 0; UST Temp Close: 0; AST Currently In Use: 0; AST Temp Closed: 0 | 0 | 0 | 2 | 14793-121-003219 | TALLADEGA COUNTY BOARD OF EDUCATION
31188 | Permanently Closed | 1998-07-28 | 1982-01-01 | 1998-07-28 | Petroleum | On road diesel | On road diesel | Local government | Steel | Steel |  | Painted or None | Steel |  | 1901-01-01 | [15 empty] | UST Currently In Use: 0; UST Temp Close: 0; AST Currently In Use: 0; AST Temp Closed: 0 | 0 | 0 | 2 | 14793-121-003219 | TALLADEGA COUNTY BOARD OF EDUCATION
31189 | Permanently Closed | 1993-12-01 | 1974-01-01 | 1993-12-01 | Petroleum | Unleaded gasoline | Unleaded gasoline | Local government | Steel | Steel |  | Painted or None | Steel |  | 1901-01-01 | [15 empty] | UST Currently In Use: 0; UST Temp Close: 0; AST Currently In Use: 0; AST Temp Closed: 0 | 0 | 0 | 1 | 14793-121-003220 | TALLADEGA COUNTY BOARD OF EDUCATION
31190 | Permanently Closed | 1992-12-10 | 1974-01-01 | 1992-12-10 | Petroleum | Unleaded gasoline | Unleaded gasoline | Local government | Steel | Steel |  | Painted or None | Steel |  | 1901-01-01 | [15 empty] | UST Currently In Use: 0; UST Temp Close: 0; AST Currently In Use: 0; AST Temp Closed: 0 | 0 | 0 | 2 | 14793-121-003221 | TALLADEGA COUNTY BOARD OF EDUCATION
31191 | Permanently Closed | 1992-12-10 | 1983-01-01 | 1992-12-10 | Petroleum | On road diesel | On road diesel | Local government | Steel | Steel |  | Painted or None | Steel |  | 1901-01-01 | [15 empty] | UST Currently In Use: 0; UST Temp Close: 0; AST Currently In Use: 0; AST Temp Closed: 0 | 0 | 0 | 2 | 14793-121-003221 | TALLADEGA COUNTY BOARD OF EDUCATION
31192 | Permanently Closed | 1993-11-16 | 1980-01-01 | 1993-11-22 | Petroleum | On road diesel | On road diesel | Local government | Steel | Steel |  | Painted or None | Steel |  | 1901-01-01 | [15 empty] | UST Currently In Use: 0; UST Temp Close: 0; AST Currently In Use: 0; AST Temp Closed: 0 | 0 | 0 | 1 | 14793-121-003222 | TALLADEGA COUNTY BOARD OF EDUCATION
31193 | Permanently Closed | 1995-08-01 | 1980-01-01 | 1995-08-01 | Petroleum | Unleaded gasoline | Unleaded gasoline | Local government | Steel | Steel |  | Painted or None | Steel |  | 1901-01-01 | [15 empty] | UST Currently In Use: 1; UST Temp Close: 0; AST Currently In Use: 0; AST Temp Closed: 0 | 1 | 0 | 2 | 14793-121-003223 | TALLADEGA COUNTY BOARD OF EDUCATION
31194 | Permanently Closed | 1998-07-20 | 1980-01-01 | 1998-07-20 | Petroleum | On road diesel | On road diesel | Local government | Steel | Steel |  | Painted or None | Steel |  | 1901-01-01 | [15 empty] | UST Currently In Use: 1; UST Temp Close: 0; AST Currently In Use: 0; AST Temp Closed: 0 | 1 | 0 | 2 | 14793-121-003223 | TALLADEGA COUNTY BOARD OF EDUCATION
31195 | Permanently Closed | 1992-11-25 | 1972-01-01 | 1992-11-25 | Petroleum | Unleaded gasoline | Unleaded gasoline | Local government | Steel | Steel |  | Painted or None | Steel |  | 1901-01-01 | [15 empty] | UST Currently In Use: 1; UST Temp Close: 0; AST Currently In Use: 0; AST Temp Closed: 0 | 1 | 0 | 2 | 14793-121-003224 | TALLADEGA COUNTY BOARD OF EDUCATION
31196 | Permanently Closed | 1998-06-26 | 1982-01-01 | 1998-06-26 | Petroleum | On road diesel | On road diesel | Local government | Steel | Steel |  | Painted or None | Steel |  | 1901-01-01 | [15 empty] | UST Currently In Use: 1; UST Temp Close: 0; AST Currently In Use: 0; AST Temp Closed: 0 | 1 | 0 | 2 | 14793-121-003224 | TALLADEGA COUNTY BOARD OF EDUCATION
31197 | Permanently Closed | 1991-09-05 | 1979-01-01 | 1991-09-05 | Petroleum | On road diesel | On road diesel | Local government | Steel | Steel |  | Painted or None | Steel |  | 1901-01-01 | [15 empty] | UST Currently In Use: 0; UST Temp Close: 0; AST Currently In Use: 0; AST Temp Closed: 0 | 0 | 0 | 2 | 14793-121-003225 | TALLADEGA COUNTY BOARD OF EDUCATION
31198 | Permanently Closed | 1982-03-01 | 1969-01-01 | 1991-09-05 | Petroleum | Used oil | Used oil | Local government | Steel | Steel |  | Painted or None | Steel |  | 1901-01-01 | [15 empty] | UST Currently In Use: 0; UST Temp Close: 0; AST Currently In Use: 0; AST Temp Closed: 0 | 0 | 0 | 2 | 14793-121-003225 | TALLADEGA COUNTY BOARD OF EDUCATION
31199 | Permanently Closed | 1901-01-01 | 1972-01-01 | 1988-01-01 | Petroleum | Unleaded gasoline | Unleaded gasoline | Local government | Steel | Steel |  | Painted or None | Steel |  | 1901-01-01 | [15 empty] | UST Currently In Use: 0; UST Temp Close: 0; AST Currently In Use: 0; AST Temp Closed: 0 | 0 | 0 | 3 | 14793-121-003226 | TALLADEGA COUNTY BOARD OF EDUCATION
31200 | Permanently Closed | 1993-11-16 | 1982-01-01 | 1993-11-23 | Petroleum | On road diesel | On road diesel | Local government | Steel | Steel |  | Painted or None | Steel |  | 1901-01-01 | [15 empty] | UST Currently In Use: 0; UST Temp Close: 0; AST Currently In Use: 0; AST Temp Closed: 0 | 0 | 0 | 3 | 14793-121-003226 | TALLADEGA COUNTY BOARD OF EDUCATION
31201 | Permanently Closed | 1997-07-01 | 1983-01-01 | 1997-07-01 | Petroleum | Unleaded gasoline | Unleaded gasoline | Local government | Fiberglass reinforced plastic | Fiberglass reinforced plastic |  |  | Fiberglass reinforced plastic |  | 1901-01-01 | [15 empty] | UST Currently In Use: 0; UST Temp Close: 0; AST Currently In Use: 0; AST Temp Closed: 0 | 0 | 0 | 3 | 14793-121-003226 | TALLADEGA COUNTY BOARD OF EDUCATION
31202 | Permanently Closed | 1995-08-01 | 1978-01-01 | 1995-08-01 | Petroleum | Unleaded gasoline | Unleaded gasoline | Local government | Steel | Steel |  | Painted or None | Steel |  | 1901-01-01 | [15 empty] | UST Currently In Use: 0; UST Temp Close: 0; AST Currently In Use: 0; AST Temp Closed: 0 | 0 | 0 | 3 | 14793-121-003227 | TALLADEGA COUNTY BOARD OF EDUCATION
31203 | Permanently Closed | 1998-07-24 | 1983-01-01 | 1998-07-24 | Petroleum | On road diesel | On road diesel | Local government | Steel | Steel |  | Painted or None | Steel |  | 1901-01-01 | [15 empty] | UST Currently In Use: 0; UST Temp Close: 0; AST Currently In Use: 0; AST Temp Closed: 0 | 0 | 0 | 3 | 14793-121-003227 | TALLADEGA COUNTY BOARD OF EDUCATION
31204 | Permanently Closed | 1998-06-30 | 1980-01-01 | 1998-06-30 | Petroleum | On road diesel | On road diesel | Local government | Steel | Steel |  | Painted or None | Steel |  | 1901-01-01 | [15 empty] | UST Currently In Use: 1; UST Temp Close: 0; AST Currently In Use: 0; AST Temp Closed: 0 | 1 | 0 | 2 | 14793-121-003228 | TALLADEGA COUNTY BOARD OF EDUCATION
31205 | Permanently Closed | 1996-07-11 | 1980-01-01 | 1996-07-11 | Petroleum | Unleaded gasoline | Unleaded gasoline | Local government | Steel | Steel |  | Painted or None | Steel |  | 1901-01-01 | [15 empty] | UST Currently In Use: 1; UST Temp Close: 0; AST Currently In Use: 0; AST Temp Closed: 0 | 1 | 0 | 2 | 14793-121-003228 | TALLADEGA COUNTY BOARD OF EDUCATION
31206 | Permanently Closed | 1991-09-06 | 1968-01-01 | 1991-09-06 | Petroleum | Unleaded gasoline | Unleaded gasoline | Local government | Steel | Steel |  | Painted or None | Steel |  | 1901-01-01 | [15 empty] | UST Currently In Use: 0; UST Temp Close: 0; AST Currently In Use: 0; AST Temp Closed: 0 | 0 | 0 | 1 | 14793-121-003229 | TALLADEGA COUNTY BOARD OF EDUCATION
31207 | Permanently Closed | 1992-12-03 | 1973-01-01 | 1992-12-03 | Petroleum | Unleaded gasoline | Unleaded gasoline | Local government | Steel | Steel |  | Painted or None | Fiberglass reinforced plastic |  | 1901-01-01 | [15 empty] | UST Currently In Use: 0; UST Temp Close: 0; AST Currently In Use: 0; AST Temp Closed: 0 | 0 | 0 | 3 | 14793-121-003230 | TALLADEGA COUNTY BOARD OF EDUCATION
31208 | Permanently Closed | 1993-02-03 | 1978-01-01 | 1993-02-03 | Petroleum | Unleaded gasoline | Unleaded gasoline | Local government | Steel | Steel |  | Painted or None | Steel |  | 1901-01-01 | [15 empty] | UST Currently In Use: 0; UST Temp Close: 0; AST Currently In Use: 0; AST Temp Closed: 0 | 0 | 0 | 3 | 14793-121-003230 | TALLADEGA COUNTY BOARD OF EDUCATION
31209 | Permanently Closed | 1993-02-03 | 1983-01-01 | 1993-02-03 | Petroleum | On road diesel | On road diesel | Local government | Steel | Steel |  | Painted or None | Steel |  | 1901-01-01 | [15 empty] | UST Currently In Use: 0; UST Temp Close: 0; AST Currently In Use: 0; AST Temp Closed: 0 | 0 | 0 | 3 | 14793-121-003230 | TALLADEGA COUNTY BOARD OF EDUCATION
31210 | Currently in Use |  | 1989-01-01 |  | Petroleum | On road diesel | On road diesel | Local Government | Fiberglass reinforced plastic | Fiberglass reinforced plastic |  |  | Fiberglass reinforced plastic |  | 1901-01-01 |  | Catchment Basin, Single walled catchment basin | Automatic shutoff device At 95% full | Automatic shutoff device At 95% full |  |  | Statistical Inventory Reconciliation (SIR) |  | Automatic flow restrictor (MLLD) | Automatic flow restrictor (MLLD) |  |  | Statistical inventory reconciliation (SIR) | Statistical inventory reconciliation (SIR) |  | UST Currently In Use: 1; UST Temp Close: 0; AST Currently In Use: 0; AST Temp Closed: 0 | 1 | 0 | 0 | 14793-121-014019 | TALLADEGA COUNTY BOARD OF EDUCATION
31211 | Permanently Closed | 1992-04-22 | 1964-01-01 | 1992-04-22 | Petroleum | Unleaded gasoline | Unleaded gasoline | Local government | [6 empty] | 1901-01-01 | [15 empty] | UST Currently In Use: 0; UST Temp Close: 0; AST Currently In Use: 0; AST Temp Closed: 0 | 0 | 0 | 2 | 14794-121-011888 | TALLADEGA COUNTY COMMISSION
31212 | Permanently Closed | 1992-04-22 | 1964-01-01 | 1992-04-22 | Petroleum | On road diesel | On road diesel | Local government | [6 empty] | 1901-01-01 | [15 empty] | UST Currently In Use: 0; UST Temp Close: 0; AST Currently In Use: 0; AST Temp Closed: 0 | 0 | 0 | 2 | 14794-121-011888 | TALLADEGA COUNTY COMMISSION
31213 | Permanently Closed | 1992-04-30 | 1949-01-01 | 1992-04-30 | Petroleum | Unleaded gasoline | Unleaded gasoline | Local government | [6 empty] | 1901-01-01 | [15 empty] | UST Currently In Use: 0; UST Temp Close: 0; AST Currently In Use: 0; AST Temp Closed: 0 | 0 | 0 | 3 | 14794-121-011889 | TALLADEGA COUNTY COMMISSION
31214 | Permanently Closed | 1992-04-30 | 1949-01-01 | 1992-04-30 | Petroleum | On road diesel | On road diesel | Local government | [6 empty] | 1901-01-01 | [15 empty] | UST Currently In Use: 0; UST Temp Close: 0; AST Currently In Use: 0; AST Temp Closed: 0 | 0 | 0 | 3 | 14794-121-011889 | TALLADEGA COUNTY COMMISSION
31215 | Permanently Closed | 1992-04-30 | 1949-01-01 | 1992-04-30 | Petroleum | On road diesel | On road diesel | Local government | [6 empty] | 1901-01-01 | [15 empty] | UST Currently In Use: 0; UST Temp Close: 0; AST Currently In Use: 0; AST Temp Closed: 0 | 0 | 0 | 3 | 14794-121-011889 | TALLADEGA COUNTY COMMISSION
31216 | Permanently Closed | 1992-04-15 | 1974-01-01 | 1992-04-15 | Petroleum | Unleaded gasoline | Unleaded gasoline | Local government | [6 empty] | 1901-01-01 | [15 empty] | UST Currently In Use: 0; UST Temp Close: 0; AST Currently In Use: 0; AST Temp Closed: 0 | 0 | 0 | 1 | 14794-121-011890 | TALLADEGA COUNTY COMMISSION
31217 | Permanently Closed | 1992-05-07 | 1954-01-01 | 1992-05-07 | Petroleum | Unleaded gasoline | Unleaded gasoline | Local government | [6 empty] | 1901-01-01 | [15 empty] | UST Currently In Use: 0; UST Temp Close: 0; AST Currently In Use: 0; AST Temp Closed: 0 | 0 | 0 | 2 | 14794-121-011887 | TALLADEGA COUNTY COMMISSION
31218 | Permanently Closed | 1992-05-07 | 1954-01-01 | 1992-05-07 | Petroleum | On road diesel | On road diesel | Local government | [6 empty] | 1901-01-01 | [15 empty] | UST Currently In Use: 0; UST Temp Close: 0; AST Currently In Use: 0; AST Temp Closed: 0 | 0 | 0 | 2 | 14794-121-011887 | TALLADEGA COUNTY COMMISSION
31219 | Permanently Closed | 1998-09-30 | 1963-01-01 | 1998-09-30 | Petroleum | Unleaded gasoline | Unleaded gasoline | Local government | Steel | Steel |  | Painted or None |  |  | 1901-01-01 | [15 empty] | UST Currently In Use: 1; UST Temp Close: 0; AST Currently In Use: 0; AST Temp Closed: 0 | 1 | 0 | 2 | 14796-123-011369 | TALLAPOOSA CO BD OF EDUCATION
31220 | Permanently Closed | 1901-01-01 | 1963-01-01 |  | Petroleum | Unleaded gasoline | Unleaded gasoline | Local government | Steel | Steel |  |  |  |  | 1901-01-01 | [15 empty] | UST Currently In Use: 1; UST Temp Close: 0; AST Currently In Use: 0; AST Temp Closed: 0 | 1 | 0 | 2 | 14796-123-011369 | TALLAPOOSA CO BD OF EDUCATION
31221 | Permanently Closed | 1996-09-01 | 1980-01-01 | 1996-11-05 | Petroleum | Unleaded gasoline | Unleaded gasoline | Local government | Steel | Steel |  | Painted or None | Steel |  | 1901-01-01 | [15 empty] | UST Currently In Use: 1; UST Temp Close: 0; AST Currently In Use: 0; AST Temp Closed: 0 | 1 | 0 | 1 | 14796-123-011370 | TALLAPOOSA CO BD OF EDUCATION
31222 | Permanently Closed | 1901-01-01 | 1963-01-01 |  | Petroleum | Unleaded gasoline | Unleaded gasoline | Local government | Steel | Steel |  | Painted or None |  |  | 1901-01-01 | [15 empty] | UST Currently In Use: 0; UST Temp Close: 1; AST Currently In Use: 0; AST Temp Closed: 0 | 0 | 1 | 2 | 14796-123-011371 | TALLAPOOSA CO BD OF EDUCATION
31223 | Permanently Closed | 2001-09-12 | 1963-01-01 | 1998-10-06 | Petroleum | Unleaded gasoline | Unleaded gasoline | Local government | Steel | Steel |  | Painted or None | Steel |  | 1901-01-01 | [12 empty] | Annual line testing | Annual line testing |  | UST Currently In Use: 0; UST Temp Close: 1; AST Currently In Use: 0; AST Temp Closed: 0 | 0 | 1 | 2 | 14796-123-011371 | TALLAPOOSA CO BD OF EDUCATION
31224 | Permanently Closed | 1901-01-01 | 1963-01-01 | 1988-11-30 | Petroleum | Unleaded gasoline | Unleaded gasoline | Local government | Steel | Steel |  | Painted or None |  |  | 1901-01-01 | [15 empty] | UST Currently In Use: 0; UST Temp Close: 0; AST Currently In Use: 0; AST Temp Closed: 0 | 0 | 0 | 1 | 14796-123-011372 | TALLAPOOSA CO BD OF EDUCATION
31225 | Permanently Closed | 1992-06-02 | 1963-01-01 | 1992-06-02 | Petroleum | Unleaded gasoline | Unleaded gasoline | Local government | Steel | Steel |  |  |  |  | 1901-01-01 | [15 empty] | UST Currently In Use: 0; UST Temp Close: 0; AST Currently In Use: 0; AST Temp Closed: 0 | 0 | 0 | 1 | 14796-123-011373 | TALLAPOOSA CO BD OF EDUCATION
31226 | Permanently Closed | 1992-06-02 | 1963-01-01 | 1992-06-02 | Petroleum | Unleaded gasoline | Unleaded gasoline | Local government | Steel | Steel |  |  |  |  | 1901-01-01 | [15 empty] | UST Currently In Use: 0; UST Temp Close: 0; AST Currently In Use: 0; AST Temp Closed: 0 | 0 | 0 | 1 | 14796-123-011374 | TALLAPOOSA CO BD OF EDUCATION
31227 | Permanently Closed | 2005-12-03 | 1968-01-01 |  | Petroleum | Unleaded gasoline | Unleaded gasoline | Local government | Steel | Steel | Field installed cathodic protection |  | Steel |  |  | Field installed cathodic protection | Catchment Basin, Single walled catchment basin | Automatic shutoff device At 95% full | Automatic shutoff device At 95% full | [11 empty] | UST Currently In Use: 0; UST Temp Close: 0; AST Currently In Use: 2; AST Temp Closed: 0 | 0 | 0 | 3 | 14797-123-002854 | TALLAPOOSA COUNTY COMMISSION
31228 | Permanently Closed | 1998-01-01 | 1968-01-01 |  | Petroleum | Unleaded gasoline | Unleaded gasoline | Local government | Steel | Steel | Field installed cathodic protection |  | Steel |  |  | Field installed cathodic protection | Catchment Basin, Single walled catchment basin | Automatic shutoff device At 95% full | Automatic shutoff device At 95% full | [11 empty] | UST Currently In Use: 0; UST Temp Close: 0; AST Currently In Use: 2; AST Temp Closed: 0 | 0 | 0 | 3 | 14797-123-002854 | TALLAPOOSA COUNTY COMMISSION
31229 | Permanently Closed | 1990-01-01 | 1968-01-01 |  | Petroleum | Unleaded gasoline | Unleaded gasoline | Local government | Steel | Steel |  | Painted or None | Steel |  | 1901-01-01 | [15 empty] | UST Currently In Use: 0; UST Temp Close: 0; AST Currently In Use: 2; AST Temp Closed: 0 | 0 | 0 | 3 | 14797-123-002854 | TALLAPOOSA COUNTY COMMISSION
31230 | Permanently Closed | 1998-12-15 | 1977-01-01 | 1998-12-15 | Petroleum | Unleaded gasoline | Unleaded gasoline | Local government | Steel | Steel |  | Painted or None | Steel |  | 1901-01-01 | [15 empty] | UST Currently In Use: 0; UST Temp Close: 0; AST Currently In Use: 0; AST Temp Closed: 0 | 0 | 0 | 2 | 14797-123-002855 | TALLAPOOSA COUNTY COMMISSION
31231 | Permanently Closed | 1998-12-15 | 1968-01-01 | 1998-12-15 | Petroleum | On road diesel | On road diesel | Local government | Steel | Steel |  | Painted or None | Steel |  | 1901-01-01 | [15 empty] | UST Currently In Use: 0; UST Temp Close: 0; AST Currently In Use: 0; AST Temp Closed: 0 | 0 | 0 | 2 | 14797-123-002855 | TALLAPOOSA COUNTY COMMISSION
31233 | Permanently Closed | 1901-01-01 | 1977-01-01 | 1989-03-01 | Petroleum | Unleaded gasoline | Unleaded gasoline | Local government | Steel | Steel |  | Painted or None | Steel |  | 1901-01-01 | [15 empty] | UST Currently In Use: 0; UST Temp Close: 0; AST Currently In Use: 0; AST Temp Closed: 0 | 0 | 0 | 2 | 14797-123-002857 | TALLAPOOSA COUNTY COMMISSION
31234 | Permanently Closed | 1901-01-01 | 1974-01-01 | 1989-03-01 | Petroleum | On road diesel | On road diesel | Local government | Steel | Steel |  | Painted or None | Steel |  | 1901-01-01 | [15 empty] | UST Currently In Use: 0; UST Temp Close: 0; AST Currently In Use: 0; AST Temp Closed: 0 | 0 | 0 | 2 | 14797-123-002857 | TALLAPOOSA COUNTY COMMISSION
31235 | Permanently Closed | 1990-11-29 | 1974-01-01 | 1990-11-29 | Petroleum | Unleaded gasoline | Unleaded gasoline | Local government | Steel | Steel |  | Painted or None | Steel |  | 1901-01-01 | [15 empty] | UST Currently In Use: 0; UST Temp Close: 0; AST Currently In Use: 0; AST Temp Closed: 0 | 0 | 0 | 3 | 14797-123-006667 | TALLAPOOSA COUNTY COMMISSION
31236 | Permanently Closed | 1990-11-29 | 1974-01-01 | 1990-11-29 | Petroleum | On road diesel | On road diesel | Local government | Steel | Steel |  | Painted or None | Steel |  | 1901-01-01 | [15 empty] | UST Currently In Use: 0; UST Temp Close: 0; AST Currently In Use: 0; AST Temp Closed: 0 | 0 | 0 | 3 | 14797-123-006667 | TALLAPOOSA COUNTY COMMISSION
31237 | Permanently Closed | 1990-11-29 | 1968-01-01 | 1990-11-29 | Petroleum | Unleaded gasoline | Unleaded gasoline | Local government | Steel | Steel |  | Painted or None | Steel |  | 1901-01-01 | [15 empty] | UST Currently In Use: 0; UST Temp Close: 0; AST Currently In Use: 0; AST Temp Closed: 0 | 0 | 0 | 3 | 14797-123-006667 | TALLAPOOSA COUNTY COMMISSION
31238 | Permanently Closed | 1901-01-01 | 1979-01-01 | 1989-02-14 | Petroleum | Unleaded gasoline | Unleaded gasoline | Local government | Steel | Steel |  | Painted or None | Steel |  | 1901-01-01 | [15 empty] | UST Currently In Use: 0; UST Temp Close: 0; AST Currently In Use: 0; AST Temp Closed: 0 | 0 | 0 | 3 | 14797-123-006668 | TALLAPOOSA COUNTY COMMISSION
31239 | Permanently Closed | 1901-01-01 | 1969-01-01 | 1989-02-14 | Petroleum | Unleaded gasoline | Unleaded gasoline | Local government | Steel | Steel |  | Painted or None | Steel |  | 1901-01-01 | [15 empty] | UST Currently In Use: 0; UST Temp Close: 0; AST Currently In Use: 0; AST Temp Closed: 0 | 0 | 0 | 3 | 14797-123-006668 | TALLAPOOSA COUNTY COMMISSION
31240 | Permanently Closed | 1984-03-01 | 1969-01-01 | 1989-02-14 | Petroleum | Other, X | Other | Local government | Steel | Steel |  | Painted or None | Steel |  | 1901-01-01 | [15 empty] | UST Currently In Use: 0; UST Temp Close: 0; AST Currently In Use: 0; AST Temp Closed: 0 | 0 | 0 | 3 | 14797-123-006668 | TALLAPOOSA COUNTY COMMISSION
31241 | Permanently Closed | 1990-06-19 | 1973-01-01 | 1990-06-19 | Petroleum | Unleaded gasoline | Unleaded gasoline |  | Steel | Steel |  |  | Steel |  | 1901-01-01 | [15 empty] | UST Currently In Use: 0; UST Temp Close: 0; AST Currently In Use: 1; AST Temp Closed: 0 | 0 | 0 | 4 | 14798-017-007797 | TALLAPOOSA RIVER ELECTRIC COOPERATIV
31242 | Permanently Closed | 1990-06-19 | 1973-01-01 | 1990-06-19 | Petroleum | On road diesel | On road diesel |  | Steel | Steel |  |  | Steel |  | 1901-01-01 | [15 empty] | UST Currently In Use: 0; UST Temp Close: 0; AST Currently In Use: 1; AST Temp Closed: 0 | 0 | 0 | 4 | 14798-017-007797 | TALLAPOOSA RIVER ELECTRIC COOPERATIV
31243 | Permanently Closed | 1990-06-26 | 1979-01-01 | 1990-06-26 | Petroleum | Unleaded gasoline | Unleaded gasoline |  | Steel | Steel |  |  | Steel |  | 1901-01-01 | [15 empty] | UST Currently In Use: 0; UST Temp Close: 0; AST Currently In Use: 0; AST Temp Closed: 0 | 0 | 0 | 2 | 14798-027-007796 | TALLAPOOSA RIVER ELECTRIC COOPERATIV
31244 | Permanently Closed | 1990-06-26 | 1981-01-01 | 1990-06-26 | Petroleum | On road diesel | On road diesel |  | Steel | Steel |  |  | Steel |  | 1901-01-01 | [15 empty] | UST Currently In Use: 0; UST Temp Close: 0; AST Currently In Use: 0; AST Temp Closed: 0 | 0 | 0 | 2 | 14798-027-007796 | TALLAPOOSA RIVER ELECTRIC COOPERATIV
31245 | Permanently Closed | 1991-05-08 | 1975-01-01 | 1991-05-08 | Petroleum | Unleaded gasoline | Unleaded gasoline |  | Steel | Steel |  |  | Steel |  | 1901-01-01 | [15 empty] | UST Currently In Use: 0; UST Temp Close: 0; AST Currently In Use: 0; AST Temp Closed: 0 | 0 | 0 | 1 | 14798-113-007795 | TALLAPOOSA RIVER ELECTRIC COOPERATIV
31246 | Permanently Closed | 1992-11-19 | 1973-01-01 | 1992-11-19 | Petroleum | Unleaded gasoline | Unleaded gasoline |  | Steel | Steel |  | Painted or None | Steel |  | 1901-01-01 | [15 empty] | UST Currently In Use: 0; UST Temp Close: 0; AST Currently In Use: 0; AST Temp Closed: 0 | 0 | 0 | 1 | 14799-077-012429 | TALLMAN CO
31247 | Permanently Closed | 1990-08-08 | 1977-01-01 | 1990-08-08 | Petroleum | On road diesel | On road diesel |  | Steel | Steel |  | Painted or None | Steel |  | 1901-01-01 | [15 empty] | UST Currently In Use: 0; UST Temp Close: 0; AST Currently In Use: 0; AST Temp Closed: 0 | 0 | 0 | 1 | 14800-125-000965 | TAMKO ASPHALT PROD INC
31248 | Currently in Use |  | 1972-01-01 |  | Petroleum | Unleaded gasoline | Unleaded gasoline | Retail | Single Wall, Steel | Steel | Field installed cathodic protection |  | Single Wall, Steel |  |  | Field installed cathodic protection | Catchment Basin, Single walled catchment basin | Automatic shutoff device At 95% full | Automatic shutoff device At 95% full |  |  | Statistical Inventory Reconciliation (SIR) |  | Automatic flow restrictor (MLLD) | Automatic flow restrictor (MLLD) |  |  | Statistical inventory reconciliation (SIR) | Statistical inventory reconciliation (SIR) |  | UST Currently In Use: 2; UST Temp Close: 2; AST Currently In Use: 0; AST Temp Closed: 0 | 2 | 2 | 0 | 14801-089-006019 | OILOP, INC.
31249 | Currently in Use |  | 1972-01-01 |  | Petroleum | Premium gasoline | Premium gasoline | Retail | Single Wall, Steel | Steel | Field installed cathodic protection |  | Single Wall, Steel |  |  | Field installed cathodic protection | Catchment Basin, Single walled catchment basin | Automatic shutoff device At 95% full | Automatic shutoff device At 95% full |  |  | Statistical Inventory Reconciliation (SIR) |  | Automatic flow restrictor (MLLD) | Automatic flow restrictor (MLLD) |  |  | Statistical inventory reconciliation (SIR) | Statistical inventory reconciliation (SIR) |  | UST Currently In Use: 2; UST Temp Close: 2; AST Currently In Use: 0; AST Temp Closed: 0 | 2 | 2 | 0 | 14801-089-006019 | OILOP, INC.
31250 | Temporary Closed | 2009-07-02 | 1972-01-01 |  | Petroleum | On road diesel | On road diesel | Retail | Single Wall, Steel | Steel | Field installed cathodic protection |  | Single Wall, Steel |  |  | Field installed cathodic protection | Catchment Basin, Single walled catchment basin | Automatic shutoff device At 95% full | Automatic shutoff device At 95% full |  |  | Statistical Inventory Reconciliation (SIR) |  | Automatic flow restrictor (MLLD) | Automatic flow restrictor (MLLD) |  |  | Statistical inventory reconciliation (SIR) | Statistical inventory reconciliation (SIR) |  | UST Currently In Use: 2; UST Temp Close: 2; AST Currently In Use: 0; AST Temp Closed: 0 | 2 | 2 | 0 | 14801-089-006019 | OILOP, INC.
31251 | Temporary Closed | 2009-07-02 | 1972-01-01 |  | Petroleum | Kerosene | Kerosene | Retail | Single Wall, Steel | Steel | Field installed cathodic protection |  | Single Wall, Steel |  |  | Field installed cathodic protection | Catchment Basin, Single walled catchment basin | Automatic shutoff device At 95% full | Automatic shutoff device At 95% full |  |  | Statistical Inventory Reconciliation (SIR) |  | Automatic flow restrictor (MLLD) | Automatic flow restrictor (MLLD) |  |  | Statistical inventory reconciliation (SIR) | Statistical inventory reconciliation (SIR) |  | UST Currently In Use: 2; UST Temp Close: 2; AST Currently In Use: 0; AST Temp Closed: 0 | 2 | 2 | 0 | 14801-089-006019 | OILOP, INC.
31252 | Currently in Use |  | 1976-01-01 |  | Petroleum | Unleaded gasoline | Unleaded gasoline | Retail | Steel | Steel | Field installed cathodic protection |  | Fiberglass reinforced plastic |  |  |  | Catchment Basin, Single walled catchment basin | Automatic shutoff device At 95% full | Automatic shutoff device At 95% full |  |  | Statistical Inventory Reconciliation (SIR) |  | Automatic flow restrictor (MLLD) | Automatic flow restrictor (MLLD) |  |  | Statistical inventory reconciliation (SIR) | Statistical inventory reconciliation (SIR) |  | UST Currently In Use: 3; UST Temp Close: 0; AST Currently In Use: 0; AST Temp Closed: 0 | 3 | 0 | 0 | 14802-003-002028 | PAUL E MOORE DBA TWIN OAKS INC
31254 | Currently in Use |  | 1976-01-01 |  | Petroleum | On road diesel | On road diesel | Retail | Steel | Steel | Field installed cathodic protection |  | Fiberglass reinforced plastic |  |  |  | Catchment Basin, Single walled catchment basin | Automatic shutoff device At 95% full | Automatic shutoff device At 95% full |  |  | Statistical Inventory Reconciliation (SIR) |  | Automatic flow restrictor (MLLD) | Automatic flow restrictor (MLLD) |  |  | Statistical inventory reconciliation (SIR) | Statistical inventory reconciliation (SIR) |  | UST Currently In Use: 3; UST Temp Close: 0; AST Currently In Use: 0; AST Temp Closed: 0 | 3 | 0 | 0 | 14802-003-002028 | PAUL E MOORE DBA TWIN OAKS INC
31255 | Currently in Use |  | 1976-01-01 |  | Petroleum | Mid-grade gasoline | Mid-grade gasoline | Retail | Steel | Steel | Field installed cathodic protection |  | Fiberglass reinforced plastic |  |  |  | Catchment Basin, Single walled catchment basin | Automatic shutoff device At 95% full | Automatic shutoff device At 95% full |  |  | Statistical Inventory Reconciliation (SIR) |  | Automatic flow restrictor (MLLD) | Automatic flow restrictor (MLLD) |  |  | Statistical inventory reconciliation (SIR) | Statistical inventory reconciliation (SIR) |  | UST Currently In Use: 3; UST Temp Close: 0; AST Currently In Use: 0; AST Temp Closed: 0 | 3 | 0 | 0 | 14802-003-002028 | PAUL E MOORE DBA TWIN OAKS INC
31256 | Permanently Closed | 1997-12-02 | 1980-01-01 | 1997-12-02 | Petroleum | Unleaded gasoline | Unleaded gasoline |  | Steel | Steel |  | Painted or None | Steel |  | 1901-01-01 | [12 empty] | Annual line testing | Annual line testing |  | UST Currently In Use: 4; UST Temp Close: 0; AST Currently In Use: 0; AST Temp Closed: 0 | 4 | 0 | 8 | 14803-103-007557 | TANKERSLEY SERVICE CENTER INC
31257 | Permanently Closed | 1997-12-02 | 1980-01-01 | 1997-12-02 | Petroleum | Unleaded gasoline | Unleaded gasoline |  | Steel | Steel |  | Painted or None | Steel |  | 1901-01-01 | [12 empty] | Annual line testing | Annual line testing |  | UST Currently In Use: 4; UST Temp Close: 0; AST Currently In Use: 0; AST Temp Closed: 0 | 4 | 0 | 8 | 14803-103-007557 | TANKERSLEY SERVICE CENTER INC
31258 | Permanently Closed | 1986-11-01 | 1958-01-01 |  | Petroleum | Unleaded gasoline | Unleaded gasoline |  | Steel | Steel |  | Painted or None | Steel |  | 1901-01-01 | [15 empty] | UST Currently In Use: 4; UST Temp Close: 0; AST Currently In Use: 0; AST Temp Closed: 0 | 4 | 0 | 8 | 14803-103-007557 | TANKERSLEY SERVICE CENTER INC
31259 | Permanently Closed | 1986-11-01 | 1958-01-01 |  | Petroleum | Unleaded gasoline | Unleaded gasoline |  | Steel | Steel |  | Painted or None | Steel |  | 1901-01-01 | [15 empty] | UST Currently In Use: 4; UST Temp Close: 0; AST Currently In Use: 0; AST Temp Closed: 0 | 4 | 0 | 8 | 14803-103-007557 | TANKERSLEY SERVICE CENTER INC
31260 | Permanently Closed | 1986-11-01 | 1973-01-01 |  | Petroleum | Unleaded gasoline | Unleaded gasoline |  | Steel | Steel |  | Painted or None | Steel |  | 1901-01-01 | [15 empty] | UST Currently In Use: 4; UST Temp Close: 0; AST Currently In Use: 0; AST Temp Closed: 0 | 4 | 0 | 8 | 14803-103-007557 | TANKERSLEY SERVICE CENTER INC
31261 | Permanently Closed | 1986-11-01 | 1979-01-01 |  | Petroleum | On road diesel | On road diesel |  | Steel | Steel |  | Painted or None | Steel |  | 1901-01-01 | [15 empty] | UST Currently In Use: 4; UST Temp Close: 0; AST Currently In Use: 0; AST Temp Closed: 0 | 4 | 0 | 8 | 14803-103-007557 | TANKERSLEY SERVICE CENTER INC
31262 | Permanently Closed | 1997-12-02 | 1982-01-01 | 1997-12-02 | Petroleum | Unleaded gasoline | Unleaded gasoline |  | Steel | Steel |  | Painted or None | Fiberglass reinforced plastic |  | 1901-01-01 | [12 empty] | Annual line testing | Annual line testing |  | UST Currently In Use: 4; UST Temp Close: 0; AST Currently In Use: 0; AST Temp Closed: 0 | 4 | 0 | 8 | 14803-103-007557 | TANKERSLEY SERVICE CENTER INC
31263 | Permanently Closed | 1997-12-02 | 1982-01-01 | 1997-12-02 | Petroleum | On road diesel | On road diesel |  | Steel | Steel |  | Painted or None | Fiberglass reinforced plastic |  | 1901-01-01 | [12 empty] | Annual line testing | Annual line testing |  | UST Currently In Use: 4; UST Temp Close: 0; AST Currently In Use: 0; AST Temp Closed: 0 | 4 | 0 | 8 | 14803-103-007557 | TANKERSLEY SERVICE CENTER INC
31264 | Permanently Closed | 1986-02-01 | 1957-01-01 | 1988-02-01 | Petroleum | Other, X | Other |  | Steel | Steel |  |  | Steel |  | 1901-01-01 | [15 empty] | UST Currently In Use: 0; UST Temp Close: 0; AST Currently In Use: 0; AST Temp Closed: 0 | 0 | 0 | 1 | 14805-119-009889 | TATE AND CO
31265 | Permanently Closed | 1990-12-13 | 1984-01-01 | 1990-12-13 | Petroleum | Unleaded gasoline | Unleaded gasoline |  | Fiberglass reinforced plastic | Fiberglass reinforced plastic |  |  | Other, COAT STEEL |  | 1901-01-01 | [15 empty] | UST Currently In Use: 0; UST Temp Close: 0; AST Currently In Use: 0; AST Temp Closed: 0 | 0 | 0 | 1 | 14807-073-002713 | TAYLOR & MATHIS
31266 | Permanently Closed | 1998-12-22 | 1985-01-01 | 1999-05-24 | Petroleum | On road diesel | On road diesel | Emergency Power Generator, Local Government | Steel | Steel |  | Painted or None | Steel |  | 1901-01-01 | [6 empty] | Automatic Tank Gauge | [8 empty] | UST Currently In Use: 0; UST Temp Close: 0; AST Currently In Use: 0; AST Temp Closed: 0 | 0 | 0 | 1 | 11039-073-002763 | CITY OF HOOVER
31267 | Permanently Closed | 1992-01-29 | 1976-01-01 | 1992-01-29 | Petroleum | Unleaded gasoline | Unleaded gasoline |  | Steel | Steel |  | Painted or None | Steel |  | 1901-01-01 | [15 empty] | UST Currently In Use: 2; UST Temp Close: 0; AST Currently In Use: 0; AST Temp Closed: 0 | 2 | 0 | 4 | 22342-117-003348 | INVERNESS HOLDINGS, LLC
31268 | Permanently Closed | 1988-08-08 | 1976-01-01 | 1992-01-29 | Petroleum | Other, OTHER | Other |  | Steel | Steel |  | Painted or None | Steel |  | 1901-01-01 | [15 empty] | UST Currently In Use: 2; UST Temp Close: 0; AST Currently In Use: 0; AST Temp Closed: 0 | 2 | 0 | 4 | 22342-117-003348 | INVERNESS HOLDINGS, LLC
31269 | Permanently Closed | 1988-08-08 | 1976-01-01 | 1992-01-29 | Petroleum | Other, OTHER | Other |  | Steel | Steel |  | Painted or None | Steel |  | 1901-01-01 | [15 empty] | UST Currently In Use: 2; UST Temp Close: 0; AST Currently In Use: 0; AST Temp Closed: 0 | 2 | 0 | 4 | 22342-117-003348 | INVERNESS HOLDINGS, LLC
31270 | Permanently Closed | 1988-08-08 | 1976-01-01 | 1992-01-29 | Petroleum | Other, OTHER | Other |  | Steel | Steel |  | Painted or None | Steel |  | 1901-01-01 | [15 empty] | UST Currently In Use: 2; UST Temp Close: 0; AST Currently In Use: 0; AST Temp Closed: 0 | 2 | 0 | 4 | 22342-117-003348 | INVERNESS HOLDINGS, LLC
31271 | Temporary Closed | 2012-08-10 | 1978-01-01 |  | Petroleum | On road diesel | On road diesel | Industrial | Single Wall, Steel | Steel | Coated & cathodic protection (sti-P3), Field installed cathodic protection |  | Single Wall, Steel |  |  | Isolated or Above Ground | Catchment Basin, Single walled catchment basin | Flow Rest 90% Full | Flow Rest 90% Full |  |  | Continuous Automatic Tank Gauge | [8 empty] | UST Currently In Use: 0; UST Temp Close: 2; AST Currently In Use: 1; AST Temp Closed: 0 | 0 | 2 | 0 | 14808-015-006852 | TAYLOR CORPORATION
31272 | Temporary Closed | 2012-08-10 | 1978-01-01 |  | Petroleum | Unleaded gasoline | Unleaded gasoline | Industrial | Single Wall, Steel | Steel | Coated & cathodic protection (sti-P3), Field installed cathodic protection |  | Single Wall, Steel |  |  | Isolated or Above Ground | Catchment Basin, Single walled catchment basin | Flow Rest 90% Full | Flow Rest 90% Full |  |  | Continuous Automatic Tank Gauge | [8 empty] | UST Currently In Use: 0; UST Temp Close: 2; AST Currently In Use: 1; AST Temp Closed: 0 | 0 | 2 | 0 | 14808-015-006852 | TAYLOR CORPORATION
31273 | Permanently Closed | 1991-01-15 | 1958-01-01 | 1991-01-15 | Petroleum | Unleaded gasoline | Unleaded gasoline |  | Steel | Steel |  | Painted or None | Steel |  | 1901-01-01 | [15 empty] | UST Currently In Use: 0; UST Temp Close: 0; AST Currently In Use: 0; AST Temp Closed: 0 | 0 | 0 | 4 | 14809-001-007874 | TAYLOR PETROLEUM INC
31274 | Permanently Closed | 1991-01-15 | 1958-01-01 | 1991-01-15 | Petroleum | Unleaded gasoline | Unleaded gasoline |  | Steel | Steel |  | Painted or None | Steel |  | 1901-01-01 | [15 empty] | UST Currently In Use: 0; UST Temp Close: 0; AST Currently In Use: 0; AST Temp Closed: 0 | 0 | 0 | 4 | 14809-001-007874 | TAYLOR PETROLEUM INC
31275 | Permanently Closed | 1991-01-15 | 1958-01-01 | 1991-01-15 | Petroleum | Unleaded gasoline | Unleaded gasoline |  | Steel | Steel |  | Painted or None | Steel |  | 1901-01-01 | [15 empty] | UST Currently In Use: 0; UST Temp Close: 0; AST Currently In Use: 0; AST Temp Closed: 0 | 0 | 0 | 4 | 14809-001-007874 | TAYLOR PETROLEUM INC
31276 | Permanently Closed | 1991-01-15 | 1958-01-01 | 1991-01-15 | Petroleum | Unleaded gasoline | Unleaded gasoline |  | Steel | Steel |  | Painted or None | Steel |  | 1901-01-01 | [15 empty] | UST Currently In Use: 0; UST Temp Close: 0; AST Currently In Use: 0; AST Temp Closed: 0 | 0 | 0 | 4 | 14809-001-007874 | TAYLOR PETROLEUM INC
31277 | Permanently Closed | 1991-02-14 | 1963-01-01 | 1999-03-04 | Petroleum | Unleaded gasoline | Unleaded gasoline |  | Steel | Steel |  | Painted or None | Steel |  | 1901-01-01 | [15 empty] | UST Currently In Use: 0; UST Temp Close: 4; AST Currently In Use: 0; AST Temp Closed: 0 | 0 | 4 | 3 | 24168-037-010317 | LITTLE BROTHER LLC
31278 | Permanently Closed | 1998-12-21 | 1980-02-10 | 1998-12-22 | Petroleum | Kerosene | Kerosene | Retail | Steel | Steel |  | Painted or None | Steel |  | 1901-01-01 | [6 empty] | Statistical Inventory Reconciliation (SIR) | [5 empty] | Annual line testing | Annual line testing |  | UST Currently In Use: 0; UST Temp Close: 4; AST Currently In Use: 0; AST Temp Closed: 0 | 0 | 4 | 3 | 24168-037-010317 | LITTLE BROTHER LLC
31279 | Permanently Closed | 1991-02-14 | 1963-01-01 | 1999-03-04 | Petroleum | Unleaded gasoline | Unleaded gasoline |  | Steel | Steel |  | Painted or None | Steel |  | 1901-01-01 | [15 empty] | UST Currently In Use: 0; UST Temp Close: 4; AST Currently In Use: 0; AST Temp Closed: 0 | 0 | 4 | 3 | 24168-037-010317 | LITTLE BROTHER LLC
31280 | Temporary Closed | 2014-07-01 | 1988-04-20 |  | Petroleum | Unleaded gasoline | Unleaded gasoline | Retail | Steel | Steel | Coated & cathodic protection (sti-P3) |  | Fiberglass reinforced plastic |  |  | Other, FLXS ISOLA | Catchment Basin, Single walled catchment basin | Flow Rest 90% Full | Flow Rest 90% Full |  |  | Statistical Inventory Reconciliation (SIR) |  | Automatic flow restrictor (MLLD), Containment Sump | Containment Sump |  |  | Statistical inventory reconciliation (SIR) | Statistical inventory reconciliation (SIR) |  | UST Currently In Use: 0; UST Temp Close: 4; AST Currently In Use: 0; AST Temp Closed: 0 | 0 | 4 | 3 | 24168-037-010317 | LITTLE BROTHER LLC
31281 | Temporary Closed | 2014-07-01 | 1988-04-20 |  | Petroleum | Premium gasoline | Premium gasoline | Retail | Steel | Steel | Coated & cathodic protection (sti-P3) |  | Fiberglass reinforced plastic |  |  | Other, FLXS ISOLA | Catchment Basin, Single walled catchment basin | Flow Rest 90% Full | Flow Rest 90% Full |  |  | Statistical Inventory Reconciliation (SIR) |  | Automatic flow restrictor (MLLD), Containment Sump | Containment Sump |  |  | Statistical inventory reconciliation (SIR) | Statistical inventory reconciliation (SIR) |  | UST Currently In Use: 0; UST Temp Close: 4; AST Currently In Use: 0; AST Temp Closed: 0 | 0 | 4 | 3 | 24168-037-010317 | LITTLE BROTHER LLC
31282 | Temporary Closed | 2014-07-01 | 1988-04-20 |  | Petroleum | On road diesel | On road diesel | Retail | Steel | Steel | Coated & cathodic protection (sti-P3) |  | Fiberglass reinforced plastic |  |  | Other, FLXS ISOLA | Catchment Basin, Single walled catchment basin | Flow Rest 90% Full | Flow Rest 90% Full |  |  | Statistical Inventory Reconciliation (SIR) |  | Automatic flow restrictor (MLLD), Containment Sump | Containment Sump |  |  | Statistical inventory reconciliation (SIR) | Statistical inventory reconciliation (SIR) |  | UST Currently In Use: 0; UST Temp Close: 4; AST Currently In Use: 0; AST Temp Closed: 0 | 0 | 4 | 3 | 24168-037-010317 | LITTLE BROTHER LLC
31283 | Permanently Closed | 1998-12-21 | 1982-01-01 | 1998-12-23 | Petroleum | Used oil | Used oil |  | Steel | Steel |  | Painted or None | Steel |  | 1901-01-01 | [15 empty] | UST Currently In Use: 0; UST Temp Close: 0; AST Currently In Use: 0; AST Temp Closed: 0 | 0 | 0 | 1 | 14809-051-007870 | TAYLOR PETROLEUM INC
31284 | Permanently Closed | 1991-08-07 | 1972-01-01 | 1991-08-07 | Petroleum | Unleaded gasoline | Unleaded gasoline |  | Steel | Steel |  | Painted or None | Steel |  | 1901-01-01 | [12 empty] | Annual line testing | Annual line testing |  | UST Currently In Use: 3; UST Temp Close: 0; AST Currently In Use: 0; AST Temp Closed: 0 | 3 | 0 | 4 | 23404-051-007871 | RIVERSIDE LLC
31285 | Permanently Closed | 1991-08-07 | 1953-01-01 | 1991-08-07 | Petroleum | Unleaded gasoline | Unleaded gasoline |  | Steel | Steel |  | Painted or None | Steel |  | 1901-01-01 | [12 empty] | Annual line testing | Annual line testing |  | UST Currently In Use: 3; UST Temp Close: 0; AST Currently In Use: 0; AST Temp Closed: 0 | 3 | 0 | 4 | 23404-051-007871 | RIVERSIDE LLC
31286 | Permanently Closed | 1991-08-07 | 1953-01-01 | 1991-08-07 | Petroleum | Unleaded gasoline | Unleaded gasoline |  | Steel | Steel |  | Painted or None | Steel |  | 1901-01-01 | [12 empty] | Annual line testing | Annual line testing |  | UST Currently In Use: 3; UST Temp Close: 0; AST Currently In Use: 0; AST Temp Closed: 0 | 3 | 0 | 4 | 23404-051-007871 | RIVERSIDE LLC
31287 | Permanently Closed | 1991-08-07 | 1953-01-01 | 1991-08-07 | Petroleum | Unleaded gasoline | Unleaded gasoline |  | Steel | Steel |  | Painted or None | Steel |  | 1901-01-01 | [12 empty] | Annual line testing | Annual line testing |  | UST Currently In Use: 3; UST Temp Close: 0; AST Currently In Use: 0; AST Temp Closed: 0 | 3 | 0 | 4 | 23404-051-007871 | RIVERSIDE LLC
31288 | Temporary Closed | 2012-07-31 | 1953-01-01 |  | Petroleum | Unleaded gasoline | Unleaded gasoline | Retail | Steel | Steel | Field installed cathodic protection |  | Steel |  |  | Field installed cathodic protection | Catchment Basin, Single walled catchment basin | Automatic shutoff device At 95% full | Automatic shutoff device At 95% full |  |  | Statistical Inventory Reconciliation (SIR) |  | Automatic shutoff device (AELLD) | Automatic shutoff device (AELLD) | [5 empty] | UST Currently In Use: 0; UST Temp Close: 3; AST Currently In Use: 0; AST Temp Closed: 0 | 0 | 3 | 0 | 26046-051-007872 | THE WRIGHT BARGAIN
31289 | Temporary Closed | 2008-12-01 | 1953-01-01 |  | Petroleum | Premium gasoline | Premium gasoline | Retail | Steel | Steel | Field installed cathodic protection |  | Steel |  |  | Field installed cathodic protection | Catchment Basin, Single walled catchment basin | Automatic shutoff device At 95% full | Automatic shutoff device At 95% full |  |  | Statistical Inventory Reconciliation (SIR) |  | Automatic shutoff device (AELLD) | Automatic shutoff device (AELLD) | [5 empty] | UST Currently In Use: 0; UST Temp Close: 3; AST Currently In Use: 0; AST Temp Closed: 0 | 0 | 3 | 0 | 26046-051-007872 | THE WRIGHT BARGAIN
31290 | Temporary Closed | 2012-07-31 | 1953-01-01 |  | Petroleum | On road diesel | On road diesel | Retail | Steel | Steel | Field installed cathodic protection |  | Steel |  |  | Field installed cathodic protection | Catchment Basin, Single walled catchment basin | Automatic shutoff device At 95% full | Automatic shutoff device At 95% full |  |  | Statistical Inventory Reconciliation (SIR) |  | Automatic shutoff device (AELLD) | Automatic shutoff device (AELLD) | [5 empty] | UST Currently In Use: 0; UST Temp Close: 3; AST Currently In Use: 0; AST Temp Closed: 0 | 0 | 3 | 0 | 26046-051-007872 | THE WRIGHT BARGAIN
31291 | Permanently Closed | 1988-12-19 | 1973-01-01 | 1988-12-19 | Petroleum | Unleaded gasoline | Unleaded gasoline |  | Steel | Steel |  | Painted or None | Steel |  | 1901-01-01 | [15 empty] | UST Currently In Use: 2; UST Temp Close: 0; AST Currently In Use: 0; AST Temp Closed: 0 | 2 | 0 | 4 | 12373-051-007873 | HILL PETROLEUM CO INC
31292 | Permanently Closed | 1988-12-19 | 1961-01-01 | 1988-12-19 | Petroleum | Unleaded gasoline | Unleaded gasoline |  | Steel | Steel |  | Painted or None | Steel |  | 1901-01-01 | [15 empty] | UST Currently In Use: 2; UST Temp Close: 0; AST Currently In Use: 0; AST Temp Closed: 0 | 2 | 0 | 4 | 12373-051-007873 | HILL PETROLEUM CO INC
31293 | Permanently Closed | 1988-12-19 | 1961-01-01 | 1988-12-19 | Petroleum | Unleaded gasoline | Unleaded gasoline |  | Steel | Steel |  | Painted or None | Steel |  | 1901-01-01 | [15 empty] | UST Currently In Use: 2; UST Temp Close: 0; AST Currently In Use: 0; AST Temp Closed: 0 | 2 | 0 | 4 | 12373-051-007873 | HILL PETROLEUM CO INC
31294 | Permanently Closed | 1998-11-30 | 1963-01-01 | 1998-11-30 | Petroleum | Unleaded gasoline | Unleaded gasoline | Retail | Steel | Steel |  | Painted or None | Steel |  | 1901-01-01 | [6 empty] | Statistical Inventory Reconciliation (SIR) | [8 empty] | UST Currently In Use: 2; UST Temp Close: 0; AST Currently In Use: 0; AST Temp Closed: 0 | 2 | 0 | 4 | 12373-051-007873 | HILL PETROLEUM CO INC
31295 | Currently in Use |  | 1987-01-01 |  | Petroleum | Mid-grade gasoline | Mid-grade gasoline | Retail | Steel | Steel | Field installed cathodic protection |  | Steel |  |  | Field installed cathodic protection | Catchment Basin, Single walled catchment basin | Automatic shutoff device At 95% full | Automatic shutoff device At 95% full |  |  | Statistical Inventory Reconciliation (SIR) | [8 empty] | UST Currently In Use: 2; UST Temp Close: 0; AST Currently In Use: 0; AST Temp Closed: 0 | 2 | 0 | 4 | 12373-051-007873 | HILL PETROLEUM CO INC
31297 | Currently in Use |  | 1988-01-01 |  | Petroleum | Mid-grade gasoline | Mid-grade gasoline | Retail | Steel | Steel | Coated & cathodic protection (sti-P3), Field installed cathodic protection |  | Double Wall, Fiberglass reinforced plastic |  | 2019-12-01 |  | Catchment Basin, Single walled catchment basin | Automatic shutoff device At 95% full | Automatic shutoff device At 95% full |  |  | Statistical Inventory Reconciliation (SIR) |  | Automatic flow restrictor (MLLD), Containment Sump, Sump sensor relayed to automatically shut off submersible pump | Sump sensor relayed to automatically shut off submersible pump | Interstitial Monitoring within Secondary Containment |  |  |  |  | UST Currently In Use: 2; UST Temp Close: 0; AST Currently In Use: 0; AST Temp Closed: 0 | 2 | 0 | 4 | 12373-051-007873 | HILL PETROLEUM CO INC
31298 | Permanently Closed | 1992-02-14 | 1963-01-01 | 1992-02-14 | Petroleum | Unleaded gasoline | Unleaded gasoline |  | Steel | Steel |  | Painted or None | Steel |  | 1901-01-01 | [15 empty] | UST Currently In Use: 0; UST Temp Close: 0; AST Currently In Use: 0; AST Temp Closed: 0 | 0 | 0 | 4 | 14809-051-007875 | TAYLOR PETROLEUM INC
31299 | Permanently Closed | 1992-02-14 | 1963-01-01 | 1992-02-14 | Petroleum | Unleaded gasoline | Unleaded gasoline |  | Steel | Steel |  | Painted or None | Steel |  | 1901-01-01 | [15 empty] | UST Currently In Use: 0; UST Temp Close: 0; AST Currently In Use: 0; AST Temp Closed: 0 | 0 | 0 | 4 | 14809-051-007875 | TAYLOR PETROLEUM INC
31300 | Permanently Closed | 1992-02-14 | 1963-01-01 | 1992-02-14 | Petroleum | Unleaded gasoline | Unleaded gasoline |  | Steel | Steel |  | Painted or None | Steel |  | 1901-01-01 | [15 empty] | UST Currently In Use: 0; UST Temp Close: 0; AST Currently In Use: 0; AST Temp Closed: 0 | 0 | 0 | 4 | 14809-051-007875 | TAYLOR PETROLEUM INC
31301 | Permanently Closed | 1992-02-14 | 1963-01-01 | 1992-02-14 | Petroleum | Unleaded gasoline | Unleaded gasoline |  | Steel | Steel |  | Painted or None | Steel |  | 1901-01-01 | [15 empty] | UST Currently In Use: 0; UST Temp Close: 0; AST Currently In Use: 0; AST Temp Closed: 0 | 0 | 0 | 4 | 14809-051-007875 | TAYLOR PETROLEUM INC
31302 | Permanently Closed | 1988-12-20 | 1963-01-01 | 1988-12-20 | Petroleum | Unleaded gasoline | Unleaded gasoline |  | Steel | Steel |  | Painted or None | Steel |  | 1901-01-01 | [15 empty] | UST Currently In Use: 0; UST Temp Close: 0; AST Currently In Use: 0; AST Temp Closed: 0 | 0 | 0 | 3 | 14809-051-007876 | TAYLOR PETROLEUM INC
31303 | Permanently Closed | 1988-12-20 | 1963-01-01 | 1988-12-20 | Petroleum | Unleaded gasoline | Unleaded gasoline |  | Steel | Steel |  | Painted or None | Steel |  | 1901-01-01 | [15 empty] | UST Currently In Use: 0; UST Temp Close: 0; AST Currently In Use: 0; AST Temp Closed: 0 | 0 | 0 | 3 | 14809-051-007876 | TAYLOR PETROLEUM INC
31304 | Permanently Closed | 1988-12-20 | 1963-01-01 | 1988-12-20 | Petroleum | Other, OTHER | Other |  | Steel | Steel |  | Painted or None | Steel |  | 1901-01-01 | [15 empty] | UST Currently In Use: 0; UST Temp Close: 0; AST Currently In Use: 0; AST Temp Closed: 0 | 0 | 0 | 3 | 14809-051-007876 | TAYLOR PETROLEUM INC
31305 | Permanently Closed | 1998-12-21 | 1968-01-01 | 1998-12-23 | Petroleum | Unleaded gasoline | Unleaded gasoline | Retail | Steel | Steel |  | Painted or None | Steel |  | 1901-01-01 | [6 empty] | Statistical Inventory Reconciliation (SIR) | [8 empty] | UST Currently In Use: 0; UST Temp Close: 0; AST Currently In Use: 0; AST Temp Closed: 0 | 0 | 0 | 3 | 14809-051-007877 | TAYLOR PETROLEUM INC
31306 | Permanently Closed | 1998-12-21 | 1968-01-01 | 1998-12-23 | Petroleum | Unleaded gasoline | Unleaded gasoline | Retail | Steel | Steel |  | Painted or None | Steel |  | 1901-01-01 | [6 empty] | Statistical Inventory Reconciliation (SIR) | [8 empty] | UST Currently In Use: 0; UST Temp Close: 0; AST Currently In Use: 0; AST Temp Closed: 0 | 0 | 0 | 3 | 14809-051-007877 | TAYLOR PETROLEUM INC
31307 | Permanently Closed | 1998-12-21 | 1968-01-01 | 1998-12-23 | Petroleum | On road diesel | On road diesel | Retail | Steel | Steel |  | Painted or None | Steel |  | 1901-01-01 | [6 empty] | Statistical Inventory Reconciliation (SIR) | [8 empty] | UST Currently In Use: 0; UST Temp Close: 0; AST Currently In Use: 0; AST Temp Closed: 0 | 0 | 0 | 3 | 14809-051-007877 | TAYLOR PETROLEUM INC
31308 | Permanently Closed | 2016-01-12 | 1968-01-01 | 2023-11-27 | Petroleum | Unleaded gasoline | Unleaded gasoline | Retail | Steel | Steel | Field installed cathodic protection |  | Steel |  |  | Field installed cathodic protection | Catchment Basin, Single walled catchment basin | Automatic shutoff device At 95% full | Automatic shutoff device At 95% full |  |  | Statistical Inventory Reconciliation (SIR) |  | Automatic flow restrictor (MLLD) | Automatic flow restrictor (MLLD) |  |  | Statistical inventory reconciliation (SIR) | Statistical inventory reconciliation (SIR) |  | UST Currently In Use: 0; UST Temp Close: 0; AST Currently In Use: 0; AST Temp Closed: 0 | 0 | 0 | 5 | 24001-051-007878 | GARY BAKER
31309 | Permanently Closed | 2016-01-12 | 1968-01-01 | 2023-11-27 | Petroleum | Mid-grade gasoline | Mid-grade gasoline | Retail | Steel | Steel | Field installed cathodic protection |  | Steel |  |  | Field installed cathodic protection | Catchment Basin, Single walled catchment basin | Automatic shutoff device At 95% full | Automatic shutoff device At 95% full |  |  | Statistical Inventory Reconciliation (SIR) |  | Automatic flow restrictor (MLLD) | Automatic flow restrictor (MLLD) |  |  | Statistical inventory reconciliation (SIR) | Statistical inventory reconciliation (SIR) |  | UST Currently In Use: 0; UST Temp Close: 0; AST Currently In Use: 0; AST Temp Closed: 0 | 0 | 0 | 5 | 24001-051-007878 | GARY BAKER
31310 | Permanently Closed | 2016-01-12 | 1968-01-01 | 2023-11-27 | Petroleum | Premium gasoline | Premium gasoline | Retail | Steel | Steel | Field installed cathodic protection |  | Steel |  |  | Field installed cathodic protection | Catchment Basin, Single walled catchment basin | Automatic shutoff device At 95% full | Automatic shutoff device At 95% full |  |  | Statistical Inventory Reconciliation (SIR) |  | Automatic flow restrictor (MLLD) | Automatic flow restrictor (MLLD) |  |  | Statistical inventory reconciliation (SIR) | Statistical inventory reconciliation (SIR) |  | UST Currently In Use: 0; UST Temp Close: 0; AST Currently In Use: 0; AST Temp Closed: 0 | 0 | 0 | 5 | 24001-051-007878 | GARY BAKER
31311 | Permanently Closed | 1998-12-11 | 1968-01-01 | 1998-12-11 | Petroleum | Kerosene | Kerosene |  | Steel | Steel |  | Painted or None | Steel |  | 1901-01-01 | [6 empty] | Statistical Inventory Reconciliation (SIR) | [5 empty] | Annual line testing | Annual line testing |  | UST Currently In Use: 0; UST Temp Close: 0; AST Currently In Use: 0; AST Temp Closed: 0 | 0 | 0 | 5 | 24001-051-007878 | GARY BAKER
31312 | Permanently Closed | 1998-12-11 | 1968-01-01 | 1998-12-11 | Petroleum | Used oil | Used oil |  | Steel | Steel |  | Painted or None | Steel |  | 1901-01-01 | [6 empty] | Statistical Inventory Reconciliation (SIR) | [8 empty] | UST Currently In Use: 0; UST Temp Close: 0; AST Currently In Use: 0; AST Temp Closed: 0 | 0 | 0 | 5 | 24001-051-007878 | GARY BAKER
31313 | Permanently Closed | 1999-01-26 | 1975-01-01 | 1999-01-26 | Petroleum | Unleaded gasoline | Unleaded gasoline | Retail | Steel | Steel |  | Painted or None | Steel |  | 1901-01-01 | [6 empty] | Statistical Inventory Reconciliation (SIR) | [8 empty] | UST Currently In Use: 1; UST Temp Close: 0; AST Currently In Use: 0; AST Temp Closed: 0 | 1 | 0 | 3 | 23371-051-008879 | MARUTI NANDAN INC
31314 | Permanently Closed | 1999-01-26 | 1975-01-01 | 1999-01-26 | Petroleum | Unleaded gasoline | Unleaded gasoline | Retail | Steel | Steel |  | Painted or None | Steel |  | 1901-01-01 | [6 empty] | Statistical Inventory Reconciliation (SIR) | [8 empty] | UST Currently In Use: 1; UST Temp Close: 0; AST Currently In Use: 0; AST Temp Closed: 0 | 1 | 0 | 3 | 23371-051-008879 | MARUTI NANDAN INC
31315 | Permanently Closed | 1999-01-26 | 1987-01-01 | 1999-01-26 | Petroleum | Unleaded gasoline | Unleaded gasoline | Retail | Steel | Steel | Coated & cathodic protection (sti-P3) |  | Steel |  | 1901-01-01 | [6 empty] | Statistical Inventory Reconciliation (SIR) | [8 empty] | UST Currently In Use: 1; UST Temp Close: 0; AST Currently In Use: 0; AST Temp Closed: 0 | 1 | 0 | 3 | 23371-051-008879 | MARUTI NANDAN INC
31316 | Permanently Closed | 1988-12-20 | 1963-01-01 | 1988-12-20 | Petroleum | Unleaded gasoline | Unleaded gasoline |  | Steel | Steel |  | Painted or None | Steel |  | 1901-01-01 | [15 empty] | UST Currently In Use: 0; UST Temp Close: 0; AST Currently In Use: 0; AST Temp Closed: 0 | 0 | 0 | 3 | 14809-051-010318 | TAYLOR PETROLEUM INC
31317 | Permanently Closed | 1988-12-20 | 1953-01-01 | 1988-12-20 | Petroleum | Unleaded gasoline | Unleaded gasoline |  | Steel | Steel |  | Painted or None | Steel |  | 1901-01-01 | [15 empty] | UST Currently In Use: 0; UST Temp Close: 0; AST Currently In Use: 0; AST Temp Closed: 0 | 0 | 0 | 3 | 14809-051-010318 | TAYLOR PETROLEUM INC
31318 | Permanently Closed | 1988-12-20 | 1953-01-01 | 1988-12-20 | Petroleum | Unleaded gasoline | Unleaded gasoline |  | Steel | Steel |  | Painted or None | Steel |  | 1901-01-01 | [15 empty] | UST Currently In Use: 0; UST Temp Close: 0; AST Currently In Use: 0; AST Temp Closed: 0 | 0 | 0 | 3 | 14809-051-010318 | TAYLOR PETROLEUM INC
31319 | Permanently Closed | 2013-07-15 | 1963-01-01 | 2016-06-22 | Petroleum | Premium gasoline | Premium gasoline | Retail | Steel | Steel | Field installed cathodic protection |  | Steel |  | 1901-01-01 | Field installed cathodic protection | Catchment Basin, Single walled catchment basin | Automatic shutoff device At 95% full | Automatic shutoff device At 95% full |  |  | Statistical Inventory Reconciliation (SIR) | [8 empty] | UST Currently In Use: 0; UST Temp Close: 0; AST Currently In Use: 0; AST Temp Closed: 0 | 0 | 0 | 3 | 24908-051-010319 | F&M PROPERTIES, LLC
31320 | Permanently Closed | 2013-07-15 | 1963-01-01 | 2016-06-22 | Petroleum | Unleaded gasoline | Unleaded gasoline | Retail | Steel | Steel | Field installed cathodic protection |  | Steel |  | 1901-01-01 | Field installed cathodic protection | Catchment Basin, Single walled catchment basin | Automatic shutoff device At 95% full | Automatic shutoff device At 95% full |  |  | Statistical Inventory Reconciliation (SIR) | [8 empty] | UST Currently In Use: 0; UST Temp Close: 0; AST Currently In Use: 0; AST Temp Closed: 0 | 0 | 0 | 3 | 24908-051-010319 | F&M PROPERTIES, LLC
31321 | Permanently Closed | 2013-07-15 | 1963-01-01 | 2016-06-22 | Petroleum | On road diesel | On road diesel | Retail | Steel | Steel | Field installed cathodic protection |  | Steel |  | 1901-01-01 | Field installed cathodic protection | Catchment Basin, Single walled catchment basin | Automatic shutoff device At 95% full | Automatic shutoff device At 95% full |  |  | Statistical Inventory Reconciliation (SIR) | [8 empty] | UST Currently In Use: 0; UST Temp Close: 0; AST Currently In Use: 0; AST Temp Closed: 0 | 0 | 0 | 3 | 24908-051-010319 | F&M PROPERTIES, LLC
31322 | Permanently Closed | 1998-03-10 | 1968-01-01 | 1998-03-10 | Petroleum | Unleaded gasoline | Unleaded gasoline | Retail | Steel | Steel |  | Painted or None | Steel |  | 1901-01-01 | [6 empty] | Statistical Inventory Reconciliation (SIR) | [5 empty] | Annual line testing | Annual line testing |  | UST Currently In Use: 0; UST Temp Close: 0; AST Currently In Use: 0; AST Temp Closed: 0 | 0 | 0 | 3 | 14809-051-010320 | TAYLOR PETROLEUM INC
31323 | Permanently Closed | 1998-03-10 | 1968-01-01 | 1998-03-10 | Petroleum | Unleaded gasoline | Unleaded gasoline | Retail | Steel | Steel |  | Painted or None | Steel |  | 1901-01-01 | [6 empty] | Statistical Inventory Reconciliation (SIR) | [5 empty] | Annual line testing | Annual line testing |  | UST Currently In Use: 0; UST Temp Close: 0; AST Currently In Use: 0; AST Temp Closed: 0 | 0 | 0 | 3 | 14809-051-010320 | TAYLOR PETROLEUM INC
31324 | Permanently Closed | 1998-03-10 | 1968-01-01 | 1998-03-10 | Petroleum | Unleaded gasoline | Unleaded gasoline | Retail | Steel | Steel |  | Painted or None | Steel |  | 1901-01-01 | [6 empty] | Statistical Inventory Reconciliation (SIR) | [8 empty] | UST Currently In Use: 0; UST Temp Close: 0; AST Currently In Use: 0; AST Temp Closed: 0 | 0 | 0 | 3 | 14809-051-010320 | TAYLOR PETROLEUM INC
31325 | Permanently Closed | 1990-11-30 | 1963-01-01 | 1990-11-30 | Petroleum | Unleaded gasoline | Unleaded gasoline |  | Steel | Steel |  | Painted or None | Steel |  | 1901-01-01 | [15 empty] | UST Currently In Use: 0; UST Temp Close: 0; AST Currently In Use: 0; AST Temp Closed: 0 | 0 | 0 | 2 | 14809-051-010321 | TAYLOR PETROLEUM INC
31326 | Permanently Closed | 1990-11-30 | 1963-01-01 | 1990-11-30 | Petroleum | On road diesel | On road diesel |  | Steel | Steel |  | Painted or None | Steel |  | 1901-01-01 | [15 empty] | UST Currently In Use: 0; UST Temp Close: 0; AST Currently In Use: 0; AST Temp Closed: 0 | 0 | 0 | 2 | 14809-051-010321 | TAYLOR PETROLEUM INC
31327 | Permanently Closed | 1998-12-05 | 1983-01-01 | 1998-12-05 | Petroleum | Unleaded gasoline | Unleaded gasoline | Retail | Steel | Steel |  | Painted or None | Steel |  | 1901-01-01 | [6 empty] | Statistical Inventory Reconciliation (SIR) | [8 empty] | UST Currently In Use: 0; UST Temp Close: 0; AST Currently In Use: 0; AST Temp Closed: 0 | 0 | 0 | 3 | 14809-087-013613 | TAYLOR PETROLEUM INC
31328 | Permanently Closed | 1998-12-05 | 1968-01-01 | 1998-12-05 | Petroleum | Unleaded gasoline | Unleaded gasoline | Retail | Steel | Steel |  | Painted or None | Steel |  | 1901-01-01 | [6 empty] | Statistical Inventory Reconciliation (SIR) | [8 empty] | UST Currently In Use: 0; UST Temp Close: 0; AST Currently In Use: 0; AST Temp Closed: 0 | 0 | 0 | 3 | 14809-087-013613 | TAYLOR PETROLEUM INC
31329 | Permanently Closed | 1998-12-05 | 1983-01-01 | 1998-12-05 | Petroleum | Unleaded gasoline | Unleaded gasoline | Retail | Steel | Steel |  | Painted or None | Steel |  | 1901-01-01 | [6 empty] | Statistical Inventory Reconciliation (SIR) | [8 empty] | UST Currently In Use: 0; UST Temp Close: 0; AST Currently In Use: 0; AST Temp Closed: 0 | 0 | 0 | 3 | 14809-087-013613 | TAYLOR PETROLEUM INC
31330 | Permanently Closed | 1999-01-28 | 1979-01-01 | 1999-01-28 | Petroleum | Unleaded gasoline | Unleaded gasoline | Retail | Steel | Steel |  | Painted or None | Steel |  | 1901-01-01 | [6 empty] | Statistical Inventory Reconciliation (SIR) | [5 empty] | Annual line testing | Annual line testing |  | UST Currently In Use: 0; UST Temp Close: 0; AST Currently In Use: 0; AST Temp Closed: 0 | 0 | 0 | 7 | 23078-123-010322 | OURTOWN CONVENIENCE LLC
31331 | Permanently Closed | 1997-12-21 | 1979-01-01 | 1999-01-28 | Petroleum | Unleaded gasoline | Unleaded gasoline | Retail | Steel | Steel |  | Painted or None | Steel |  | 1901-01-01 | [6 empty] | Statistical Inventory Reconciliation (SIR) | [8 empty] | UST Currently In Use: 0; UST Temp Close: 0; AST Currently In Use: 0; AST Temp Closed: 0 | 0 | 0 | 7 | 23078-123-010322 | OURTOWN CONVENIENCE LLC
31332 | Permanently Closed | 1997-12-21 | 1979-01-01 | 1999-01-28 | Petroleum | Unleaded gasoline | Unleaded gasoline | Retail | Steel | Steel |  | Painted or None | Steel |  | 1901-01-01 | [6 empty] | Statistical Inventory Reconciliation (SIR) | [5 empty] | Annual line testing | Annual line testing |  | UST Currently In Use: 0; UST Temp Close: 0; AST Currently In Use: 0; AST Temp Closed: 0 | 0 | 0 | 7 | 23078-123-010322 | OURTOWN CONVENIENCE LLC
31333 | Permanently Closed | 1998-12-10 | 1958-01-01 | 1998-12-10 | Petroleum | On road diesel | On road diesel | Retail | Steel | Steel |  | Painted or None | Steel |  | 1901-01-01 | [6 empty] | Statistical Inventory Reconciliation (SIR) | [8 empty] | UST Currently In Use: 0; UST Temp Close: 0; AST Currently In Use: 0; AST Temp Closed: 0 | 0 | 0 | 7 | 23078-123-010322 | OURTOWN CONVENIENCE LLC
31334 | Permanently Closed | 1998-12-10 | 1958-01-01 | 1998-12-10 | Petroleum | Kerosene | Kerosene | Retail | Steel | Steel |  | Painted or None | Steel |  | 1901-01-01 | [6 empty] | Statistical Inventory Reconciliation (SIR) | [8 empty] | UST Currently In Use: 0; UST Temp Close: 0; AST Currently In Use: 0; AST Temp Closed: 0 | 0 | 0 | 7 | 23078-123-010322 | OURTOWN CONVENIENCE LLC
31335 | Retired | 1982-05-01 | 1953-01-01 |  | Petroleum | Other, OTHER | Other |  | Steel | Steel |  | Painted or None | Steel |  | 1901-01-01 | [15 empty] | UST Currently In Use: 0; UST Temp Close: 0; AST Currently In Use: 0; AST Temp Closed: 0 | 0 | 0 | 7 | 23078-123-010322 | OURTOWN CONVENIENCE LLC
31336 | Retired | 1982-05-01 | 1953-01-01 |  | Petroleum | Other, OTHER | Other |  | Steel | Steel |  | Painted or None | Steel |  | 1901-01-01 | [15 empty] | UST Currently In Use: 0; UST Temp Close: 0; AST Currently In Use: 0; AST Temp Closed: 0 | 0 | 0 | 7 | 23078-123-010322 | OURTOWN CONVENIENCE LLC
31337 | Permanently Closed | 1999-11-11 | 1970-01-01 | 1999-11-11 | Petroleum | Unleaded gasoline | Unleaded gasoline | Local Government, Retail | Steel | Steel | Field installed cathodic protection | Painted or None | Steel |  | 1901-01-01 | Field installed cathodic protection | Catchment Basin, Single walled catchment basin | Flow Rest 90% Full | Flow Rest 90% Full |  |  | Continuous Automatic Tank Gauge |  | Automatic shutoff device (AELLD) | Automatic shutoff device (AELLD) |  |  | Annual line testing | Annual line testing |  | UST Currently In Use: 0; UST Temp Close: 0; AST Currently In Use: 0; AST Temp Closed: 0 | 0 | 0 | 3 | 11060-081-008393 | CITY OF OPELIKA PUBLIC WORKS DEPT
31338 | Permanently Closed | 1999-11-11 | 1970-01-01 | 1999-11-11 | Petroleum | Mid-grade gasoline | Mid-grade gasoline | Local Government, Retail | Steel | Steel | Field installed cathodic protection | Painted or None | Steel |  | 1901-01-01 | Field installed cathodic protection | Catchment Basin, Single walled catchment basin | Flow Rest 90% Full | Flow Rest 90% Full |  |  | Continuous Automatic Tank Gauge |  | Automatic shutoff device (AELLD) | Automatic shutoff device (AELLD) |  |  | Annual line testing | Annual line testing |  | UST Currently In Use: 0; UST Temp Close: 0; AST Currently In Use: 0; AST Temp Closed: 0 | 0 | 0 | 3 | 11060-081-008393 | CITY OF OPELIKA PUBLIC WORKS DEPT
31339 | Permanently Closed | 1999-11-11 | 1970-01-01 | 1999-11-11 | Petroleum | Premium gasoline | Premium gasoline | Local Government, Retail | Steel | Steel | Field installed cathodic protection | Painted or None | Steel |  | 1901-01-01 | Field installed cathodic protection | Catchment Basin, Single walled catchment basin | Flow Rest 90% Full | Flow Rest 90% Full |  |  | Continuous Automatic Tank Gauge |  | Automatic shutoff device (AELLD) | Automatic shutoff device (AELLD) |  |  | Annual line testing | Annual line testing |  | UST Currently In Use: 0; UST Temp Close: 0; AST Currently In Use: 0; AST Temp Closed: 0 | 0 | 0 | 3 | 11060-081-008393 | CITY OF OPELIKA PUBLIC WORKS DEPT
31340 | Permanently Closed | 2010-05-27 | 1972-01-01 | 2010-05-27 | Petroleum | Unleaded gasoline | Unleaded gasoline | Retail | Steel | Steel | Field installed cathodic protection |  | Steel |  |  | Field installed cathodic protection | Catchment Basin, Single walled catchment basin | Audible high level alarm At 90% full, Automatic shutoff device At 95% full, Flow Rest 90% Full | Flow Rest 90% Full |  |  | Continuous Automatic Tank Gauge |  | Automatic shutoff device (AELLD) | Automatic shutoff device (AELLD) | [5 empty] | UST Currently In Use: 0; UST Temp Close: 0; AST Currently In Use: 0; AST Temp Closed: 0 | 0 | 0 | 3 | 14001-081-008397 | RaceTrac, Inc.
31341 | Permanently Closed | 2010-05-27 | 1972-01-01 | 2010-05-27 | Petroleum | Mid-grade gasoline | Mid-grade gasoline | Retail | Steel | Steel | Field installed cathodic protection |  | Steel |  |  | Field installed cathodic protection | Catchment Basin, Single walled catchment basin | Audible high level alarm At 90% full, Automatic shutoff device At 95% full, Flow Rest 90% Full | Flow Rest 90% Full |  |  | Continuous Automatic Tank Gauge |  | Automatic shutoff device (AELLD) | Automatic shutoff device (AELLD) | [5 empty] | UST Currently In Use: 0; UST Temp Close: 0; AST Currently In Use: 0; AST Temp Closed: 0 | 0 | 0 | 3 | 14001-081-008397 | RaceTrac, Inc.
31342 | Permanently Closed | 2009-04-23 | 1972-01-01 | 2010-05-27 | Petroleum | Premium gasoline | Premium gasoline | Retail | Steel | Steel | Field installed cathodic protection |  | Steel |  |  | Field installed cathodic protection | Catchment Basin, Single walled catchment basin | Audible high level alarm At 90% full, Automatic shutoff device At 95% full, Flow Rest 90% Full | Flow Rest 90% Full |  |  | Continuous Automatic Tank Gauge |  | Automatic shutoff device (AELLD) | Automatic shutoff device (AELLD) | [5 empty] | UST Currently In Use: 0; UST Temp Close: 0; AST Currently In Use: 0; AST Temp Closed: 0 | 0 | 0 | 3 | 14001-081-008397 | RaceTrac, Inc.
31343 | Permanently Closed | 1901-01-01 | 1964-01-01 |  | Petroleum | Unleaded gasoline | Unleaded gasoline |  | Steel | Steel |  | Painted or None | Steel |  | 1901-01-01 | [15 empty] | UST Currently In Use: 0; UST Temp Close: 0; AST Currently In Use: 0; AST Temp Closed: 0 | 0 | 0 | 3 | 14810-097-008387 | TEXAS CITY REAL ESTATE INVESTMENT
31344 | Permanently Closed | 1975-10-01 | 1964-01-01 |  | Petroleum | Unleaded gasoline | Unleaded gasoline |  | Steel | Steel |  | Painted or None | Steel |  | 1901-01-01 | [15 empty] | UST Currently In Use: 0; UST Temp Close: 0; AST Currently In Use: 0; AST Temp Closed: 0 | 0 | 0 | 3 | 14810-097-008387 | TEXAS CITY REAL ESTATE INVESTMENT
31345 | Permanently Closed | 1992-03-11 | 1976-01-01 | 1992-03-11 | Petroleum | Unleaded gasoline | Unleaded gasoline |  | Steel | Steel |  | Painted or None | Steel |  | 1901-01-01 | [15 empty] | UST Currently In Use: 0; UST Temp Close: 0; AST Currently In Use: 0; AST Temp Closed: 0 | 0 | 0 | 3 | 14810-097-008387 | TEXAS CITY REAL ESTATE INVESTMENT
31346 | Permanently Closed | 1990-05-01 | 1968-01-01 | 1990-05-01 | Petroleum | Unleaded gasoline | Unleaded gasoline |  | Steel | Steel |  | Painted or None | Steel |  | 1901-01-01 | [15 empty] | UST Currently In Use: 0; UST Temp Close: 0; AST Currently In Use: 0; AST Temp Closed: 0 | 0 | 0 | 4 | 14810-097-008396 | TEXAS CITY REAL ESTATE INVESTMENT
31347 | Permanently Closed | 1990-05-01 | 1968-01-01 | 1990-05-01 | Petroleum | Unleaded gasoline | Unleaded gasoline |  | Steel | Steel |  | Painted or None | Steel |  | 1901-01-01 | [15 empty] | UST Currently In Use: 0; UST Temp Close: 0; AST Currently In Use: 0; AST Temp Closed: 0 | 0 | 0 | 4 | 14810-097-008396 | TEXAS CITY REAL ESTATE INVESTMENT
31348 | Permanently Closed | 1990-05-01 | 1968-01-01 | 1990-05-01 | Petroleum | Unleaded gasoline | Unleaded gasoline |  | Steel | Steel |  | Painted or None | Steel |  | 1901-01-01 | [15 empty] | UST Currently In Use: 0; UST Temp Close: 0; AST Currently In Use: 0; AST Temp Closed: 0 | 0 | 0 | 4 | 14810-097-008396 | TEXAS CITY REAL ESTATE INVESTMENT
31349 | Permanently Closed | 1990-05-01 | 1973-01-01 | 1990-05-01 | Petroleum | Unleaded gasoline | Unleaded gasoline |  | Steel | Steel |  | Painted or None | Steel |  | 1901-01-01 | [15 empty] | UST Currently In Use: 0; UST Temp Close: 0; AST Currently In Use: 0; AST Temp Closed: 0 | 0 | 0 | 4 | 14810-097-008396 | TEXAS CITY REAL ESTATE INVESTMENT
31350 | Permanently Closed | 1977-07-01 | 1967-01-01 |  | Petroleum | Unleaded gasoline | Unleaded gasoline |  | Steel | Steel |  | Painted or None | Steel |  | 1901-01-01 | [15 empty] | UST Currently In Use: 0; UST Temp Close: 0; AST Currently In Use: 0; AST Temp Closed: 0 | 0 | 0 | 1 | 14810-097-008400 | TEXAS CITY REAL ESTATE INVESTMENT
31351 | Permanently Closed | 2012-03-07 | 1976-01-01 | 2012-03-07 | Petroleum | Unleaded gasoline | Unleaded gasoline | Retail | Steel | Steel | Field installed cathodic protection |  | Fiberglass reinforced plastic |  |  |  | Catchment Basin, Single walled catchment basin | Audible high level alarm At 90% full, Automatic shutoff device At 95% full, Flow Rest 90% Full | Flow Rest 90% Full |  |  | Automatic Tank Gauge |  | Automatic shutoff device (AELLD), Containment Sump | Containment Sump | Interstitial Monitoring within Secondary Containment |  |  |  |  | UST Currently In Use: 2; UST Temp Close: 0; AST Currently In Use: 0; AST Temp Closed: 0 | 2 | 0 | 3 | 24028-101-008399 | HARJINDER SUCHDEVA
31352 | Permanently Closed | 2012-03-07 | 1976-01-01 | 2012-03-07 | Petroleum | Mid-grade gasoline | Mid-grade gasoline | Retail | Steel | Steel | Field installed cathodic protection |  | Fiberglass reinforced plastic |  |  |  | Catchment Basin, Single walled catchment basin | Audible high level alarm At 90% full, Automatic shutoff device At 95% full, Flow Rest 90% Full | Flow Rest 90% Full |  |  | Automatic Tank Gauge |  | Automatic shutoff device (AELLD), Containment Sump | Containment Sump | Interstitial Monitoring within Secondary Containment |  |  |  |  | UST Currently In Use: 2; UST Temp Close: 0; AST Currently In Use: 0; AST Temp Closed: 0 | 2 | 0 | 3 | 24028-101-008399 | HARJINDER SUCHDEVA
31353 | Permanently Closed | 2012-03-07 | 1976-01-01 | 2012-03-07 | Petroleum | Premium gasoline | Premium gasoline | Retail | Steel | Steel | Field installed cathodic protection |  | Fiberglass reinforced plastic |  |  |  | Catchment Basin, Single walled catchment basin | Audible high level alarm At 90% full, Automatic shutoff device At 95% full, Flow Rest 90% Full | Flow Rest 90% Full |  |  | Automatic Tank Gauge |  | Automatic shutoff device (AELLD), Containment Sump | Containment Sump | Interstitial Monitoring within Secondary Containment |  |  |  |  | UST Currently In Use: 2; UST Temp Close: 0; AST Currently In Use: 0; AST Temp Closed: 0 | 2 | 0 | 3 | 24028-101-008399 | HARJINDER SUCHDEVA
31354 | Permanently Closed | 1989-12-15 | 1953-01-01 | 1990-10-26 | Petroleum | Unleaded gasoline | Unleaded gasoline |  | Steel | Steel |  |  | Steel |  | 1901-01-01 | [15 empty] | UST Currently In Use: 0; UST Temp Close: 0; AST Currently In Use: 0; AST Temp Closed: 0 | 0 | 0 | 4 | 14811-073-010004 | TEACHERS INSURANCE & ANNUITY
31355 | Permanently Closed | 1989-12-15 | 1953-01-01 | 1990-10-26 | Petroleum | Unleaded gasoline | Unleaded gasoline |  | Steel | Steel |  |  | Steel |  | 1901-01-01 | [15 empty] | UST Currently In Use: 0; UST Temp Close: 0; AST Currently In Use: 0; AST Temp Closed: 0 | 0 | 0 | 4 | 14811-073-010004 | TEACHERS INSURANCE & ANNUITY
31356 | Permanently Closed | 1989-12-15 | 1953-01-01 | 1990-10-26 | Petroleum | On road diesel | On road diesel |  | Steel | Steel |  |  | Steel |  | 1901-01-01 | [15 empty] | UST Currently In Use: 0; UST Temp Close: 0; AST Currently In Use: 0; AST Temp Closed: 0 | 0 | 0 | 4 | 14811-073-010004 | TEACHERS INSURANCE & ANNUITY
31357 | Permanently Closed | 1980-01-01 | 1953-01-01 | 1990-10-26 | Petroleum | Unleaded gasoline | Unleaded gasoline |  | Steel | Steel |  |  | Steel |  | 1901-01-01 | [15 empty] | UST Currently In Use: 0; UST Temp Close: 0; AST Currently In Use: 0; AST Temp Closed: 0 | 0 | 0 | 1 | 14812-073-011928 | TEACHER'S INSURANCE & ANNUITY
31358 | Permanently Closed | 1901-01-01 | 1953-01-01 | 1989-11-29 | Petroleum | On road diesel | On road diesel |  | Steel | Steel |  |  | Steel |  | 1901-01-01 | [15 empty] | UST Currently In Use: 0; UST Temp Close: 0; AST Currently In Use: 0; AST Temp Closed: 0 | 0 | 0 | 2 | 14812-073-011929 | TEACHER'S INSURANCE & ANNUITY
31359 | Permanently Closed | 1901-01-01 | 1953-01-01 | 1989-11-29 | Petroleum | Unleaded gasoline | Unleaded gasoline |  | Steel | Steel |  |  | Steel |  | 1901-01-01 | [15 empty] | UST Currently In Use: 0; UST Temp Close: 0; AST Currently In Use: 0; AST Temp Closed: 0 | 0 | 0 | 2 | 14812-073-011929 | TEACHER'S INSURANCE & ANNUITY
31360 | Permanently Closed | 1901-01-01 | 1953-01-01 | 1989-11-29 | Petroleum | Unleaded gasoline | Unleaded gasoline | [7 empty] | 1901-01-01 | [15 empty] | UST Currently In Use: 0; UST Temp Close: 0; AST Currently In Use: 0; AST Temp Closed: 0 | 0 | 0 | 1 | 14812-073-011930 | TEACHER'S INSURANCE & ANNUITY
31361 | Permanently Closed | 1901-01-01 | 1953-01-01 | 1990-10-26 | Petroleum | Other, MNRLSPIRIT | Other |  | Steel | Steel |  |  |  |  | 1901-01-01 | [15 empty] | UST Currently In Use: 0; UST Temp Close: 0; AST Currently In Use: 0; AST Temp Closed: 0 | 0 | 0 | 3 | 14812-073-011931 | TEACHER'S INSURANCE & ANNUITY
31362 | Permanently Closed | 1901-01-01 | 1953-01-01 | 1990-10-26 | Petroleum | Other, MNRLSPIRIT | Other |  | Steel | Steel |  |  |  |  | 1901-01-01 | [15 empty] | UST Currently In Use: 0; UST Temp Close: 0; AST Currently In Use: 0; AST Temp Closed: 0 | 0 | 0 | 3 | 14812-073-011931 | TEACHER'S INSURANCE & ANNUITY
31363 | Permanently Closed | 1901-01-01 | 1953-01-01 | 1990-10-26 | Petroleum | Other, MNRLSPIRIT | Other |  | Steel | Steel |  |  |  |  | 1901-01-01 | [15 empty] | UST Currently In Use: 0; UST Temp Close: 0; AST Currently In Use: 0; AST Temp Closed: 0 | 0 | 0 | 3 | 14812-073-011931 | TEACHER'S INSURANCE & ANNUITY
31366 | Permanently Closed | 1986-03-01 | 1970-01-01 | 1986-03-01 | Petroleum | Unleaded gasoline | Unleaded gasoline | [5 empty] | Steel |  | 1901-01-01 | [15 empty] | UST Currently In Use: 0; UST Temp Close: 0; AST Currently In Use: 0; AST Temp Closed: 0 | 0 | 0 | 1 | 14814-069-001698 | TED'S HEATING & COOLING SERVICES
31367 | Permanently Closed | 1982-05-01 | 1974-01-01 | 1988-09-23 | Petroleum | On road diesel | On road diesel |  | Steel | Steel |  | Painted or None |  |  | 1901-01-01 | [15 empty] | UST Currently In Use: 0; UST Temp Close: 0; AST Currently In Use: 0; AST Temp Closed: 0 | 0 | 0 | 2 | 14815-097-006717 | TELECOM PROPERTIES INC
31368 | Permanently Closed | 1982-05-01 | 1974-01-01 | 1988-09-23 | Petroleum | On road diesel | On road diesel |  | Steel | Steel |  | Painted or None |  |  | 1901-01-01 | [15 empty] | UST Currently In Use: 0; UST Temp Close: 0; AST Currently In Use: 0; AST Temp Closed: 0 | 0 | 0 | 2 | 14815-097-006717 | TELECOM PROPERTIES INC
31369 | Permanently Closed | 1985-04-01 | 1974-01-01 | 1992-11-09 | Petroleum | On road diesel | On road diesel |  | Steel | Steel |  |  | Steel |  | 1901-01-01 | [15 empty] | UST Currently In Use: 0; UST Temp Close: 0; AST Currently In Use: 0; AST Temp Closed: 0 | 0 | 0 | 1 | 14816-089-003931 | TELEDYNE BROWN ENGINEERING (R DRAKE)
31370 | Permanently Closed | 1990-12-22 | 1963-01-01 | 1992-03-12 | Petroleum | Other, MNRLSPIRIT | Other |  | Steel | Steel |  | Painted or None | Steel |  | 1901-01-01 | [15 empty] | UST Currently In Use: 5; UST Temp Close: 0; AST Currently In Use: 8; AST Temp Closed: 0 | 5 | 0 | 34 | 14817-097-011471 | CONTINENTAL MOTORS, INC.
31371 | Permanently Closed | 1993-12-08 | 1980-01-01 |  | Petroleum | Kerosene | Kerosene |  | Fiberglass reinforced plastic | Fiberglass reinforced plastic |  |  | Steel |  | 1901-01-01 | [15 empty] | UST Currently In Use: 5; UST Temp Close: 0; AST Currently In Use: 8; AST Temp Closed: 0 | 5 | 0 | 34 | 14817-097-011471 | CONTINENTAL MOTORS, INC.
31372 | Permanently Closed | 1992-03-12 | 1977-01-01 | 1992-03-12 | Petroleum | Kerosene | Kerosene |  | Fiberglass reinforced plastic | Fiberglass reinforced plastic |  |  | Steel |  | 1901-01-01 | [15 empty] | UST Currently In Use: 5; UST Temp Close: 0; AST Currently In Use: 8; AST Temp Closed: 0 | 5 | 0 | 34 | 14817-097-011471 | CONTINENTAL MOTORS, INC.
31373 | Permanently Closed | 1990-12-22 | 1968-01-01 | 1992-03-12 | Petroleum | Unleaded gasoline | Unleaded gasoline |  | Steel | Steel |  | Painted or None | Steel |  | 1901-01-01 | [15 empty] | UST Currently In Use: 5; UST Temp Close: 0; AST Currently In Use: 8; AST Temp Closed: 0 | 5 | 0 | 34 | 14817-097-011471 | CONTINENTAL MOTORS, INC.
31374 | Permanently Closed | 1992-03-12 | 1963-01-01 | 1992-03-12 | Petroleum | Kerosene | Kerosene |  | Steel | Steel |  | Painted or None | Steel |  | 1901-01-01 | [15 empty] | UST Currently In Use: 5; UST Temp Close: 0; AST Currently In Use: 8; AST Temp Closed: 0 | 5 | 0 | 34 | 14817-097-011471 | CONTINENTAL MOTORS, INC.
31375 | Permanently Closed | 1990-12-22 | 1963-01-01 | 1992-03-12 | Petroleum | Kerosene | Kerosene |  | Steel | Steel |  | Painted or None | Steel |  | 1901-01-01 | [15 empty] | UST Currently In Use: 5; UST Temp Close: 0; AST Currently In Use: 8; AST Temp Closed: 0 | 5 | 0 | 34 | 14817-097-011471 | CONTINENTAL MOTORS, INC.
31376 | Permanently Closed | 1990-01-01 | 1963-01-01 | 1990-01-01 | Petroleum | Other, MNRLSPIRIT | Other |  | Steel | Steel |  | Painted or None | Steel |  | 1901-01-01 | [15 empty] | UST Currently In Use: 5; UST Temp Close: 0; AST Currently In Use: 8; AST Temp Closed: 0 | 5 | 0 | 34 | 14817-097-011471 | CONTINENTAL MOTORS, INC.
31377 | Permanently Closed | 1990-01-01 | 1963-01-01 | 1990-01-01 | Petroleum | Unleaded gasoline | Unleaded gasoline |  | Steel | Steel |  | Painted or None | Steel |  | 1901-01-01 | [15 empty] | UST Currently In Use: 5; UST Temp Close: 0; AST Currently In Use: 8; AST Temp Closed: 0 | 5 | 0 | 34 | 14817-097-011471 | CONTINENTAL MOTORS, INC.
31378 | Permanently Closed | 1990-12-22 | 1969-01-01 | 1991-03-15 | Petroleum | Used oil | Used oil |  | Steel | Steel |  | Painted or None | Steel |  | 1901-01-01 | [15 empty] | UST Currently In Use: 5; UST Temp Close: 0; AST Currently In Use: 8; AST Temp Closed: 0 | 5 | 0 | 34 | 14817-097-011471 | CONTINENTAL MOTORS, INC.
31379 | Permanently Closed | 1990-01-01 | 1963-01-01 | 1990-01-01 | Petroleum | Unleaded gasoline | Unleaded gasoline |  | Steel | Steel |  | Painted or None | Steel |  | 1901-01-01 | [15 empty] | UST Currently In Use: 5; UST Temp Close: 0; AST Currently In Use: 8; AST Temp Closed: 0 | 5 | 0 | 34 | 14817-097-011471 | CONTINENTAL MOTORS, INC.
31380 | Permanently Closed | 1990-01-01 | 1963-01-01 | 1990-01-01 | Petroleum | Unleaded gasoline | Unleaded gasoline |  | Steel | Steel |  | Painted or None | Steel |  | 1901-01-01 | [15 empty] | UST Currently In Use: 5; UST Temp Close: 0; AST Currently In Use: 8; AST Temp Closed: 0 | 5 | 0 | 34 | 14817-097-011471 | CONTINENTAL MOTORS, INC.
31381 | Permanently Closed | 1991-01-01 | 1967-01-01 | 1991-01-01 | Petroleum | Other, NEW OIL | Other |  | Steel | Steel |  | Painted or None | Steel |  | 1901-01-01 | [15 empty] | UST Currently In Use: 5; UST Temp Close: 0; AST Currently In Use: 8; AST Temp Closed: 0 | 5 | 0 | 34 | 14817-097-011471 | CONTINENTAL MOTORS, INC.
31382 | Permanently Closed | 1991-01-01 | 1967-01-01 | 1991-01-01 | Petroleum | Other, MNRLSPIRIT | Other |  | Steel | Steel |  | Painted or None | Steel |  | 1901-01-01 | [15 empty] | UST Currently In Use: 5; UST Temp Close: 0; AST Currently In Use: 8; AST Temp Closed: 0 | 5 | 0 | 34 | 14817-097-011471 | CONTINENTAL MOTORS, INC.
31383 | Permanently Closed | 1991-01-01 | 1967-01-01 | 1991-01-01 | Petroleum | Unleaded gasoline | Unleaded gasoline |  | Steel | Steel |  | Painted or None | Steel |  | 1901-01-01 | [15 empty] | UST Currently In Use: 5; UST Temp Close: 0; AST Currently In Use: 8; AST Temp Closed: 0 | 5 | 0 | 34 | 14817-097-011471 | CONTINENTAL MOTORS, INC.
31384 | Permanently Closed | 1991-01-01 | 1967-01-01 | 1991-01-01 | Petroleum | Used oil | Used oil |  | Steel | Steel |  | Painted or None | Steel |  | 1901-01-01 | [15 empty] | UST Currently In Use: 5; UST Temp Close: 0; AST Currently In Use: 8; AST Temp Closed: 0 | 5 | 0 | 34 | 14817-097-011471 | CONTINENTAL MOTORS, INC.
31385 | Permanently Closed | 1992-03-16 | 1967-01-01 | 1992-03-16 | Petroleum | Used oil | Used oil |  | Steel | Steel |  | Painted or None | Steel |  | 1901-01-01 | [15 empty] | UST Currently In Use: 5; UST Temp Close: 0; AST Currently In Use: 8; AST Temp Closed: 0 | 5 | 0 | 34 | 14817-097-011471 | CONTINENTAL MOTORS, INC.
31386 | Permanently Closed | 1991-12-17 | 1969-01-01 | 1991-12-17 | Petroleum | Used oil | Used oil |  | Steel | Steel |  | Painted or None | Steel |  | 1901-01-01 | [15 empty] | UST Currently In Use: 5; UST Temp Close: 0; AST Currently In Use: 8; AST Temp Closed: 0 | 5 | 0 | 34 | 14817-097-011471 | CONTINENTAL MOTORS, INC.
31387 | Permanently Closed | 1992-11-01 | 1970-01-01 |  | Petroleum | Unleaded gasoline | Unleaded gasoline |  | Steel | Steel |  | Painted or None | Steel |  | 1901-01-01 | [15 empty] | UST Currently In Use: 5; UST Temp Close: 0; AST Currently In Use: 8; AST Temp Closed: 0 | 5 | 0 | 34 | 14817-097-011471 | CONTINENTAL MOTORS, INC.
31388 | Permanently Closed | 1990-12-21 | 1972-01-01 | 1992-03-12 | Petroleum | Aviation fuel (JP-4; etc.) | Aviation fuel (JP-4; etc.) |  | Steel | Steel |  | Painted or None | Steel |  | 1901-01-01 | [15 empty] | UST Currently In Use: 5; UST Temp Close: 0; AST Currently In Use: 8; AST Temp Closed: 0 | 5 | 0 | 34 | 14817-097-011471 | CONTINENTAL MOTORS, INC.
31389 | Permanently Closed | 1990-12-21 | 1972-01-01 | 1992-03-12 | Petroleum | Unleaded gasoline | Unleaded gasoline |  | Steel | Steel |  | Painted or None | Steel |  | 1901-01-01 | [15 empty] | UST Currently In Use: 5; UST Temp Close: 0; AST Currently In Use: 8; AST Temp Closed: 0 | 5 | 0 | 34 | 14817-097-011471 | CONTINENTAL MOTORS, INC.
31390 | Permanently Closed | 1990-12-21 | 1973-01-01 | 1992-03-12 | Petroleum | Unleaded gasoline | Unleaded gasoline |  | Steel | Steel |  | Painted or None | Steel |  | 1901-01-01 | [15 empty] | UST Currently In Use: 5; UST Temp Close: 0; AST Currently In Use: 8; AST Temp Closed: 0 | 5 | 0 | 34 | 14817-097-011471 | CONTINENTAL MOTORS, INC.
31391 | Permanently Closed | 1992-11-16 | 1978-01-01 |  | Petroleum | Kerosene | Kerosene |  | Fiberglass reinforced plastic | Fiberglass reinforced plastic |  |  | Steel |  | 1901-01-01 | [15 empty] | UST Currently In Use: 5; UST Temp Close: 0; AST Currently In Use: 8; AST Temp Closed: 0 | 5 | 0 | 34 | 14817-097-011471 | CONTINENTAL MOTORS, INC.
31392 | Permanently Closed | 1993-05-01 | 1981-01-01 | 1993-05-01 | Petroleum | Kerosene | Kerosene |  | Steel | Steel |  | Painted or None | Steel |  | 1901-01-01 | [15 empty] | UST Currently In Use: 5; UST Temp Close: 0; AST Currently In Use: 8; AST Temp Closed: 0 | 5 | 0 | 34 | 14817-097-011471 | CONTINENTAL MOTORS, INC.
31393 | Permanently Closed | 1991-12-16 | 1969-01-01 | 1991-12-16 | Petroleum | Used oil | Used oil |  | Steel | Steel |  | Painted or None | Steel |  | 1901-01-01 | [15 empty] | UST Currently In Use: 5; UST Temp Close: 0; AST Currently In Use: 8; AST Temp Closed: 0 | 5 | 0 | 34 | 14817-097-011471 | CONTINENTAL MOTORS, INC.
31394 | Permanently Closed | 1991-01-11 | 1978-01-01 | 1991-01-11 | Petroleum | Unleaded gasoline | Unleaded gasoline | [7 empty] | 1901-01-01 | [15 empty] | UST Currently In Use: 0; UST Temp Close: 0; AST Currently In Use: 0; AST Temp Closed: 0 | 0 | 0 | 1 | 14818-089-005934 | TELEDYNE ADVANCED MATERIALS
31396 | Permanently Closed | 1989-04-01 | 1967-01-01 | 1989-04-01 | Petroleum | Unleaded gasoline | Unleaded gasoline |  | Steel | Steel |  |  |  |  | 1901-01-01 | [15 empty] | UST Currently In Use: 0; UST Temp Close: 0; AST Currently In Use: 3; AST Temp Closed: 0 | 0 | 0 | 3 | 14819-089-001822 | TELEDYNE METALWORKING PRODUCTS
31397 | Permanently Closed | 1989-04-01 | 1967-01-01 | 1989-04-01 | Petroleum | Unleaded gasoline | Unleaded gasoline |  | Steel | Steel |  |  |  |  | 1901-01-01 | [15 empty] | UST Currently In Use: 0; UST Temp Close: 0; AST Currently In Use: 3; AST Temp Closed: 0 | 0 | 0 | 3 | 14819-089-001822 | TELEDYNE METALWORKING PRODUCTS
31398 | Permanently Closed | 2009-12-22 | 1989-01-01 | 2009-12-22 | Petroleum | Unleaded gasoline | Unleaded gasoline | Industrial | Fiberglass reinforced plastic | Fiberglass reinforced plastic |  |  | Fiberglass reinforced plastic |  | 1901-01-01 |  | Catchment Basin, Single walled catchment basin | Automatic shutoff device At 95% full | Automatic shutoff device At 95% full |  |  | Automatic Tank Gauge | [8 empty] | UST Currently In Use: 0; UST Temp Close: 0; AST Currently In Use: 3; AST Temp Closed: 0 | 0 | 0 | 3 | 14819-089-001822 | TELEDYNE METALWORKING PRODUCTS
31399 | Permanently Closed | 1995-10-01 | 1976-01-01 | 1997-10-04 | Petroleum | Unleaded gasoline | Unleaded gasoline | Retail | Steel | Steel |  | Painted or None | Steel |  | 1901-01-01 | [15 empty] | UST Currently In Use: 2; UST Temp Close: 0; AST Currently In Use: 0; AST Temp Closed: 0 | 2 | 0 | 3 | 25167-061-005180 | VARUNKUMAR PATEL
31400 | Permanently Closed | 1995-10-01 | 1976-01-01 | 1997-10-04 | Petroleum | Unleaded gasoline | Unleaded gasoline | Retail | Steel | Steel |  | Painted or None | Steel |  | 1901-01-01 | [15 empty] | UST Currently In Use: 2; UST Temp Close: 0; AST Currently In Use: 0; AST Temp Closed: 0 | 2 | 0 | 3 | 25167-061-005180 | VARUNKUMAR PATEL
31401 | Permanently Closed | 1995-10-01 | 1976-01-01 | 1997-10-04 | Petroleum | Unleaded gasoline | Unleaded gasoline | Retail | Steel | Steel |  | Painted or None | Steel |  | 1901-01-01 | [15 empty] | UST Currently In Use: 2; UST Temp Close: 0; AST Currently In Use: 0; AST Temp Closed: 0 | 2 | 0 | 3 | 25167-061-005180 | VARUNKUMAR PATEL
31402 | Cannot Locate or abandoned | 2002-06-04 | 1979-01-01 |  | Petroleum | On road diesel | On road diesel |  | Steel | Steel |  | Painted or None | Steel |  | 1901-01-01 | [15 empty] | UST Currently In Use: 0; UST Temp Close: 0; AST Currently In Use: 0; AST Temp Closed: 0 | 0 | 0 | 0 | 14820-069-005754 | TEMKO OIL CORP
31403 | Permanently Closed | 1989-03-08 | 1983-01-01 | 1996-05-15 | Petroleum | On road diesel | On road diesel | Bulk facility | Steel | Steel |  | Painted or None | Steel |  | 1901-01-01 | [15 empty] | UST Currently In Use: 0; UST Temp Close: 0; AST Currently In Use: 0; AST Temp Closed: 0 | 0 | 0 | 1 | 14820-069-005755 | TEMKO OIL CORP
31404 | Retired | 1988-12-22 | 1976-01-01 |  | Petroleum | Unleaded gasoline | Unleaded gasoline |  | Steel | Steel |  | Painted or None | Steel |  | 1901-01-01 | [15 empty] | UST Currently In Use: 0; UST Temp Close: 0; AST Currently In Use: 0; AST Temp Closed: 0 | 0 | 0 | 0 | 14820-069-005756 | TEMKO OIL CORP
31405 | Permanently Closed | 1995-06-25 | 1981-01-01 | 1995-06-27 | Petroleum | Unleaded gasoline | Unleaded gasoline | Retail | Steel | Steel |  | Painted or None | Steel |  | 1901-01-01 | [15 empty] | UST Currently In Use: 4; UST Temp Close: 0; AST Currently In Use: 0; AST Temp Closed: 0 | 4 | 0 | 6 | 25784-069-005757 | SANDERI KRUPA
31406 | Permanently Closed | 1996-07-01 | 1976-01-01 | 1996-07-08 | Petroleum | Unleaded gasoline | Unleaded gasoline | Retail | Steel | Steel |  | Painted or None | Steel |  | 1901-01-01 | [15 empty] | UST Currently In Use: 3; UST Temp Close: 0; AST Currently In Use: 0; AST Temp Closed: 0 | 3 | 0 | 3 | 23470-069-005758 | TERRY ODOM
31407 | Permanently Closed | 1996-07-01 | 1976-01-01 | 1996-07-08 | Petroleum | Unleaded gasoline | Unleaded gasoline | Retail | Steel | Steel |  | Painted or None | Steel |  | 1901-01-01 | [15 empty] | UST Currently In Use: 3; UST Temp Close: 0; AST Currently In Use: 0; AST Temp Closed: 0 | 3 | 0 | 3 | 23470-069-005758 | TERRY ODOM
31408 | Cannot Locate or abandoned | 2002-06-04 | 1976-01-01 |  | Petroleum | Unleaded gasoline | Unleaded gasoline |  | Steel | Steel |  | Painted or None | Steel |  | 1901-01-01 | [15 empty] | UST Currently In Use: 0; UST Temp Close: 0; AST Currently In Use: 0; AST Temp Closed: 0 | 0 | 0 | 0 | 14820-069-005759 | TEMKO OIL CORP
31409 | Retired | 1987-01-01 | 1974-01-01 |  | Petroleum | Unleaded gasoline | Unleaded gasoline |  | Steel | Steel |  | Painted or None | Steel |  | 1901-01-01 | [15 empty] | UST Currently In Use: 0; UST Temp Close: 0; AST Currently In Use: 0; AST Temp Closed: 0 | 0 | 0 | 0 | 14820-069-005760 | TEMKO OIL CORP
31410 | Permanently Closed | 1991-08-01 | 1974-01-01 | 1991-08-01 | Petroleum | On road diesel | On road diesel |  | Steel | Steel |  | Painted or None | Steel |  | 1901-01-01 | [15 empty] | UST Currently In Use: 0; UST Temp Close: 0; AST Currently In Use: 0; AST Temp Closed: 0 | 0 | 0 | 1 | 14820-069-005761 | TEMKO OIL CORP
31411 | Currently in Use |  | 1976-01-01 |  | Petroleum | On road diesel | On road diesel | Retail | Steel | Steel | Field installed cathodic protection |  | Fiberglass reinforced plastic |  |  |  | Catchment Basin, Single walled catchment basin | Automatic shutoff device At 95% full | Automatic shutoff device At 95% full |  |  | Automatic Tank Gauge |  | Automatic flow restrictor (MLLD), Containment Sump | Containment Sump |  | SENSOR TO ATG | Annual line testing, Continuous alarm system | Continuous alarm system |  | UST Currently In Use: 3; UST Temp Close: 0; AST Currently In Use: 0; AST Temp Closed: 0 | 3 | 0 | 0 | 26007-069-010866 | RINKMISH INC
31412 | Currently in Use |  | 1976-01-01 |  | Petroleum | Unleaded gasoline | Unleaded gasoline | Retail | Steel | Steel | Field installed cathodic protection |  | Fiberglass reinforced plastic |  |  |  | Catchment Basin, Single walled catchment basin | Automatic shutoff device At 95% full | Automatic shutoff device At 95% full |  |  | Automatic Tank Gauge |  | Automatic flow restrictor (MLLD) | Automatic flow restrictor (MLLD) |  | SENSOR TO ATG | Annual line testing, Continuous alarm system | Continuous alarm system |  | UST Currently In Use: 3; UST Temp Close: 0; AST Currently In Use: 0; AST Temp Closed: 0 | 3 | 0 | 0 | 26007-069-010866 | RINKMISH INC
31413 | Permanently Closed | 1991-12-31 | 1973-01-01 | 1993-10-11 | Petroleum | Unleaded gasoline | Unleaded gasoline | Retail | Steel | Steel |  | Painted or None | Steel |  | 1901-01-01 | [15 empty] | UST Currently In Use: 0; UST Temp Close: 0; AST Currently In Use: 0; AST Temp Closed: 0 | 0 | 0 | 2 | 17651-069-011090 | RUDOLPH CLOWER
31414 | Permanently Closed | 1989-11-06 | 1973-01-01 | 1989-11-06 | Petroleum | Unleaded gasoline | Unleaded gasoline |  | Steel | Steel |  | Painted or None | Steel |  | 1901-01-01 | [15 empty] | UST Currently In Use: 0; UST Temp Close: 0; AST Currently In Use: 3; AST Temp Closed: 0 | 0 | 0 | 2 | 24245-099-006849 | GEORGIA PACIFIC PANEL PROD.
31415 | Permanently Closed | 1989-11-06 | 1973-01-01 | 1989-11-06 | Petroleum | On road diesel | On road diesel |  | Steel | Steel |  | Painted or None | Steel |  | 1901-01-01 | [15 empty] | UST Currently In Use: 0; UST Temp Close: 0; AST Currently In Use: 3; AST Temp Closed: 0 | 0 | 0 | 2 | 24245-099-006849 | GEORGIA PACIFIC PANEL PROD.
31416 | Currently in Use |  | 1985-01-01 |  | Petroleum | On road diesel | On road diesel | Local Government, Retail | Steel | Steel | Field installed cathodic protection, Interior lined (not allowed as a standalone method of corrosion protection) |  | Steel |  |  | Isolated or Above Ground | Catchment Basin, Single walled catchment basin | Automatic shutoff device At 95% full | Automatic shutoff device At 95% full |  |  | Automatic Tank Gauge |  | Other, ABOVEGRND | Other |  |  | Other, ABOVEGRND | Other |  | UST Currently In Use: 4; UST Temp Close: 0; AST Currently In Use: 0; AST Temp Closed: 0 | 4 | 0 | 0 | 17974-091-011847 | MARENGO COUNTY PORT AUTHORITY
31419 | Currently in Use |  | 1972-01-01 |  | Petroleum | Unleaded gasoline | Unleaded gasoline | Retail | Steel | Steel | Field installed cathodic protection |  | Double Wall, Flexible |  |  |  | Catchment Basin, Single walled catchment basin | Automatic shutoff device At 95% full | Automatic shutoff device At 95% full |  |  | Continuous Automatic Tank Gauge |  | Automatic flow restrictor (MLLD), Containment Sump | Containment Sump | Interstitial Monitoring within Secondary Containment |  | Annual line testing | Annual line testing |  | UST Currently In Use: 2; UST Temp Close: 0; AST Currently In Use: 0; AST Temp Closed: 0 | 2 | 0 | 0 | 21437-001-003943 | KARIM LAKHANI
31420 | Currently in Use |  | 1972-01-01 |  | Petroleum | Premium gasoline | Premium gasoline | Retail | Steel | Steel | Field installed cathodic protection |  | Double Wall, Flexible |  |  |  | Catchment Basin, Single walled catchment basin | Automatic shutoff device At 95% full | Automatic shutoff device At 95% full |  |  | Continuous Automatic Tank Gauge |  | Automatic flow restrictor (MLLD), Containment Sump | Containment Sump | Interstitial Monitoring within Secondary Containment |  | Annual line testing | Annual line testing |  | UST Currently In Use: 2; UST Temp Close: 0; AST Currently In Use: 0; AST Temp Closed: 0 | 2 | 0 | 0 | 21437-001-003943 | KARIM LAKHANI
31421 | Permanently Closed | 1987-11-01 | 1979-01-01 | 1987-11-01 | Petroleum | Unleaded gasoline | Unleaded gasoline |  | Steel | Steel |  |  | Steel |  | 1901-01-01 | [15 empty] | UST Currently In Use: 0; UST Temp Close: 0; AST Currently In Use: 0; AST Temp Closed: 0 | 0 | 0 | 9 | 22844-001-003948 | B & B PROPERTIES, LLC
31422 | Permanently Closed | 1987-11-01 | 1979-01-01 | 1987-11-01 | Petroleum | Unleaded gasoline | Unleaded gasoline |  | Steel | Steel |  |  | Steel |  | 1901-01-01 | [15 empty] | UST Currently In Use: 0; UST Temp Close: 0; AST Currently In Use: 0; AST Temp Closed: 0 | 0 | 0 | 9 | 22844-001-003948 | B & B PROPERTIES, LLC
31423 | Permanently Closed | 1987-11-01 | 1979-01-01 | 1987-11-01 | Petroleum | Unleaded gasoline | Unleaded gasoline |  | Steel | Steel |  |  | Steel |  | 1901-01-01 | [15 empty] | UST Currently In Use: 0; UST Temp Close: 0; AST Currently In Use: 0; AST Temp Closed: 0 | 0 | 0 | 9 | 22844-001-003948 | B & B PROPERTIES, LLC
31424 | Permanently Closed | 1987-11-01 | 1979-01-01 | 1987-11-01 | Petroleum | Unleaded gasoline | Unleaded gasoline |  | Steel | Steel |  |  | Steel |  | 1901-01-01 | [15 empty] | UST Currently In Use: 0; UST Temp Close: 0; AST Currently In Use: 0; AST Temp Closed: 0 | 0 | 0 | 9 | 22844-001-003948 | B & B PROPERTIES, LLC
31425 | Permanently Closed | 1987-11-01 | 1979-01-01 | 1987-11-01 | Petroleum | On road diesel | On road diesel |  | Steel | Steel |  |  | Steel |  | 1901-01-01 | [15 empty] | UST Currently In Use: 0; UST Temp Close: 0; AST Currently In Use: 0; AST Temp Closed: 0 | 0 | 0 | 9 | 22844-001-003948 | B & B PROPERTIES, LLC
31426 | Permanently Closed | 2002-01-01 | 1987-01-01 | 2008-05-09 | Petroleum | Unleaded gasoline | Unleaded gasoline | Retail | Fiberglass coated steel, COMPOSITE | Fiberglass coated steel |  |  | Fiberglass reinforced plastic |  | 1901-01-01 | Other, FIBERGLASS | Catchment Basin, Single walled catchment basin | Flow Rest 90% Full | Flow Rest 90% Full |  |  | Statistical Inventory Reconciliation (SIR) | [5 empty] | Statistical inventory reconciliation (SIR) | Statistical inventory reconciliation (SIR) |  | UST Currently In Use: 0; UST Temp Close: 0; AST Currently In Use: 0; AST Temp Closed: 0 | 0 | 0 | 9 | 22844-001-003948 | B & B PROPERTIES, LLC
31427 | Permanently Closed | 2006-01-01 | 1987-01-01 | 2008-05-09 | Petroleum | Mid-grade gasoline | Mid-grade gasoline | Retail | Fiberglass coated steel, COMPOSITE | Fiberglass coated steel |  |  | Steel |  | 1901-01-01 | Other, FIBERGLASS | Catchment Basin, Single walled catchment basin | Flow Rest 90% Full | Flow Rest 90% Full |  |  | Statistical Inventory Reconciliation (SIR) | [5 empty] | Statistical inventory reconciliation (SIR) | Statistical inventory reconciliation (SIR) |  | UST Currently In Use: 0; UST Temp Close: 0; AST Currently In Use: 0; AST Temp Closed: 0 | 0 | 0 | 9 | 22844-001-003948 | B & B PROPERTIES, LLC
31428 | Permanently Closed | 2006-01-01 | 1987-01-01 | 2008-05-09 | Petroleum | Premium gasoline | Premium gasoline | Retail | Fiberglass coated steel, COMPOSITE | Fiberglass coated steel |  |  | Steel |  | 1901-01-01 | Other, FIBERGLASS | Catchment Basin, Single walled catchment basin | Flow Rest 90% Full | Flow Rest 90% Full |  |  | Statistical Inventory Reconciliation (SIR) | [5 empty] | Statistical inventory reconciliation (SIR) | Statistical inventory reconciliation (SIR) |  | UST Currently In Use: 0; UST Temp Close: 0; AST Currently In Use: 0; AST Temp Closed: 0 | 0 | 0 | 9 | 22844-001-003948 | B & B PROPERTIES, LLC
31429 | Permanently Closed | 2006-02-03 | 1987-01-01 | 2008-05-09 | Petroleum | On road diesel | On road diesel | Retail | Fiberglass coated steel, COMPOSITE | Fiberglass coated steel |  |  | Steel |  | 1901-01-01 | Other, FIBERGLASS | Catchment Basin, Single walled catchment basin | Flow Rest 90% Full | Flow Rest 90% Full |  |  | Statistical Inventory Reconciliation (SIR) | [5 empty] | Statistical inventory reconciliation (SIR) | Statistical inventory reconciliation (SIR) |  | UST Currently In Use: 0; UST Temp Close: 0; AST Currently In Use: 0; AST Temp Closed: 0 | 0 | 0 | 9 | 22844-001-003948 | B & B PROPERTIES, LLC
31430 | Permanently Closed | 1990-11-30 | 1964-01-01 | 1990-11-30 | Petroleum | Unleaded gasoline | Unleaded gasoline |  | Steel | Steel |  |  | Steel |  | 1901-01-01 | [15 empty] | UST Currently In Use: 0; UST Temp Close: 0; AST Currently In Use: 0; AST Temp Closed: 0 | 0 | 0 | 3 | 14828-003-003335 | E-Z SERVE CONVENIENCE STORES INC
31431 | Permanently Closed | 1990-11-30 | 1964-01-01 | 1990-11-30 | Petroleum | Unleaded gasoline | Unleaded gasoline |  | Steel | Steel |  |  | Steel |  | 1901-01-01 | [15 empty] | UST Currently In Use: 0; UST Temp Close: 0; AST Currently In Use: 0; AST Temp Closed: 0 | 0 | 0 | 3 | 14828-003-003335 | E-Z SERVE CONVENIENCE STORES INC
31432 | Permanently Closed | 1990-11-30 | 1964-01-01 | 1990-11-30 | Petroleum | Unleaded gasoline | Unleaded gasoline |  | Steel | Steel |  |  | Steel |  | 1901-01-01 | [15 empty] | UST Currently In Use: 0; UST Temp Close: 0; AST Currently In Use: 0; AST Temp Closed: 0 | 0 | 0 | 3 | 14828-003-003335 | E-Z SERVE CONVENIENCE STORES INC
31433 | Permanently Closed | 2001-11-01 | 1977-01-01 | 2001-10-17 | Petroleum | Premium gasoline | Premium gasoline | Retail | Steel | Steel | Field installed cathodic protection, Interior lined (not allowed as a standalone method of corrosion protection) |  | Fiberglass reinforced plastic |  | 1901-01-01 | Field installed cathodic protection, None | Catchment Basin, Single walled catchment basin | Automatic shutoff device At 95% full | Automatic shutoff device At 95% full |  |  | Statistical Inventory Reconciliation (SIR) | [5 empty] | Annual line testing | Annual line testing |  | UST Currently In Use: 0; UST Temp Close: 0; AST Currently In Use: 0; AST Temp Closed: 0 | 0 | 0 | 5 | 21753-015-003935 | FARZANEH, INC.
31434 | Permanently Closed | 2001-11-01 | 1977-01-01 | 2001-10-17 | Petroleum | Mid-grade gasoline | Mid-grade gasoline | Retail | Steel | Steel | Field installed cathodic protection, Interior lined (not allowed as a standalone method of corrosion protection) |  | Fiberglass reinforced plastic |  | 1901-01-01 | Field installed cathodic protection, None | Catchment Basin, Single walled catchment basin | Automatic shutoff device At 95% full | Automatic shutoff device At 95% full |  |  | Statistical Inventory Reconciliation (SIR) | [5 empty] | Annual line testing | Annual line testing |  | UST Currently In Use: 0; UST Temp Close: 0; AST Currently In Use: 0; AST Temp Closed: 0 | 0 | 0 | 5 | 21753-015-003935 | FARZANEH, INC.
31435 | Permanently Closed | 2001-11-01 | 1977-01-01 | 2001-10-17 | Petroleum | Unleaded gasoline | Unleaded gasoline | Retail | Steel | Steel | Field installed cathodic protection, Interior lined (not allowed as a standalone method of corrosion protection) |  | Fiberglass reinforced plastic |  | 1901-01-01 | Field installed cathodic protection, None | Catchment Basin, Single walled catchment basin | Automatic shutoff device At 95% full | Automatic shutoff device At 95% full |  |  | Statistical Inventory Reconciliation (SIR) | [5 empty] | Annual line testing, Statistical inventory reconciliation (SIR) | Statistical inventory reconciliation (SIR) |  | UST Currently In Use: 0; UST Temp Close: 0; AST Currently In Use: 0; AST Temp Closed: 0 | 0 | 0 | 5 | 21753-015-003935 | FARZANEH, INC.
31436 | Permanently Closed | 2001-11-01 | 1977-01-01 | 2001-10-17 | Petroleum | Unleaded gasoline | Unleaded gasoline | Retail | Steel | Steel | Field installed cathodic protection, Interior lined (not allowed as a standalone method of corrosion protection) |  | Fiberglass reinforced plastic |  | 1901-01-01 | Field installed cathodic protection, None | Catchment Basin, Single walled catchment basin | Automatic shutoff device At 95% full | Automatic shutoff device At 95% full |  |  | Statistical Inventory Reconciliation (SIR) | [5 empty] | Annual line testing, Statistical inventory reconciliation (SIR) | Statistical inventory reconciliation (SIR) |  | UST Currently In Use: 0; UST Temp Close: 0; AST Currently In Use: 0; AST Temp Closed: 0 | 0 | 0 | 5 | 21753-015-003935 | FARZANEH, INC.
31437 | Permanently Closed | 1989-05-25 | 1966-01-01 | 1989-05-25 | Petroleum | Unleaded gasoline | Unleaded gasoline |  | Steel | Steel |  | Painted or None | Steel |  | 1901-01-01 | [15 empty] | UST Currently In Use: 0; UST Temp Close: 0; AST Currently In Use: 0; AST Temp Closed: 0 | 0 | 0 | 6 | 14746-015-003938 | EZ SERVE C STORES INC C/O TITAN MGT
31438 | Permanently Closed | 1989-05-25 | 1972-01-01 | 1989-05-25 | Petroleum | Unleaded gasoline | Unleaded gasoline |  | Steel | Steel |  | Painted or None | Steel |  | 1901-01-01 | [15 empty] | UST Currently In Use: 0; UST Temp Close: 0; AST Currently In Use: 0; AST Temp Closed: 0 | 0 | 0 | 6 | 14746-015-003938 | EZ SERVE C STORES INC C/O TITAN MGT
31439 | Permanently Closed | 1989-05-25 | 1966-01-01 | 1989-05-25 | Petroleum | Unleaded gasoline | Unleaded gasoline |  | Steel | Steel |  | Painted or None | Steel |  | 1901-01-01 | [15 empty] | UST Currently In Use: 0; UST Temp Close: 0; AST Currently In Use: 0; AST Temp Closed: 0 | 0 | 0 | 6 | 14746-015-003938 | EZ SERVE C STORES INC C/O TITAN MGT
31440 | Permanently Closed | 1999-03-01 | 1989-05-25 | 1999-05-21 | Petroleum | Unleaded gasoline | Unleaded gasoline |  | Fiberglass coated steel | Fiberglass coated steel |  |  | Fiberglass reinforced plastic |  | 1901-01-01 | None | Catchment Basin, Single walled catchment basin | Flow Rest 90% Full | Flow Rest 90% Full |  |  | Statistical Inventory Reconciliation (SIR) | [5 empty] | Annual line testing | Annual line testing |  | UST Currently In Use: 0; UST Temp Close: 0; AST Currently In Use: 0; AST Temp Closed: 0 | 0 | 0 | 6 | 14746-015-003938 | EZ SERVE C STORES INC C/O TITAN MGT
31441 | Permanently Closed | 1999-03-01 | 1989-05-25 | 1999-05-21 | Petroleum | Unleaded gasoline | Unleaded gasoline |  | Fiberglass coated steel | Fiberglass coated steel |  |  | Fiberglass reinforced plastic |  | 1901-01-01 | None | Catchment Basin, Single walled catchment basin | Flow Rest 90% Full | Flow Rest 90% Full |  |  | Statistical Inventory Reconciliation (SIR) | [5 empty] | Annual line testing | Annual line testing |  | UST Currently In Use: 0; UST Temp Close: 0; AST Currently In Use: 0; AST Temp Closed: 0 | 0 | 0 | 6 | 14746-015-003938 | EZ SERVE C STORES INC C/O TITAN MGT
31442 | Permanently Closed | 1999-03-01 | 1989-05-25 | 1999-05-21 | Petroleum | Unleaded gasoline | Unleaded gasoline |  | Fiberglass coated steel | Fiberglass coated steel |  |  | Fiberglass reinforced plastic |  | 1901-01-01 | None | Catchment Basin, Single walled catchment basin | Flow Rest 90% Full | Flow Rest 90% Full |  |  | Statistical Inventory Reconciliation (SIR) | [5 empty] | Annual line testing | Annual line testing |  | UST Currently In Use: 0; UST Temp Close: 0; AST Currently In Use: 0; AST Temp Closed: 0 | 0 | 0 | 6 | 14746-015-003938 | EZ SERVE C STORES INC C/O TITAN MGT
31443 | Permanently Closed |  | 1980-01-01 | 2023-08-01 | Petroleum | Unleaded gasoline | Unleaded gasoline | Retail | Steel | Steel | Field installed cathodic protection |  | Fiberglass reinforced plastic, Steel, PART FG,ST |  |  | Field installed cathodic protection | Catchment Basin, Single walled catchment basin | Automatic shutoff device At 95% full | Automatic shutoff device At 95% full |  |  | Continuous Automatic Tank Gauge |  | Automatic flow restrictor (MLLD) | Automatic flow restrictor (MLLD) |  |  | Annual line testing | Annual line testing |  | UST Currently In Use: 0; UST Temp Close: 0; AST Currently In Use: 0; AST Temp Closed: 0 | 0 | 0 | 4 | 25961-051-003947 | PREM SUN NEIL LLC
31444 | Permanently Closed |  | 1980-01-01 | 2023-08-01 | Petroleum | Mid-grade gasoline | Mid-grade gasoline | Retail | Steel | Steel | Field installed cathodic protection |  | Fiberglass reinforced plastic, Steel, PART FG,ST |  |  | Field installed cathodic protection | Catchment Basin, Single walled catchment basin | Automatic shutoff device At 95% full | Automatic shutoff device At 95% full |  |  | Continuous Automatic Tank Gauge |  | Automatic flow restrictor (MLLD) | Automatic flow restrictor (MLLD) |  |  | Annual line testing | Annual line testing |  | UST Currently In Use: 0; UST Temp Close: 0; AST Currently In Use: 0; AST Temp Closed: 0 | 0 | 0 | 4 | 25961-051-003947 | PREM SUN NEIL LLC
31445 | Permanently Closed |  | 1980-01-01 | 2023-08-01 | Petroleum | Premium gasoline | Premium gasoline | Retail | Steel | Steel | Field installed cathodic protection |  | Fiberglass reinforced plastic, Steel, PART FG,ST |  |  | Field installed cathodic protection | Catchment Basin, Single walled catchment basin | Automatic shutoff device At 95% full | Automatic shutoff device At 95% full |  |  | Continuous Automatic Tank Gauge |  | Automatic flow restrictor (MLLD) | Automatic flow restrictor (MLLD) |  |  | Annual line testing | Annual line testing |  | UST Currently In Use: 0; UST Temp Close: 0; AST Currently In Use: 0; AST Temp Closed: 0 | 0 | 0 | 4 | 25961-051-003947 | PREM SUN NEIL LLC
31446 | Permanently Closed |  | 1980-01-01 | 2023-08-01 | Petroleum | On road diesel | On road diesel | Retail | Steel | Steel | Field installed cathodic protection |  | Fiberglass reinforced plastic, Steel, PART FG,ST |  |  | Field installed cathodic protection | Catchment Basin, Single walled catchment basin | Automatic shutoff device At 95% full | Automatic shutoff device At 95% full |  |  | Continuous Automatic Tank Gauge |  | Automatic flow restrictor (MLLD) | Automatic flow restrictor (MLLD) |  |  | Annual line testing | Annual line testing |  | UST Currently In Use: 0; UST Temp Close: 0; AST Currently In Use: 0; AST Temp Closed: 0 | 0 | 0 | 4 | 25961-051-003947 | PREM SUN NEIL LLC
31447 | Permanently Closed | 1997-07-01 | 1971-01-01 | 1997-07-25 | Petroleum | Unleaded gasoline | Unleaded gasoline | Retail | Steel | Steel |  | Painted or None | Steel |  | 1901-01-01 | [6 empty] | Statistical Inventory Reconciliation (SIR) | [5 empty] | Annual line testing, Statistical inventory reconciliation (SIR) | Statistical inventory reconciliation (SIR) |  | UST Currently In Use: 0; UST Temp Close: 0; AST Currently In Use: 0; AST Temp Closed: 0 | 0 | 0 | 3 | 14746-073-003933 | EZ SERVE C STORES INC C/O TITAN MGT
31448 | Permanently Closed | 1997-07-01 | 1971-01-01 | 1997-07-25 | Petroleum | Unleaded gasoline | Unleaded gasoline | Retail | Steel | Steel |  | Painted or None | Steel |  | 1901-01-01 | [6 empty] | Statistical Inventory Reconciliation (SIR) | [5 empty] | Annual line testing, Statistical inventory reconciliation (SIR) | Statistical inventory reconciliation (SIR) |  | UST Currently In Use: 0; UST Temp Close: 0; AST Currently In Use: 0; AST Temp Closed: 0 | 0 | 0 | 3 | 14746-073-003933 | EZ SERVE C STORES INC C/O TITAN MGT
31449 | Permanently Closed | 1997-07-01 | 1971-01-01 | 1997-07-25 | Petroleum | Unleaded gasoline | Unleaded gasoline | Retail | Steel | Steel |  | Painted or None | Steel |  | 1901-01-01 | [6 empty] | Statistical Inventory Reconciliation (SIR) | [5 empty] | Annual line testing, Statistical inventory reconciliation (SIR) | Statistical inventory reconciliation (SIR) |  | UST Currently In Use: 0; UST Temp Close: 0; AST Currently In Use: 0; AST Temp Closed: 0 | 0 | 0 | 3 | 14746-073-003933 | EZ SERVE C STORES INC C/O TITAN MGT
31450 | Permanently Closed | 1993-05-01 | 1971-01-01 | 1993-05-19 | Petroleum | Unleaded gasoline | Unleaded gasoline | Retail | Steel | Steel | Interior lined (not allowed as a standalone method of corrosion protection) | Painted or None | Fiberglass reinforced plastic |  | 1901-01-01 | [12 empty] | Annual line testing | Annual line testing |  | UST Currently In Use: 0; UST Temp Close: 0; AST Currently In Use: 0; AST Temp Closed: 0 | 0 | 0 | 3 | 14828-073-003936 | E-Z SERVE CONVENIENCE STORES INC
31451 | Permanently Closed | 1993-05-01 | 1971-01-01 | 1993-05-19 | Petroleum | Unleaded gasoline | Unleaded gasoline | Retail | Steel | Steel | Interior lined (not allowed as a standalone method of corrosion protection) | Painted or None | Fiberglass reinforced plastic |  | 1901-01-01 | [15 empty] | UST Currently In Use: 0; UST Temp Close: 0; AST Currently In Use: 0; AST Temp Closed: 0 | 0 | 0 | 3 | 14828-073-003936 | E-Z SERVE CONVENIENCE STORES INC
31452 | Permanently Closed | 1993-05-01 | 1971-01-01 | 1993-05-19 | Petroleum | Unleaded gasoline | Unleaded gasoline | Retail | Steel | Steel | Interior lined (not allowed as a standalone method of corrosion protection) | Painted or None | Fiberglass reinforced plastic |  | 1901-01-01 | [12 empty] | Annual line testing | Annual line testing |  | UST Currently In Use: 0; UST Temp Close: 0; AST Currently In Use: 0; AST Temp Closed: 0 | 0 | 0 | 3 | 14828-073-003936 | E-Z SERVE CONVENIENCE STORES INC
31453 | Currently in Use |  | 1985-01-01 |  | Petroleum | Unleaded gasoline | Unleaded gasoline | Retail | Fiberglass coated steel, Single Wall | Single Wall |  |  | Fiberglass reinforced plastic, Single Wall |  | 1901-01-01 |  | Catchment Basin, Single walled catchment basin | Automatic shutoff device At 95% full | Automatic shutoff device At 95% full |  |  | Continuous Automatic Tank Gauge |  | Automatic shutoff device (AELLD), Containment Sump | Containment Sump | [5 empty] | UST Currently In Use: 3; UST Temp Close: 0; AST Currently In Use: 0; AST Temp Closed: 0 | 3 | 0 | 0 | 21753-073-003937 | FARZANEH, INC.
31454 | Currently in Use |  | 1985-01-01 |  | Petroleum | Unleaded gasoline | Unleaded gasoline | Retail | Fiberglass coated steel, Single Wall | Single Wall | Interior lined (not allowed as a standalone method of corrosion protection) |  | Fiberglass reinforced plastic, Single Wall |  | 1901-01-01 |  | Catchment Basin, Single walled catchment basin | Automatic shutoff device At 95% full | Automatic shutoff device At 95% full |  |  | Continuous Automatic Tank Gauge |  | Automatic shutoff device (AELLD), Containment Sump | Containment Sump | [5 empty] | UST Currently In Use: 3; UST Temp Close: 0; AST Currently In Use: 0; AST Temp Closed: 0 | 3 | 0 | 0 | 21753-073-003937 | FARZANEH, INC.
31455 | Currently in Use |  | 1985-01-01 |  | Petroleum | Premium gasoline | Premium gasoline | Retail | Fiberglass coated steel, Single Wall | Single Wall |  |  | Fiberglass reinforced plastic, Single Wall |  | 1901-01-01 |  | Catchment Basin, Single walled catchment basin | Automatic shutoff device At 95% full | Automatic shutoff device At 95% full |  |  | Continuous Automatic Tank Gauge |  | Automatic shutoff device (AELLD), Containment Sump | Containment Sump | [5 empty] | UST Currently In Use: 3; UST Temp Close: 0; AST Currently In Use: 0; AST Temp Closed: 0 | 3 | 0 | 0 | 21753-073-003937 | FARZANEH, INC.
31456 | Permanently Closed | 1901-01-01 | 1968-01-01 | 1988-01-01 | Petroleum | Unleaded gasoline | Unleaded gasoline |  | Steel | Steel |  |  | Steel |  | 1901-01-01 | [15 empty] | UST Currently In Use: 3; UST Temp Close: 0; AST Currently In Use: 0; AST Temp Closed: 0 | 3 | 0 | 3 | 21668-073-003939 | CENTER POINT BAMA DISCOUNT GAS
31457 | Permanently Closed | 1901-01-01 | 1968-01-01 | 1988-01-01 | Petroleum | Unleaded gasoline | Unleaded gasoline |  | Steel | Steel |  |  | Steel |  | 1901-01-01 | [15 empty] | UST Currently In Use: 3; UST Temp Close: 0; AST Currently In Use: 0; AST Temp Closed: 0 | 3 | 0 | 3 | 21668-073-003939 | CENTER POINT BAMA DISCOUNT GAS
31458 | Permanently Closed | 1901-01-01 | 1968-01-01 | 1988-01-01 | Petroleum | Unleaded gasoline | Unleaded gasoline |  | Steel | Steel |  |  | Steel |  | 1901-01-01 | [15 empty] | UST Currently In Use: 3; UST Temp Close: 0; AST Currently In Use: 0; AST Temp Closed: 0 | 3 | 0 | 3 | 21668-073-003939 | CENTER POINT BAMA DISCOUNT GAS
31459 | Currently in Use |  | 1987-01-01 |  | Petroleum | Unleaded gasoline | Unleaded gasoline | Retail | Fiberglass coated steel, Single Wall | Single Wall |  |  | Double Wall, Fiberglass reinforced plastic |  | 1901-01-01 |  | Catchment Basin, Single walled catchment basin | Automatic shutoff device At 95% full | Automatic shutoff device At 95% full |  |  | Continuous Automatic Tank Gauge |  | Automatic shutoff device (AELLD) | Automatic shutoff device (AELLD) | [5 empty] | UST Currently In Use: 3; UST Temp Close: 0; AST Currently In Use: 0; AST Temp Closed: 0 | 3 | 0 | 3 | 21668-073-003939 | CENTER POINT BAMA DISCOUNT GAS
31460 | Currently in Use |  | 1987-01-01 |  | Petroleum | Premium gasoline | Premium gasoline | Retail | Fiberglass coated steel, Single Wall | Single Wall |  |  | Double Wall, Fiberglass reinforced plastic |  | 1901-01-01 |  | Catchment Basin, Single walled catchment basin | Automatic shutoff device At 95% full | Automatic shutoff device At 95% full |  |  | Continuous Automatic Tank Gauge |  | Automatic shutoff device (AELLD) | Automatic shutoff device (AELLD) | [5 empty] | UST Currently In Use: 3; UST Temp Close: 0; AST Currently In Use: 0; AST Temp Closed: 0 | 3 | 0 | 3 | 21668-073-003939 | CENTER POINT BAMA DISCOUNT GAS
31461 | Currently in Use |  | 1987-01-01 |  | Petroleum | On road diesel | On road diesel | Retail | Fiberglass coated steel, Single Wall | Single Wall |  |  | Double Wall, Fiberglass reinforced plastic |  | 1901-01-01 |  | Catchment Basin, Single walled catchment basin | Automatic shutoff device At 95% full | Automatic shutoff device At 95% full |  |  | Continuous Automatic Tank Gauge |  | Automatic shutoff device (AELLD) | Automatic shutoff device (AELLD) | [5 empty] | UST Currently In Use: 3; UST Temp Close: 0; AST Currently In Use: 0; AST Temp Closed: 0 | 3 | 0 | 3 | 21668-073-003939 | CENTER POINT BAMA DISCOUNT GAS
31462 | Permanently Closed | 1901-01-01 | 1963-01-01 | 1988-01-01 | Petroleum | Unleaded gasoline | Unleaded gasoline |  | Steel | Steel |  | Painted or None |  |  | 1901-01-01 | [15 empty] | UST Currently In Use: 0; UST Temp Close: 0; AST Currently In Use: 0; AST Temp Closed: 0 | 0 | 0 | 6 | 14746-073-003957 | EZ SERVE C STORES INC C/O TITAN MGT
31463 | Permanently Closed | 1901-01-01 | 1963-01-01 | 1988-01-01 | Petroleum | Unleaded gasoline | Unleaded gasoline |  | Steel | Steel |  | Painted or None |  |  | 1901-01-01 | [15 empty] | UST Currently In Use: 0; UST Temp Close: 0; AST Currently In Use: 0; AST Temp Closed: 0 | 0 | 0 | 6 | 14746-073-003957 | EZ SERVE C STORES INC C/O TITAN MGT
31464 | Permanently Closed | 1901-01-01 | 1963-01-01 | 1988-01-01 | Petroleum | Unleaded gasoline | Unleaded gasoline |  | Steel | Steel |  | Painted or None |  |  | 1901-01-01 | [15 empty] | UST Currently In Use: 0; UST Temp Close: 0; AST Currently In Use: 0; AST Temp Closed: 0 | 0 | 0 | 6 | 14746-073-003957 | EZ SERVE C STORES INC C/O TITAN MGT
31465 | Permanently Closed | 1999-04-01 | 1987-01-01 | 1999-06-16 | Petroleum | Unleaded gasoline | Unleaded gasoline | Retail | Fiberglass coated steel | Fiberglass coated steel |  |  | Fiberglass reinforced plastic |  | 1901-01-01 |  | Catchment Basin, Single walled catchment basin | Flow Rest 90% Full | Flow Rest 90% Full |  |  | Statistical Inventory Reconciliation (SIR) | [5 empty] | Annual line testing, Statistical inventory reconciliation (SIR) | Statistical inventory reconciliation (SIR) |  | UST Currently In Use: 0; UST Temp Close: 0; AST Currently In Use: 0; AST Temp Closed: 0 | 0 | 0 | 6 | 14746-073-003957 | EZ SERVE C STORES INC C/O TITAN MGT
31466 | Permanently Closed | 1999-04-01 | 1987-01-01 | 1999-06-16 | Petroleum | Unleaded gasoline | Unleaded gasoline | Retail | Fiberglass coated steel | Fiberglass coated steel |  |  | Fiberglass reinforced plastic |  | 1901-01-01 |  | Catchment Basin, Single walled catchment basin | Flow Rest 90% Full | Flow Rest 90% Full |  |  | Statistical Inventory Reconciliation (SIR) | [5 empty] | Annual line testing, Statistical inventory reconciliation (SIR) | Statistical inventory reconciliation (SIR) |  | UST Currently In Use: 0; UST Temp Close: 0; AST Currently In Use: 0; AST Temp Closed: 0 | 0 | 0 | 6 | 14746-073-003957 | EZ SERVE C STORES INC C/O TITAN MGT
31467 | Permanently Closed | 1999-04-01 | 1987-01-01 | 1999-06-16 | Petroleum | Unleaded gasoline | Unleaded gasoline | Retail | Fiberglass coated steel | Fiberglass coated steel |  |  | Fiberglass reinforced plastic |  | 1901-01-01 |  | Catchment Basin, Single walled catchment basin | Flow Rest 90% Full | Flow Rest 90% Full |  |  | Statistical Inventory Reconciliation (SIR) | [5 empty] | Annual line testing, Statistical inventory reconciliation (SIR) | Statistical inventory reconciliation (SIR) |  | UST Currently In Use: 0; UST Temp Close: 0; AST Currently In Use: 0; AST Temp Closed: 0 | 0 | 0 | 6 | 14746-073-003957 | EZ SERVE C STORES INC C/O TITAN MGT
31468 | Permanently Closed | 1990-07-12 | 1975-01-01 | 1990-07-12 | Petroleum | Unleaded gasoline | Unleaded gasoline |  | Fiberglass reinforced plastic | Fiberglass reinforced plastic |  |  | Fiberglass reinforced plastic |  | 1901-01-01 | [15 empty] | UST Currently In Use: 0; UST Temp Close: 0; AST Currently In Use: 0; AST Temp Closed: 0 | 0 | 0 | 3 | 14828-073-003958 | E-Z SERVE CONVENIENCE STORES INC
31469 | Permanently Closed | 1990-07-12 | 1975-01-01 | 1990-07-12 | Petroleum | Unleaded gasoline | Unleaded gasoline |  | Fiberglass reinforced plastic | Fiberglass reinforced plastic |  |  | Fiberglass reinforced plastic |  | 1901-01-01 | [15 empty] | UST Currently In Use: 0; UST Temp Close: 0; AST Currently In Use: 0; AST Temp Closed: 0 | 0 | 0 | 3 | 14828-073-003958 | E-Z SERVE CONVENIENCE STORES INC
31470 | Permanently Closed | 1990-07-12 | 1975-01-01 | 1990-07-12 | Petroleum | Unleaded gasoline | Unleaded gasoline |  | Fiberglass reinforced plastic | Fiberglass reinforced plastic |  |  | Fiberglass reinforced plastic |  | 1901-01-01 | [15 empty] | UST Currently In Use: 0; UST Temp Close: 0; AST Currently In Use: 0; AST Temp Closed: 0 | 0 | 0 | 3 | 14828-073-003958 | E-Z SERVE CONVENIENCE STORES INC
31471 | Permanently Closed | 1999-04-01 | 1973-01-01 | 1999-09-16 | Petroleum | Unleaded gasoline | Unleaded gasoline | Retail | Steel | Steel | Field installed cathodic protection |  | Steel |  | 1901-01-01 | Field installed cathodic protection | Catchment Basin, Single walled catchment basin | Automatic shutoff device At 95% full | Automatic shutoff device At 95% full |  |  | Statistical Inventory Reconciliation (SIR) | [5 empty] | Annual line testing, Statistical inventory reconciliation (SIR) | Statistical inventory reconciliation (SIR) |  | UST Currently In Use: 0; UST Temp Close: 0; AST Currently In Use: 0; AST Temp Closed: 0 | 0 | 0 | 3 | 14746-073-003960 | EZ SERVE C STORES INC C/O TITAN MGT
31472 | Permanently Closed | 1999-04-01 | 1973-01-01 | 1999-09-16 | Petroleum | Unleaded gasoline | Unleaded gasoline | Retail | Steel | Steel | Field installed cathodic protection |  | Steel |  | 1901-01-01 | Field installed cathodic protection | Catchment Basin, Single walled catchment basin | Automatic shutoff device At 95% full | Automatic shutoff device At 95% full |  |  | Statistical Inventory Reconciliation (SIR) | [5 empty] | Annual line testing, Statistical inventory reconciliation (SIR) | Statistical inventory reconciliation (SIR) |  | UST Currently In Use: 0; UST Temp Close: 0; AST Currently In Use: 0; AST Temp Closed: 0 | 0 | 0 | 3 | 14746-073-003960 | EZ SERVE C STORES INC C/O TITAN MGT
31473 | Permanently Closed | 1999-04-01 | 1973-01-01 | 1999-09-16 | Petroleum | Unleaded gasoline | Unleaded gasoline | Retail | Steel | Steel | Field installed cathodic protection |  | Steel |  | 1901-01-01 | Field installed cathodic protection | Catchment Basin, Single walled catchment basin | Automatic shutoff device At 95% full | Automatic shutoff device At 95% full |  |  | Statistical Inventory Reconciliation (SIR) | [5 empty] | Annual line testing, Statistical inventory reconciliation (SIR) | Statistical inventory reconciliation (SIR) |  | UST Currently In Use: 0; UST Temp Close: 0; AST Currently In Use: 0; AST Temp Closed: 0 | 0 | 0 | 3 | 14746-073-003960 | EZ SERVE C STORES INC C/O TITAN MGT
31474 | Permanently Closed | 1999-04-01 | 1974-01-01 | 1999-09-16 | Petroleum | Unleaded gasoline | Unleaded gasoline | Retail | Steel | Steel | Field installed cathodic protection |  | Steel |  | 1901-01-01 | Field installed cathodic protection | Catchment Basin, Single walled catchment basin | Automatic shutoff device At 95% full | Automatic shutoff device At 95% full |  |  | Statistical Inventory Reconciliation (SIR) | [5 empty] | Annual line testing, Statistical inventory reconciliation (SIR) | Statistical inventory reconciliation (SIR) |  | UST Currently In Use: 0; UST Temp Close: 0; AST Currently In Use: 0; AST Temp Closed: 0 | 0 | 0 | 3 | 14746-073-003961 | EZ SERVE C STORES INC C/O TITAN MGT
31475 | Permanently Closed | 1999-04-01 | 1974-01-01 | 1999-09-16 | Petroleum | Unleaded gasoline | Unleaded gasoline | Retail | Steel | Steel | Field installed cathodic protection |  | Steel |  | 1901-01-01 | Field installed cathodic protection | Catchment Basin, Single walled catchment basin | Automatic shutoff device At 95% full | Automatic shutoff device At 95% full |  |  | Statistical Inventory Reconciliation (SIR) | [5 empty] | Annual line testing, Statistical inventory reconciliation (SIR) | Statistical inventory reconciliation (SIR) |  | UST Currently In Use: 0; UST Temp Close: 0; AST Currently In Use: 0; AST Temp Closed: 0 | 0 | 0 | 3 | 14746-073-003961 | EZ SERVE C STORES INC C/O TITAN MGT
31476 | Permanently Closed | 1999-04-01 | 1974-01-01 | 1999-09-16 | Petroleum | Unleaded gasoline | Unleaded gasoline | Retail | Steel | Steel | Field installed cathodic protection, Interior lined (not allowed as a standalone method of corrosion protection) |  | Steel |  | 1901-01-01 | Field installed cathodic protection | Catchment Basin, Single walled catchment basin | Automatic shutoff device At 95% full | Automatic shutoff device At 95% full |  |  | Statistical Inventory Reconciliation (SIR) | [5 empty] | Annual line testing, Statistical inventory reconciliation (SIR) | Statistical inventory reconciliation (SIR) |  | UST Currently In Use: 0; UST Temp Close: 0; AST Currently In Use: 0; AST Temp Closed: 0 | 0 | 0 | 3 | 14746-073-003961 | EZ SERVE C STORES INC C/O TITAN MGT
31477 | Permanently Closed | 1901-01-01 | 1964-01-01 | 1987-06-01 | Petroleum | Unleaded gasoline | Unleaded gasoline |  | Steel | Steel |  | Painted or None | Steel |  | 1901-01-01 | [15 empty] | UST Currently In Use: 0; UST Temp Close: 0; AST Currently In Use: 0; AST Temp Closed: 0 | 0 | 0 | 6 | 14746-077-003952 | EZ SERVE C STORES INC C/O TITAN MGT
31478 | Permanently Closed | 1901-01-01 | 1964-01-01 | 1987-06-01 | Petroleum | Unleaded gasoline | Unleaded gasoline |  | Steel | Steel |  | Painted or None | Steel |  | 1901-01-01 | [15 empty] | UST Currently In Use: 0; UST Temp Close: 0; AST Currently In Use: 0; AST Temp Closed: 0 | 0 | 0 | 6 | 14746-077-003952 | EZ SERVE C STORES INC C/O TITAN MGT
31479 | Permanently Closed | 1901-01-01 | 1964-01-01 | 1987-06-01 | Petroleum | Unleaded gasoline | Unleaded gasoline |  | Steel | Steel |  | Painted or None | Steel |  | 1901-01-01 | [15 empty] | UST Currently In Use: 0; UST Temp Close: 0; AST Currently In Use: 0; AST Temp Closed: 0 | 0 | 0 | 6 | 14746-077-003952 | EZ SERVE C STORES INC C/O TITAN MGT
31480 | Permanently Closed | 2005-03-25 | 1987-01-01 | 2006-01-05 | Petroleum | Unleaded gasoline | Unleaded gasoline | Retail | Fiberglass coated steel, Fiberglass reinforced plastic, COMPOSITE | Fiberglass reinforced plastic |  |  | Fiberglass reinforced plastic |  | 1901-01-01 |  | Catchment Basin, Single walled catchment basin | Flow Rest 90% Full | Flow Rest 90% Full |  |  | Statistical Inventory Reconciliation (SIR) | [5 empty] | Annual line testing, Statistical inventory reconciliation (SIR) | Statistical inventory reconciliation (SIR) |  | UST Currently In Use: 0; UST Temp Close: 0; AST Currently In Use: 0; AST Temp Closed: 0 | 0 | 0 | 6 | 14746-077-003952 | EZ SERVE C STORES INC C/O TITAN MGT
31481 | Permanently Closed | 2005-03-25 | 1987-01-01 | 2006-01-05 | Petroleum | Mid-grade gasoline | Mid-grade gasoline | Retail | Fiberglass coated steel, Fiberglass reinforced plastic, COMPOSITE | Fiberglass reinforced plastic |  |  | Fiberglass reinforced plastic |  | 1901-01-01 |  | Catchment Basin, Single walled catchment basin | Flow Rest 90% Full | Flow Rest 90% Full |  |  | Statistical Inventory Reconciliation (SIR) | [5 empty] | Annual line testing, Statistical inventory reconciliation (SIR) | Statistical inventory reconciliation (SIR) |  | UST Currently In Use: 0; UST Temp Close: 0; AST Currently In Use: 0; AST Temp Closed: 0 | 0 | 0 | 6 | 14746-077-003952 | EZ SERVE C STORES INC C/O TITAN MGT
31482 | Permanently Closed | 2005-03-25 | 1987-01-01 | 2006-01-05 | Petroleum | Premium gasoline | Premium gasoline | Retail | Fiberglass coated steel, Fiberglass reinforced plastic, COMPOSITE | Fiberglass reinforced plastic |  |  | Fiberglass reinforced plastic |  | 1901-01-01 |  | Catchment Basin, Single walled catchment basin | Flow Rest 90% Full | Flow Rest 90% Full |  |  | Statistical Inventory Reconciliation (SIR) | [5 empty] | Annual line testing, Statistical inventory reconciliation (SIR) | Statistical inventory reconciliation (SIR) |  | UST Currently In Use: 0; UST Temp Close: 0; AST Currently In Use: 0; AST Temp Closed: 0 | 0 | 0 | 6 | 14746-077-003952 | EZ SERVE C STORES INC C/O TITAN MGT
31483 | Permanently Closed | 1989-10-16 | 1974-01-01 | 1989-10-16 | Petroleum | Unleaded gasoline | Unleaded gasoline |  | Steel | Steel |  | Painted or None | Steel |  | 1901-01-01 | [15 empty] | UST Currently In Use: 0; UST Temp Close: 0; AST Currently In Use: 0; AST Temp Closed: 0 | 0 | 0 | 5 | 14828-081-003941 | E-Z SERVE CONVENIENCE STORES INC
31484 | Permanently Closed | 1989-10-16 | 1974-01-01 | 1989-10-16 | Petroleum | Unleaded gasoline | Unleaded gasoline |  | Steel | Steel |  | Painted or None | Steel |  | 1901-01-01 | [15 empty] | UST Currently In Use: 0; UST Temp Close: 0; AST Currently In Use: 0; AST Temp Closed: 0 | 0 | 0 | 5 | 14828-081-003941 | E-Z SERVE CONVENIENCE STORES INC
31485 | Permanently Closed | 1989-10-16 | 1974-01-01 | 1989-10-16 | Petroleum | Unleaded gasoline | Unleaded gasoline |  | Steel | Steel |  | Painted or None | Steel |  | 1901-01-01 | [15 empty] | UST Currently In Use: 0; UST Temp Close: 0; AST Currently In Use: 0; AST Temp Closed: 0 | 0 | 0 | 5 | 14828-081-003941 | E-Z SERVE CONVENIENCE STORES INC
31486 | Permanently Closed | 1989-10-16 | 1974-01-01 | 1989-10-16 | Petroleum | Unleaded gasoline | Unleaded gasoline |  | Steel | Steel |  | Painted or None | Steel |  | 1901-01-01 | [15 empty] | UST Currently In Use: 0; UST Temp Close: 0; AST Currently In Use: 0; AST Temp Closed: 0 | 0 | 0 | 5 | 14828-081-003941 | E-Z SERVE CONVENIENCE STORES INC
31487 | Permanently Closed | 1989-10-16 | 1974-01-01 | 1989-10-16 | Petroleum | Unleaded gasoline | Unleaded gasoline |  | Steel | Steel |  |  | Steel |  | 1901-01-01 | [15 empty] | UST Currently In Use: 0; UST Temp Close: 0; AST Currently In Use: 0; AST Temp Closed: 0 | 0 | 0 | 5 | 14828-081-003941 | E-Z SERVE CONVENIENCE STORES INC
31488 | Currently in Use |  | 1982-01-01 |  | Petroleum | Unleaded gasoline | Unleaded gasoline | Retail | Fiberglass coated steel | Fiberglass coated steel |  |  | Fiberglass reinforced plastic |  | 1901-01-01 |  | Catchment Basin, Single walled catchment basin | Flow Rest 90% Full | Flow Rest 90% Full |  |  | Continuous Automatic Tank Gauge |  | Automatic shutoff device (AELLD) | Automatic shutoff device (AELLD) | [5 empty] | UST Currently In Use: 3; UST Temp Close: 0; AST Currently In Use: 0; AST Temp Closed: 0 | 3 | 0 | 0 | 24151-089-003940 | OM & SHLOK INC
31489 | Currently in Use |  | 1982-01-01 |  | Petroleum | Mid-grade gasoline | Mid-grade gasoline | Retail | Fiberglass coated steel | Fiberglass coated steel |  |  | Fiberglass reinforced plastic |  | 1901-01-01 |  | Catchment Basin, Single walled catchment basin | Flow Rest 90% Full | Flow Rest 90% Full |  |  | Continuous Automatic Tank Gauge |  | Automatic shutoff device (AELLD) | Automatic shutoff device (AELLD) | [5 empty] | UST Currently In Use: 3; UST Temp Close: 0; AST Currently In Use: 0; AST Temp Closed: 0 | 3 | 0 | 0 | 24151-089-003940 | OM & SHLOK INC
31490 | Currently in Use |  | 1982-01-01 |  | Petroleum | Premium gasoline | Premium gasoline | Retail | Fiberglass coated steel | Fiberglass coated steel |  |  | Fiberglass reinforced plastic |  | 1901-01-01 |  | Catchment Basin, Single walled catchment basin | Flow Rest 90% Full | Flow Rest 90% Full |  |  | Continuous Automatic Tank Gauge |  | Automatic shutoff device (AELLD) | Automatic shutoff device (AELLD) | [5 empty] | UST Currently In Use: 3; UST Temp Close: 0; AST Currently In Use: 0; AST Temp Closed: 0 | 3 | 0 | 0 | 24151-089-003940 | OM & SHLOK INC
31491 | Currently in Use |  | 1965-01-01 |  | Petroleum | On road diesel | On road diesel | Retail | Single Wall, Steel | Steel | Field installed cathodic protection, Interior lined (not allowed as a standalone method of corrosion protection) |  | Single Wall, Steel |  | 1901-01-01 | Field installed cathodic protection | Catchment Basin, Single walled catchment basin | Automatic shutoff device At 95% full | Automatic shutoff device At 95% full |  |  | Continuous Automatic Tank Gauge |  | Automatic flow restrictor (MLLD) | Automatic flow restrictor (MLLD) |  |  | Annual line testing | Annual line testing |  | UST Currently In Use: 5; UST Temp Close: 0; AST Currently In Use: 0; AST Temp Closed: 0 | 5 | 0 | 0 | 22143-089-003951 | HANK BEHBAHANI
31492 | Currently in Use |  | 1965-01-01 | 1901-01-01 | Petroleum | [25 empty] | UST Currently In Use: 5; UST Temp Close: 0; AST Currently In Use: 0; AST Temp Closed: 0 | 5 | 0 | 0 | 22143-089-003951 | HANK BEHBAHANI
31493 | Currently in Use |  | 1965-01-01 |  | Petroleum | Premium gasoline | Premium gasoline | Retail | Single Wall, Steel | Steel | Field installed cathodic protection, Interior lined (not allowed as a standalone method of corrosion protection) |  | Single Wall, Steel |  | 1901-01-01 | Field installed cathodic protection | Catchment Basin, Single walled catchment basin | Automatic shutoff device At 95% full | Automatic shutoff device At 95% full |  |  | Continuous Automatic Tank Gauge |  | Automatic flow restrictor (MLLD) | Automatic flow restrictor (MLLD) |  |  | Annual line testing | Annual line testing |  | UST Currently In Use: 5; UST Temp Close: 0; AST Currently In Use: 0; AST Temp Closed: 0 | 5 | 0 | 0 | 22143-089-003951 | HANK BEHBAHANI
31494 | Currently in Use |  | 1965-01-01 |  | Petroleum | Unleaded gasoline | Unleaded gasoline | Retail | Fiberglass coated steel, Single Wall | Single Wall | Field installed cathodic protection |  | Single Wall, Steel |  | 1901-01-01 | Field installed cathodic protection | Catchment Basin, Single walled catchment basin | Automatic shutoff device At 95% full | Automatic shutoff device At 95% full |  |  | Continuous Automatic Tank Gauge |  | Automatic flow restrictor (MLLD) | Automatic flow restrictor (MLLD) |  |  | Annual line testing | Annual line testing |  | UST Currently In Use: 5; UST Temp Close: 0; AST Currently In Use: 0; AST Temp Closed: 0 | 5 | 0 | 0 | 22143-089-003951 | HANK BEHBAHANI
31495 | Currently in Use |  | 1985-01-01 |  | Petroleum | Unleaded gasoline | Unleaded gasoline | Retail | Fiberglass coated steel, Single Wall | Single Wall |  |  | Fiberglass reinforced plastic, Single Wall |  |  | Galvanic Cathodic, FLEX CONNS | Catchment Basin, Single walled catchment basin | Automatic shutoff device At 95% full | Automatic shutoff device At 95% full |  |  | Continuous Automatic Tank Gauge |  | Automatic shutoff device (AELLD) | Automatic shutoff device (AELLD) | [5 empty] | UST Currently In Use: 3; UST Temp Close: 1; AST Currently In Use: 0; AST Temp Closed: 0 | 3 | 1 | 0 | 22143-089-003962 | HANK BEHBAHANI
31496 | Currently in Use |  | 1985-01-01 |  | Petroleum | Mid-grade gasoline | Mid-grade gasoline | Retail | Fiberglass coated steel, Single Wall | Single Wall |  |  | Fiberglass reinforced plastic, Single Wall |  |  | Galvanic Cathodic, FLEX CONNS | Catchment Basin, Single walled catchment basin | Automatic shutoff device At 95% full | Automatic shutoff device At 95% full |  |  | Continuous Automatic Tank Gauge |  | Automatic shutoff device (AELLD) | Automatic shutoff device (AELLD) | [5 empty] | UST Currently In Use: 3; UST Temp Close: 1; AST Currently In Use: 0; AST Temp Closed: 0 | 3 | 1 | 0 | 22143-089-003962 | HANK BEHBAHANI
31497 | Temporary Closed | 2013-09-21 | 1985-01-01 |  | Petroleum | Premium gasoline | Premium gasoline | Retail | Fiberglass coated steel, Single Wall | Single Wall |  |  | Fiberglass reinforced plastic, Single Wall |  |  | Galvanic Cathodic, FLEX CONNS | Catchment Basin, Single walled catchment basin | Automatic shutoff device At 95% full | Automatic shutoff device At 95% full |  |  | Continuous Automatic Tank Gauge |  | Automatic shutoff device (AELLD) | Automatic shutoff device (AELLD) | [5 empty] | UST Currently In Use: 3; UST Temp Close: 1; AST Currently In Use: 0; AST Temp Closed: 0 | 3 | 1 | 0 | 22143-089-003962 | HANK BEHBAHANI
31498 | Currently in Use |  | 1985-01-01 |  | Petroleum | On road diesel | On road diesel | Retail | Fiberglass coated steel, Single Wall | Single Wall |  |  | Fiberglass reinforced plastic, Single Wall |  |  | Galvanic Cathodic, FLEX CONNS | Catchment Basin, Single walled catchment basin | Automatic shutoff device At 95% full | Automatic shutoff device At 95% full |  |  | Continuous Automatic Tank Gauge |  | Automatic shutoff device (AELLD) | Automatic shutoff device (AELLD) | [5 empty] | UST Currently In Use: 3; UST Temp Close: 1; AST Currently In Use: 0; AST Temp Closed: 0 | 3 | 1 | 0 | 22143-089-003962 | HANK BEHBAHANI
31499 | Currently in Use |  | 1987-01-01 |  | Petroleum | Unleaded gasoline | Unleaded gasoline | Retail | Fiberglass coated steel | Fiberglass coated steel |  |  | Double Wall, Fiberglass reinforced plastic |  | 1901-01-01 |  | Catchment Basin, Single walled catchment basin | Flow Rest 90% Full | Flow Rest 90% Full |  |  | Continuous Automatic Tank Gauge |  | Automatic shutoff device (AELLD) | Automatic shutoff device (AELLD) | [5 empty] | UST Currently In Use: 3; UST Temp Close: 0; AST Currently In Use: 0; AST Temp Closed: 0 | 3 | 0 | 0 | 20072-089-009272 | A & M OIL CO LLC
31500 | Currently in Use |  | 1987-01-01 |  | Petroleum | Unleaded gasoline | Unleaded gasoline | Retail | Fiberglass coated steel | Fiberglass coated steel |  |  | Double Wall, Fiberglass reinforced plastic |  | 1901-01-01 |  | Catchment Basin, Single walled catchment basin | Flow Rest 90% Full | Flow Rest 90% Full |  |  | Continuous Automatic Tank Gauge |  | Automatic shutoff device (AELLD) | Automatic shutoff device (AELLD) | [5 empty] | UST Currently In Use: 3; UST Temp Close: 0; AST Currently In Use: 0; AST Temp Closed: 0 | 3 | 0 | 0 | 20072-089-009272 | A & M OIL CO LLC
31501 | Currently in Use |  | 1987-01-01 |  | Petroleum | Premium gasoline | Premium gasoline | Retail | Fiberglass coated steel | Fiberglass coated steel |  |  | Double Wall, Fiberglass reinforced plastic |  | 1901-01-01 |  | Catchment Basin, Single walled catchment basin | Flow Rest 90% Full | Flow Rest 90% Full |  |  | Continuous Automatic Tank Gauge |  | Automatic shutoff device (AELLD) | Automatic shutoff device (AELLD) | [5 empty] | UST Currently In Use: 3; UST Temp Close: 0; AST Currently In Use: 0; AST Temp Closed: 0 | 3 | 0 | 0 | 20072-089-009272 | A & M OIL CO LLC
31502 | Permanently Closed | 1901-01-01 | 1971-01-01 | 1988-01-01 | Petroleum | Unleaded gasoline | Unleaded gasoline |  | Steel | Steel |  |  | Steel |  | 1901-01-01 | [15 empty] | UST Currently In Use: 2; UST Temp Close: 0; AST Currently In Use: 0; AST Temp Closed: 0 | 2 | 0 | 6 | 24837-097-003334 | RSYA, LLC
31503 | Permanently Closed | 1901-01-01 | 1971-01-01 | 1988-01-01 | Petroleum | Unleaded gasoline | Unleaded gasoline |  | Steel | Steel |  |  | Steel |  | 1901-01-01 | [15 empty] | UST Currently In Use: 2; UST Temp Close: 0; AST Currently In Use: 0; AST Temp Closed: 0 | 2 | 0 | 6 | 24837-097-003334 | RSYA, LLC
31504 | Permanently Closed | 1901-01-01 | 1971-01-01 | 1988-01-01 | Petroleum | Unleaded gasoline | Unleaded gasoline |  | Steel | Steel |  |  | Steel |  | 1901-01-01 | [15 empty] | UST Currently In Use: 2; UST Temp Close: 0; AST Currently In Use: 0; AST Temp Closed: 0 | 2 | 0 | 6 | 24837-097-003334 | RSYA, LLC
31505 | Permanently Closed | 1973-06-01 | 1966-01-01 |  | Petroleum | Unleaded gasoline | Unleaded gasoline |  | Steel | Steel |  |  | Steel |  | 1901-01-01 | [15 empty] | UST Currently In Use: 2; UST Temp Close: 0; AST Currently In Use: 0; AST Temp Closed: 0 | 2 | 0 | 6 | 24837-097-003334 | RSYA, LLC
31506 | Permanently Closed | 1973-06-01 | 1966-01-01 |  | Petroleum | Unleaded gasoline | Unleaded gasoline |  | Steel | Steel |  |  | Steel |  | 1901-01-01 | [15 empty] | UST Currently In Use: 2; UST Temp Close: 0; AST Currently In Use: 0; AST Temp Closed: 0 | 2 | 0 | 6 | 24837-097-003334 | RSYA, LLC
31507 | Permanently Closed | 1973-06-01 | 1966-01-01 |  | Petroleum | Unleaded gasoline | Unleaded gasoline |  | Steel | Steel |  |  | Steel |  | 1901-01-01 | [15 empty] | UST Currently In Use: 2; UST Temp Close: 0; AST Currently In Use: 0; AST Temp Closed: 0 | 2 | 0 | 6 | 24837-097-003334 | RSYA, LLC
31508 | Currently in Use |  | 1983-01-01 |  | Petroleum | Unleaded gasoline | Unleaded gasoline | Retail | Fiberglass coated steel | Fiberglass coated steel |  |  | Flexible |  | 1901-01-01 |  | Catchment Basin, Single walled catchment basin | Automatic shutoff device At 95% full | Automatic shutoff device At 95% full |  |  | Automatic Tank Gauge |  | Automatic flow restrictor (MLLD), Containment Sump | Containment Sump |  |  | Annual line testing | Annual line testing |  | UST Currently In Use: 2; UST Temp Close: 0; AST Currently In Use: 0; AST Temp Closed: 0 | 2 | 0 | 6 | 24837-097-003334 | RSYA, LLC
31510 | Currently in Use |  | 1983-01-01 |  | Petroleum | Premium gasoline | Premium gasoline | Retail | Fiberglass coated steel | Fiberglass coated steel |  |  | Flexible |  | 1901-01-01 |  | Catchment Basin, Single walled catchment basin | Automatic shutoff device At 95% full | Automatic shutoff device At 95% full |  |  | Automatic Tank Gauge |  | Automatic flow restrictor (MLLD), Containment Sump | Containment Sump |  |  | Annual line testing | Annual line testing |  | UST Currently In Use: 2; UST Temp Close: 0; AST Currently In Use: 0; AST Temp Closed: 0 | 2 | 0 | 6 | 24837-097-003334 | RSYA, LLC
31511 | Permanently Closed | 1989-08-01 | 1901-01-01 | 1989-08-01 | Petroleum | Unleaded gasoline | Unleaded gasoline | [7 empty] | 1901-01-01 | [15 empty] | UST Currently In Use: 0; UST Temp Close: 0; AST Currently In Use: 0; AST Temp Closed: 0 | 0 | 0 | 3 | 14828-097-014235 | E-Z SERVE CONVENIENCE STORES INC
31512 | Permanently Closed | 1989-08-01 | 1901-01-01 | 1989-08-01 | Petroleum | Unleaded gasoline | Unleaded gasoline | [7 empty] | 1901-01-01 | [15 empty] | UST Currently In Use: 0; UST Temp Close: 0; AST Currently In Use: 0; AST Temp Closed: 0 | 0 | 0 | 3 | 14828-097-014235 | E-Z SERVE CONVENIENCE STORES INC
31513 | Permanently Closed | 1989-08-01 | 1901-01-01 | 1989-08-01 | Petroleum | Unleaded gasoline | Unleaded gasoline | [7 empty] | 1901-01-01 | [15 empty] | UST Currently In Use: 0; UST Temp Close: 0; AST Currently In Use: 0; AST Temp Closed: 0 | 0 | 0 | 3 | 14828-097-014235 | E-Z SERVE CONVENIENCE STORES INC
31514 | Permanently Closed | 1987-07-01 | 1964-01-01 | 1987-07-01 | Petroleum | Unleaded gasoline | Unleaded gasoline |  | Steel | Steel |  | Painted or None | Steel |  | 1901-01-01 | [15 empty] | UST Currently In Use: 0; UST Temp Close: 0; AST Currently In Use: 0; AST Temp Closed: 0 | 0 | 0 | 6 | 14746-101-003932 | EZ SERVE C STORES INC C/O TITAN MGT
31515 | Permanently Closed | 1987-07-01 | 1964-01-01 | 1987-07-01 | Petroleum | Unleaded gasoline | Unleaded gasoline |  | Steel | Steel |  | Painted or None | Steel |  | 1901-01-01 | [15 empty] | UST Currently In Use: 0; UST Temp Close: 0; AST Currently In Use: 0; AST Temp Closed: 0 | 0 | 0 | 6 | 14746-101-003932 | EZ SERVE C STORES INC C/O TITAN MGT
31516 | Permanently Closed | 1987-07-01 | 1964-01-01 | 1987-07-01 | Petroleum | Unleaded gasoline | Unleaded gasoline |  | Steel | Steel |  | Painted or None | Steel |  | 1901-01-01 | [15 empty] | UST Currently In Use: 0; UST Temp Close: 0; AST Currently In Use: 0; AST Temp Closed: 0 | 0 | 0 | 6 | 14746-101-003932 | EZ SERVE C STORES INC C/O TITAN MGT
31517 | Permanently Closed | 2000-02-01 | 1983-01-01 | 2001-02-16 | Petroleum | Unleaded gasoline | Unleaded gasoline | Retail | Fiberglass coated steel | Fiberglass coated steel |  |  | Fiberglass reinforced plastic |  | 1901-01-01 | None | Catchment Basin, Single walled catchment basin | Flow Rest 90% Full | Flow Rest 90% Full |  |  | Statistical Inventory Reconciliation (SIR) | [5 empty] | Statistical inventory reconciliation (SIR) | Statistical inventory reconciliation (SIR) |  | UST Currently In Use: 0; UST Temp Close: 0; AST Currently In Use: 0; AST Temp Closed: 0 | 0 | 0 | 6 | 14746-101-003932 | EZ SERVE C STORES INC C/O TITAN MGT
31518 | Permanently Closed | 2000-02-01 | 1983-01-01 | 2001-02-16 | Petroleum | Unleaded gasoline | Unleaded gasoline | Retail | Fiberglass coated steel | Fiberglass coated steel |  |  | Fiberglass reinforced plastic |  | 1901-01-01 | None | Catchment Basin, Single walled catchment basin | Flow Rest 90% Full | Flow Rest 90% Full |  |  | Statistical Inventory Reconciliation (SIR) | [5 empty] | Statistical inventory reconciliation (SIR) | Statistical inventory reconciliation (SIR) |  | UST Currently In Use: 0; UST Temp Close: 0; AST Currently In Use: 0; AST Temp Closed: 0 | 0 | 0 | 6 | 14746-101-003932 | EZ SERVE C STORES INC C/O TITAN MGT
31519 | Permanently Closed | 2000-02-01 | 1983-01-01 | 2001-02-16 | Petroleum | Unleaded gasoline | Unleaded gasoline | Retail | Fiberglass coated steel | Fiberglass coated steel |  |  | Fiberglass reinforced plastic |  | 1901-01-01 | None | Catchment Basin, Single walled catchment basin | Flow Rest 90% Full | Flow Rest 90% Full |  |  | Statistical Inventory Reconciliation (SIR) | [5 empty] | Statistical inventory reconciliation (SIR) | Statistical inventory reconciliation (SIR) |  | UST Currently In Use: 0; UST Temp Close: 0; AST Currently In Use: 0; AST Temp Closed: 0 | 0 | 0 | 6 | 14746-101-003932 | EZ SERVE C STORES INC C/O TITAN MGT
31520 | Permanently Closed | 1994-04-15 | 1974-01-01 | 1994-06-21 | Petroleum | Unleaded gasoline | Unleaded gasoline |  | Steel | Steel |  | Painted or None | Fiberglass reinforced plastic |  | 1901-01-01 | None | [5 empty] | Statistical Inventory Reconciliation (SIR) | [5 empty] | Statistical inventory reconciliation (SIR) | Statistical inventory reconciliation (SIR) |  | UST Currently In Use: 0; UST Temp Close: 0; AST Currently In Use: 0; AST Temp Closed: 0 | 0 | 0 | 3 | 14828-101-003934 | E-Z SERVE CONVENIENCE STORES INC
31521 | Permanently Closed | 1994-04-15 | 1974-01-01 | 1994-06-21 | Petroleum | Unleaded gasoline | Unleaded gasoline |  | Steel | Steel |  |  | Fiberglass reinforced plastic, Steel |  | 1901-01-01 | [6 empty] | Statistical Inventory Reconciliation (SIR) | [5 empty] | Statistical inventory reconciliation (SIR) | Statistical inventory reconciliation (SIR) |  | UST Currently In Use: 0; UST Temp Close: 0; AST Currently In Use: 0; AST Temp Closed: 0 | 0 | 0 | 3 | 14828-101-003934 | E-Z SERVE CONVENIENCE STORES INC
31522 | Permanently Closed | 1994-04-15 | 1974-01-01 | 1994-06-21 | Petroleum | Unleaded gasoline | Unleaded gasoline |  | Steel | Steel |  |  | Fiberglass reinforced plastic |  | 1901-01-01 | [6 empty] | Statistical Inventory Reconciliation (SIR) | [5 empty] | Statistical inventory reconciliation (SIR) | Statistical inventory reconciliation (SIR) |  | UST Currently In Use: 0; UST Temp Close: 0; AST Currently In Use: 0; AST Temp Closed: 0 | 0 | 0 | 3 | 14828-101-003934 | E-Z SERVE CONVENIENCE STORES INC
31523 | Permanently Closed | 1989-10-23 | 1975-01-01 | 1989-10-23 | Petroleum | Unleaded gasoline | Unleaded gasoline |  | Steel | Steel |  | Painted or None | Steel |  | 1901-01-01 | [15 empty] | UST Currently In Use: 0; UST Temp Close: 0; AST Currently In Use: 0; AST Temp Closed: 0 | 0 | 0 | 3 | 14828-101-003942 | E-Z SERVE CONVENIENCE STORES INC
31524 | Permanently Closed | 1989-10-23 | 1975-01-01 | 1989-10-23 | Petroleum | Unleaded gasoline | Unleaded gasoline |  | Steel | Steel |  | Painted or None | Steel |  | 1901-01-01 | [15 empty] | UST Currently In Use: 0; UST Temp Close: 0; AST Currently In Use: 0; AST Temp Closed: 0 | 0 | 0 | 3 | 14828-101-003942 | E-Z SERVE CONVENIENCE STORES INC
31525 | Permanently Closed | 1989-10-23 | 1975-01-01 | 1989-10-23 | Petroleum | Unleaded gasoline | Unleaded gasoline |  | Steel | Steel |  | Painted or None | Steel |  | 1901-01-01 | [15 empty] | UST Currently In Use: 0; UST Temp Close: 0; AST Currently In Use: 0; AST Temp Closed: 0 | 0 | 0 | 3 | 14828-101-003942 | E-Z SERVE CONVENIENCE STORES INC
31526 | Permanently Closed | 1989-10-24 | 1974-01-01 | 1989-10-24 | Petroleum | Unleaded gasoline | Unleaded gasoline |  | Steel | Steel |  |  | Steel |  | 1901-01-01 | [15 empty] | UST Currently In Use: 0; UST Temp Close: 0; AST Currently In Use: 0; AST Temp Closed: 0 | 0 | 0 | 3 | 14828-101-003944 | E-Z SERVE CONVENIENCE STORES INC
31527 | Permanently Closed | 1989-10-24 | 1974-01-01 | 1989-10-24 | Petroleum | Unleaded gasoline | Unleaded gasoline |  | Steel | Steel |  |  | Steel |  | 1901-01-01 | [15 empty] | UST Currently In Use: 0; UST Temp Close: 0; AST Currently In Use: 0; AST Temp Closed: 0 | 0 | 0 | 3 | 14828-101-003944 | E-Z SERVE CONVENIENCE STORES INC
31528 | Permanently Closed | 1990-10-23 | 1974-01-01 | 1989-11-01 | Petroleum | Unleaded gasoline | Unleaded gasoline |  | Steel | Steel |  |  | Steel |  | 1901-01-01 | [15 empty] | UST Currently In Use: 0; UST Temp Close: 0; AST Currently In Use: 0; AST Temp Closed: 0 | 0 | 0 | 3 | 14828-101-003944 | E-Z SERVE CONVENIENCE STORES INC
31529 | Cannot Locate or abandoned | 2002-02-01 | 1986-01-01 |  | Petroleum | Unleaded gasoline | Unleaded gasoline | Retail | Fiberglass coated steel, Fiberglass reinforced plastic, COMPOSITE | Fiberglass reinforced plastic |  |  | Fiberglass reinforced plastic |  | 1901-01-01 |  | Catchment Basin, Single walled catchment basin | Automatic shutoff device At 95% full | Automatic shutoff device At 95% full |  |  | Statistical Inventory Reconciliation (SIR) |  | Automatic flow restrictor (MLLD) | Automatic flow restrictor (MLLD) |  |  | Statistical inventory reconciliation (SIR) | Statistical inventory reconciliation (SIR) |  | UST Currently In Use: 0; UST Temp Close: 0; AST Currently In Use: 0; AST Temp Closed: 0 | 0 | 0 | 0 | 19039-101-003950 | ENTEC STATIONS INC
31530 | Cannot Locate or abandoned | 2002-02-01 | 1986-01-01 |  | Petroleum | Unleaded gasoline | Unleaded gasoline | Retail | Fiberglass coated steel, Fiberglass reinforced plastic, COMPOSITE | Fiberglass reinforced plastic |  |  | Fiberglass reinforced plastic |  | 1901-01-01 | None | Catchment Basin, Single walled catchment basin | Automatic shutoff device At 95% full | Automatic shutoff device At 95% full |  |  | Statistical Inventory Reconciliation (SIR) |  | Automatic flow restrictor (MLLD) | Automatic flow restrictor (MLLD) |  |  | Statistical inventory reconciliation (SIR) | Statistical inventory reconciliation (SIR) |  | UST Currently In Use: 0; UST Temp Close: 0; AST Currently In Use: 0; AST Temp Closed: 0 | 0 | 0 | 0 | 19039-101-003950 | ENTEC STATIONS INC
31531 | Cannot Locate or abandoned | 2002-02-01 | 1986-01-01 |  | Petroleum | Unleaded gasoline | Unleaded gasoline | Retail | Fiberglass coated steel, Fiberglass reinforced plastic, COMPOSITE | Fiberglass reinforced plastic |  |  | Fiberglass reinforced plastic |  | 1901-01-01 | None | Catchment Basin, Single walled catchment basin | Automatic shutoff device At 95% full | Automatic shutoff device At 95% full |  |  | Statistical Inventory Reconciliation (SIR) |  | Automatic flow restrictor (MLLD) | Automatic flow restrictor (MLLD) |  |  | Statistical inventory reconciliation (SIR) | Statistical inventory reconciliation (SIR) |  | UST Currently In Use: 0; UST Temp Close: 0; AST Currently In Use: 0; AST Temp Closed: 0 | 0 | 0 | 0 | 19039-101-003950 | ENTEC STATIONS INC
31532 | Cannot Locate or abandoned | 2002-02-01 | 1986-01-01 |  | Petroleum | Unleaded gasoline | Unleaded gasoline | Retail | Fiberglass coated steel, Fiberglass reinforced plastic, COMPOSITE | Fiberglass reinforced plastic |  |  | Fiberglass reinforced plastic |  | 1901-01-01 | None | Catchment Basin, Single walled catchment basin | Automatic shutoff device At 95% full | Automatic shutoff device At 95% full |  |  | Statistical Inventory Reconciliation (SIR) |  | Automatic flow restrictor (MLLD) | Automatic flow restrictor (MLLD) |  |  | Statistical inventory reconciliation (SIR) | Statistical inventory reconciliation (SIR) |  | UST Currently In Use: 0; UST Temp Close: 0; AST Currently In Use: 0; AST Temp Closed: 0 | 0 | 0 | 0 | 19039-101-003950 | ENTEC STATIONS INC
31533 | Permanently Closed | 1987-09-01 | 1964-01-01 | 1987-09-01 | Petroleum | Unleaded gasoline | Unleaded gasoline |  | Steel | Steel |  | Painted or None | Steel |  | 1901-01-01 | [15 empty] | UST Currently In Use: 0; UST Temp Close: 0; AST Currently In Use: 0; AST Temp Closed: 0 | 0 | 0 | 7 | 14746-101-003953 | EZ SERVE C STORES INC C/O TITAN MGT
31534 | Permanently Closed | 1987-09-01 | 1964-01-01 | 1987-09-01 | Petroleum | Unleaded gasoline | Unleaded gasoline |  | Steel | Steel |  | Painted or None | Steel |  | 1901-01-01 | [15 empty] | UST Currently In Use: 0; UST Temp Close: 0; AST Currently In Use: 0; AST Temp Closed: 0 | 0 | 0 | 7 | 14746-101-003953 | EZ SERVE C STORES INC C/O TITAN MGT
31535 | Permanently Closed | 1987-07-01 | 1964-01-01 | 1987-07-01 | Petroleum | Unleaded gasoline | Unleaded gasoline |  | Steel | Steel |  | Painted or None | Steel |  | 1901-01-01 | [15 empty] | UST Currently In Use: 0; UST Temp Close: 0; AST Currently In Use: 0; AST Temp Closed: 0 | 0 | 0 | 7 | 14746-101-003953 | EZ SERVE C STORES INC C/O TITAN MGT
31536 | Permanently Closed | 1987-09-01 | 1964-01-01 | 1987-09-01 | Petroleum | Unleaded gasoline | Unleaded gasoline |  | Steel | Steel |  | Painted or None | Steel |  | 1901-01-01 | [15 empty] | UST Currently In Use: 0; UST Temp Close: 0; AST Currently In Use: 0; AST Temp Closed: 0 | 0 | 0 | 7 | 14746-101-003953 | EZ SERVE C STORES INC C/O TITAN MGT
31537 | Permanently Closed | 2000-02-01 | 1987-01-01 | 2001-02-13 | Petroleum | Unleaded gasoline | Unleaded gasoline | Retail | Fiberglass coated steel, Fiberglass reinforced plastic | Fiberglass reinforced plastic |  |  | Fiberglass reinforced plastic |  | 1901-01-01 |  | Catchment Basin, Single walled catchment basin | Automatic shutoff device At 95% full | Automatic shutoff device At 95% full |  |  | Statistical Inventory Reconciliation (SIR) | [5 empty] | Statistical inventory reconciliation (SIR) | Statistical inventory reconciliation (SIR) |  | UST Currently In Use: 0; UST Temp Close: 0; AST Currently In Use: 0; AST Temp Closed: 0 | 0 | 0 | 7 | 14746-101-003953 | EZ SERVE C STORES INC C/O TITAN MGT
31538 | Permanently Closed | 2000-02-01 | 1987-01-01 | 2001-02-13 | Petroleum | Unleaded gasoline | Unleaded gasoline | Retail | Fiberglass coated steel, Fiberglass reinforced plastic | Fiberglass reinforced plastic |  |  | Fiberglass reinforced plastic |  | 1901-01-01 |  | Catchment Basin, Single walled catchment basin | Automatic shutoff device At 95% full | Automatic shutoff device At 95% full |  |  | Statistical Inventory Reconciliation (SIR) | [5 empty] | Statistical inventory reconciliation (SIR) | Statistical inventory reconciliation (SIR) |  | UST Currently In Use: 0; UST Temp Close: 0; AST Currently In Use: 0; AST Temp Closed: 0 | 0 | 0 | 7 | 14746-101-003953 | EZ SERVE C STORES INC C/O TITAN MGT
31539 | Permanently Closed | 2000-02-01 | 1987-01-01 | 2001-02-13 | Petroleum | Unleaded gasoline | Unleaded gasoline | Retail | Fiberglass coated steel, Fiberglass reinforced plastic | Fiberglass reinforced plastic |  |  | Fiberglass reinforced plastic |  | 1901-01-01 |  | Catchment Basin, Single walled catchment basin | Automatic shutoff device At 95% full | Automatic shutoff device At 95% full |  |  | Statistical Inventory Reconciliation (SIR) | [5 empty] | Statistical inventory reconciliation (SIR) | Statistical inventory reconciliation (SIR) |  | UST Currently In Use: 0; UST Temp Close: 0; AST Currently In Use: 0; AST Temp Closed: 0 | 0 | 0 | 7 | 14746-101-003953 | EZ SERVE C STORES INC C/O TITAN MGT
31540 | Permanently Closed | 1987-09-01 | 1976-01-01 | 1987-09-01 | Petroleum | Unleaded gasoline | Unleaded gasoline |  | Steel | Steel |  |  | Steel |  | 1901-01-01 | [15 empty] | UST Currently In Use: 0; UST Temp Close: 0; AST Currently In Use: 0; AST Temp Closed: 0 | 0 | 0 | 7 | 14746-101-003954 | EZ SERVE C STORES INC C/O TITAN MGT
31541 | Permanently Closed | 1987-09-01 | 1976-01-01 | 1987-09-01 | Petroleum | Unleaded gasoline | Unleaded gasoline |  | Steel | Steel |  |  | Steel |  | 1901-01-01 | [15 empty] | UST Currently In Use: 0; UST Temp Close: 0; AST Currently In Use: 0; AST Temp Closed: 0 | 0 | 0 | 7 | 14746-101-003954 | EZ SERVE C STORES INC C/O TITAN MGT
31542 | Permanently Closed | 1987-09-01 | 1976-01-01 | 1987-09-01 | Petroleum | Unleaded gasoline | Unleaded gasoline |  | Steel | Steel |  |  | Steel |  | 1901-01-01 | [15 empty] | UST Currently In Use: 0; UST Temp Close: 0; AST Currently In Use: 0; AST Temp Closed: 0 | 0 | 0 | 7 | 14746-101-003954 | EZ SERVE C STORES INC C/O TITAN MGT
31543 | Permanently Closed | 1987-09-01 | 1976-01-01 | 1987-09-01 | Petroleum | Unleaded gasoline | Unleaded gasoline |  | Steel | Steel |  |  | Steel |  | 1901-01-01 | [15 empty] | UST Currently In Use: 0; UST Temp Close: 0; AST Currently In Use: 0; AST Temp Closed: 0 | 0 | 0 | 7 | 14746-101-003954 | EZ SERVE C STORES INC C/O TITAN MGT
31544 | Permanently Closed | 1999-04-01 | 1987-01-01 | 1999-05-19 | Petroleum | Unleaded gasoline | Unleaded gasoline | Retail | Fiberglass coated steel, Fiberglass reinforced plastic | Fiberglass reinforced plastic |  |  | Fiberglass reinforced plastic |  | 1901-01-01 | None | Catchment Basin, Single walled catchment basin | Automatic shutoff device At 95% full, Flow Rest 90% Full | Flow Rest 90% Full |  |  | Statistical Inventory Reconciliation (SIR) | [5 empty] | Statistical inventory reconciliation (SIR) | Statistical inventory reconciliation (SIR) |  | UST Currently In Use: 0; UST Temp Close: 0; AST Currently In Use: 0; AST Temp Closed: 0 | 0 | 0 | 7 | 14746-101-003954 | EZ SERVE C STORES INC C/O TITAN MGT
31545 | Permanently Closed | 1999-04-01 | 1987-01-01 | 1999-05-19 | Petroleum | Unleaded gasoline | Unleaded gasoline | Retail | Fiberglass coated steel, Fiberglass reinforced plastic | Fiberglass reinforced plastic |  |  | Fiberglass reinforced plastic |  | 1901-01-01 | None | Catchment Basin, Single walled catchment basin | Automatic shutoff device At 95% full, Flow Rest 90% Full | Flow Rest 90% Full |  |  | Statistical Inventory Reconciliation (SIR) | [5 empty] | Statistical inventory reconciliation (SIR) | Statistical inventory reconciliation (SIR) |  | UST Currently In Use: 0; UST Temp Close: 0; AST Currently In Use: 0; AST Temp Closed: 0 | 0 | 0 | 7 | 14746-101-003954 | EZ SERVE C STORES INC C/O TITAN MGT
31546 | Permanently Closed | 1999-04-01 | 1987-01-01 | 1999-05-19 | Petroleum | Unleaded gasoline | Unleaded gasoline | Retail | Fiberglass coated steel, Fiberglass reinforced plastic | Fiberglass reinforced plastic |  |  | Fiberglass reinforced plastic |  | 1901-01-01 | None | Catchment Basin, Single walled catchment basin | Flow Rest 90% Full | Flow Rest 90% Full |  |  | Statistical Inventory Reconciliation (SIR) | [5 empty] | Statistical inventory reconciliation (SIR) | Statistical inventory reconciliation (SIR) |  | UST Currently In Use: 0; UST Temp Close: 0; AST Currently In Use: 0; AST Temp Closed: 0 | 0 | 0 | 7 | 14746-101-003954 | EZ SERVE C STORES INC C/O TITAN MGT
31547 | Currently in Use |  | 1978-01-01 |  | Petroleum | Unleaded gasoline | Unleaded gasoline | Retail | Steel | Steel | Field installed cathodic protection |  | Fiberglass reinforced plastic |  |  |  | Catchment Basin, Single walled catchment basin | Flow Rest 90% Full | Flow Rest 90% Full |  |  | Continuous Automatic Tank Gauge |  | Automatic flow restrictor (MLLD) | Automatic flow restrictor (MLLD) |  |  | Annual line testing | Annual line testing |  | UST Currently In Use: 3; UST Temp Close: 0; AST Currently In Use: 0; AST Temp Closed: 0 | 3 | 0 | 0 | 25961-101-003964 | PREM SUN NEIL LLC
31548 | Currently in Use |  | 1978-01-01 |  | Petroleum | Premium gasoline | Premium gasoline | Retail | Steel | Steel | Field installed cathodic protection |  | Fiberglass reinforced plastic |  |  |  | Catchment Basin, Single walled catchment basin | Flow Rest 90% Full | Flow Rest 90% Full |  |  | Continuous Automatic Tank Gauge |  | Automatic flow restrictor (MLLD) | Automatic flow restrictor (MLLD) |  |  | Annual line testing | Annual line testing |  | UST Currently In Use: 3; UST Temp Close: 0; AST Currently In Use: 0; AST Temp Closed: 0 | 3 | 0 | 0 | 25961-101-003964 | PREM SUN NEIL LLC
31549 | Currently in Use |  | 1978-01-01 |  | Petroleum | On road diesel | On road diesel | Retail | Steel | Steel | Field installed cathodic protection |  | Fiberglass reinforced plastic |  |  |  | Catchment Basin, Single walled catchment basin | Flow Rest 90% Full | Flow Rest 90% Full |  |  | Continuous Automatic Tank Gauge |  | Automatic flow restrictor (MLLD) | Automatic flow restrictor (MLLD) |  |  | Annual line testing | Annual line testing |  | UST Currently In Use: 3; UST Temp Close: 0; AST Currently In Use: 0; AST Temp Closed: 0 | 3 | 0 | 0 | 25961-101-003964 | PREM SUN NEIL LLC
31550 | Temporary Closed | 2002-01-01 | 1980-01-01 |  | Petroleum | Unleaded gasoline | Unleaded gasoline | Retail | Fiberglass reinforced plastic | Fiberglass reinforced plastic |  |  | Fiberglass reinforced plastic |  | 1901-01-01 | None | Catchment Basin, Single walled catchment basin | Automatic shutoff device At 95% full | Automatic shutoff device At 95% full |  |  | Statistical Inventory Reconciliation (SIR) |  | Automatic flow restrictor (MLLD) | Automatic flow restrictor (MLLD) |  |  | Statistical inventory reconciliation (SIR) | Statistical inventory reconciliation (SIR) |  | UST Currently In Use: 0; UST Temp Close: 3; AST Currently In Use: 0; AST Temp Closed: 0 | 0 | 3 | 0 | 25514-101-003965 | MARCUS MCQUEEN
31551 | Temporary Closed | 2002-01-01 | 1980-01-01 |  | Petroleum | Unleaded gasoline | Unleaded gasoline | Retail | Fiberglass reinforced plastic | Fiberglass reinforced plastic |  |  | Fiberglass reinforced plastic |  | 1901-01-01 | None | Catchment Basin, Single walled catchment basin | Automatic shutoff device At 95% full | Automatic shutoff device At 95% full |  |  | Statistical Inventory Reconciliation (SIR) |  | Automatic flow restrictor (MLLD) | Automatic flow restrictor (MLLD) |  |  | Statistical inventory reconciliation (SIR) | Statistical inventory reconciliation (SIR) |  | UST Currently In Use: 0; UST Temp Close: 3; AST Currently In Use: 0; AST Temp Closed: 0 | 0 | 3 | 0 | 25514-101-003965 | MARCUS MCQUEEN
31552 | Temporary Closed | 2002-01-01 | 1988-01-01 |  | Petroleum | Unleaded gasoline | Unleaded gasoline | Retail | Fiberglass reinforced plastic | Fiberglass reinforced plastic |  |  | Fiberglass reinforced plastic |  | 1901-01-01 | None | Catchment Basin, Single walled catchment basin | Automatic shutoff device At 95% full | Automatic shutoff device At 95% full |  |  | Statistical Inventory Reconciliation (SIR) |  | Automatic flow restrictor (MLLD) | Automatic flow restrictor (MLLD) |  |  | Statistical inventory reconciliation (SIR) | Statistical inventory reconciliation (SIR) |  | UST Currently In Use: 0; UST Temp Close: 3; AST Currently In Use: 0; AST Temp Closed: 0 | 0 | 3 | 0 | 25514-101-003965 | MARCUS MCQUEEN
31553 | Permanently Closed | 1901-01-01 | 1975-01-01 | 1988-01-01 | Petroleum | Unleaded gasoline | Unleaded gasoline |  | Fiberglass reinforced plastic | Fiberglass reinforced plastic |  |  | Fiberglass reinforced plastic |  | 1901-01-01 | [15 empty] | UST Currently In Use: 0; UST Temp Close: 3; AST Currently In Use: 0; AST Temp Closed: 0 | 0 | 3 | 3 | 21714-103-003955 | FRANK DIGESU JR
31554 | Permanently Closed | 1901-01-01 | 1975-01-01 | 1988-01-01 | Petroleum | Unleaded gasoline | Unleaded gasoline |  | Fiberglass reinforced plastic | Fiberglass reinforced plastic |  |  | Fiberglass reinforced plastic |  | 1901-01-01 | [15 empty] | UST Currently In Use: 0; UST Temp Close: 3; AST Currently In Use: 0; AST Temp Closed: 0 | 0 | 3 | 3 | 21714-103-003955 | FRANK DIGESU JR
31555 | Permanently Closed | 1901-01-01 | 1978-01-01 | 1988-01-01 | Petroleum | Unleaded gasoline | Unleaded gasoline |  | Fiberglass reinforced plastic | Fiberglass reinforced plastic |  |  | Fiberglass reinforced plastic |  | 1901-01-01 | [15 empty] | UST Currently In Use: 0; UST Temp Close: 3; AST Currently In Use: 0; AST Temp Closed: 0 | 0 | 3 | 3 | 21714-103-003955 | FRANK DIGESU JR
31556 | Temporary Closed | 2006-12-19 | 1987-01-01 |  | Petroleum | Unleaded gasoline | Unleaded gasoline | Retail | Fiberglass coated steel, Single Wall | Single Wall |  |  | Fiberglass reinforced plastic, Single Wall |  | 1901-01-01 |  | Catchment Basin, Single walled catchment basin | Flow Rest 90% Full | Flow Rest 90% Full |  |  | Statistical Inventory Reconciliation (SIR) |  | Automatic flow restrictor (MLLD) | Automatic flow restrictor (MLLD) |  |  | Statistical inventory reconciliation (SIR) | Statistical inventory reconciliation (SIR) |  | UST Currently In Use: 0; UST Temp Close: 3; AST Currently In Use: 0; AST Temp Closed: 0 | 0 | 3 | 3 | 21714-103-003955 | FRANK DIGESU JR
31557 | Temporary Closed | 2006-12-19 | 1987-01-01 |  | Petroleum | Mid-grade gasoline | Mid-grade gasoline | Retail | Fiberglass coated steel, Single Wall | Single Wall |  |  | Fiberglass reinforced plastic, Single Wall |  | 1901-01-01 |  | Catchment Basin, Single walled catchment basin | Flow Rest 90% Full | Flow Rest 90% Full |  |  | Statistical Inventory Reconciliation (SIR) |  | Automatic flow restrictor (MLLD) | Automatic flow restrictor (MLLD) |  |  | Statistical inventory reconciliation (SIR) | Statistical inventory reconciliation (SIR) |  | UST Currently In Use: 0; UST Temp Close: 3; AST Currently In Use: 0; AST Temp Closed: 0 | 0 | 3 | 3 | 21714-103-003955 | FRANK DIGESU JR
31558 | Temporary Closed | 2006-12-19 | 1987-01-01 |  | Petroleum | Premium gasoline | Premium gasoline | Retail | Fiberglass coated steel, Single Wall | Single Wall |  |  | Fiberglass reinforced plastic, Single Wall |  | 1901-01-01 |  | Catchment Basin, Single walled catchment basin | Flow Rest 90% Full | Flow Rest 90% Full |  |  | Statistical Inventory Reconciliation (SIR) |  | Automatic flow restrictor (MLLD) | Automatic flow restrictor (MLLD) |  |  | Statistical inventory reconciliation (SIR) | Statistical inventory reconciliation (SIR) |  | UST Currently In Use: 0; UST Temp Close: 3; AST Currently In Use: 0; AST Temp Closed: 0 | 0 | 3 | 3 | 21714-103-003955 | FRANK DIGESU JR
31559 | Permanently Closed | 1990-04-26 | 1969-01-01 | 1990-04-26 | Petroleum | Unleaded gasoline | Unleaded gasoline |  | Steel | Steel |  |  | Steel |  | 1901-01-01 | [15 empty] | UST Currently In Use: 0; UST Temp Close: 0; AST Currently In Use: 0; AST Temp Closed: 0 | 0 | 0 | 3 | 14828-125-003956 | E-Z SERVE CONVENIENCE STORES INC
31560 | Permanently Closed | 1990-04-26 | 1969-01-01 | 1990-04-26 | Petroleum | Unleaded gasoline | Unleaded gasoline |  | Steel | Steel |  |  | Steel |  | 1901-01-01 | [15 empty] | UST Currently In Use: 0; UST Temp Close: 0; AST Currently In Use: 0; AST Temp Closed: 0 | 0 | 0 | 3 | 14828-125-003956 | E-Z SERVE CONVENIENCE STORES INC
31561 | Permanently Closed | 1990-04-26 | 1969-01-01 | 1990-04-26 | Petroleum | Unleaded gasoline | Unleaded gasoline |  | Steel | Steel |  |  | Steel |  | 1901-01-01 | [15 empty] | UST Currently In Use: 0; UST Temp Close: 0; AST Currently In Use: 0; AST Temp Closed: 0 | 0 | 0 | 3 | 14828-125-003956 | E-Z SERVE CONVENIENCE STORES INC
31562 | Permanently Closed | 1975-01-01 | 1969-01-01 | 1988-11-08 | Petroleum | On road diesel | On road diesel |  | Steel | Steel |  |  |  |  | 1901-01-01 | [15 empty] | UST Currently In Use: 0; UST Temp Close: 0; AST Currently In Use: 0; AST Temp Closed: 0 | 0 | 0 | 2 | 14833-071-001415 | TENNESSEE ALLOYS CO
31563 | Permanently Closed | 1975-01-01 | 1969-01-01 | 1988-11-08 | Petroleum | Unleaded gasoline | Unleaded gasoline |  | Steel | Steel |  |  |  |  | 1901-01-01 | [15 empty] | UST Currently In Use: 0; UST Temp Close: 0; AST Currently In Use: 0; AST Temp Closed: 0 | 0 | 0 | 2 | 14833-071-001415 | TENNESSEE ALLOYS CO
31564 | Permanently Closed | 1990-09-26 | 1982-01-01 | 1990-09-26 | Petroleum | Used oil | Used oil | State/federal government | Steel | Steel |  | Painted or None | Steel |  | 1901-01-01 | [15 empty] | UST Currently In Use: 0; UST Temp Close: 0; AST Currently In Use: 3; AST Temp Closed: 0 | 0 | 0 | 1 | 14834-033-008909 | TENNESSEE VALLEY AUTHORITY, W BRODIE
31565 | Permanently Closed | 1990-09-12 | 1979-01-01 | 1990-09-12 | Petroleum | Unleaded gasoline | Unleaded gasoline | State/federal government | Steel | Steel |  | Painted or None | Steel |  | 1901-01-01 | [15 empty] | UST Currently In Use: 0; UST Temp Close: 0; AST Currently In Use: 0; AST Temp Closed: 0 | 0 | 0 | 7 | 14834-033-008910 | TENNESSEE VALLEY AUTHORITY, W BRODIE
31566 | Permanently Closed | 1990-09-11 | 1979-01-01 | 1990-09-11 | Petroleum | Other, VARSOL | Other | State/federal government | Steel | Steel |  | Painted or None | Steel |  | 1901-01-01 | [15 empty] | UST Currently In Use: 0; UST Temp Close: 0; AST Currently In Use: 0; AST Temp Closed: 0 | 0 | 0 | 7 | 14834-033-008910 | TENNESSEE VALLEY AUTHORITY, W BRODIE
31567 | Permanently Closed | 1990-09-11 | 1979-01-01 | 1990-09-11 | Petroleum | Kerosene | Kerosene | State/federal government | Steel | Steel |  | Painted or None | Steel |  | 1901-01-01 | [15 empty] | UST Currently In Use: 0; UST Temp Close: 0; AST Currently In Use: 0; AST Temp Closed: 0 | 0 | 0 | 7 | 14834-033-008910 | TENNESSEE VALLEY AUTHORITY, W BRODIE
31568 | Permanently Closed | 1990-09-11 | 1979-01-01 | 1990-09-11 | Petroleum | On road diesel | On road diesel | State/federal government | Steel | Steel |  | Painted or None | Steel |  | 1901-01-01 | [15 empty] | UST Currently In Use: 0; UST Temp Close: 0; AST Currently In Use: 0; AST Temp Closed: 0 | 0 | 0 | 7 | 14834-033-008910 | TENNESSEE VALLEY AUTHORITY, W BRODIE
31569 | Permanently Closed | 1981-05-01 | 1948-01-01 |  | Petroleum | Unleaded gasoline | Unleaded gasoline | State/federal government | Steel | Steel |  | Painted or None | Steel |  | 1901-01-01 | [15 empty] | UST Currently In Use: 0; UST Temp Close: 0; AST Currently In Use: 0; AST Temp Closed: 0 | 0 | 0 | 7 | 14834-033-008910 | TENNESSEE VALLEY AUTHORITY, W BRODIE
31570 | Permanently Closed | 1981-05-01 | 1948-01-01 |  | Petroleum | Other, VARSOL | Other | State/federal government | Steel | Steel |  | Painted or None | Steel |  | 1901-01-01 | [15 empty] | UST Currently In Use: 0; UST Temp Close: 0; AST Currently In Use: 0; AST Temp Closed: 0 | 0 | 0 | 7 | 14834-033-008910 | TENNESSEE VALLEY AUTHORITY, W BRODIE
31571 | Permanently Closed | 1981-05-01 | 1948-01-01 |  | Petroleum | Kerosene | Kerosene | State/federal government | Steel | Steel |  | Painted or None | Steel |  | 1901-01-01 | [15 empty] | UST Currently In Use: 0; UST Temp Close: 0; AST Currently In Use: 0; AST Temp Closed: 0 | 0 | 0 | 7 | 14834-033-008910 | TENNESSEE VALLEY AUTHORITY, W BRODIE
31572 | Permanently Closed | 1901-01-01 | 1954-01-01 | 1988-12-12 | Petroleum | Unleaded gasoline | Unleaded gasoline | State/federal government | Steel | Steel |  |  | Steel |  | 1901-01-01 | [15 empty] | UST Currently In Use: 0; UST Temp Close: 0; AST Currently In Use: 7; AST Temp Closed: 0 | 0 | 0 | 13 | 14834-033-008911 | TENNESSEE VALLEY AUTHORITY, W BRODIE
31573 | Permanently Closed | 1901-01-01 | 1952-01-01 | 1988-12-12 | Petroleum | On road diesel | On road diesel | State/federal government | Steel | Steel |  |  | Steel |  | 1901-01-01 | [15 empty] | UST Currently In Use: 0; UST Temp Close: 0; AST Currently In Use: 7; AST Temp Closed: 0 | 0 | 0 | 13 | 14834-033-008911 | TENNESSEE VALLEY AUTHORITY, W BRODIE
31574 | Permanently Closed | 1901-01-01 | 1951-01-01 | 1988-12-12 | Petroleum | Other, MNRLSPIRIT | Other | State/federal government | Steel | Steel |  |  | Steel |  | 1901-01-01 | [15 empty] | UST Currently In Use: 0; UST Temp Close: 0; AST Currently In Use: 7; AST Temp Closed: 0 | 0 | 0 | 13 | 14834-033-008911 | TENNESSEE VALLEY AUTHORITY, W BRODIE
31575 | Permanently Closed | 1901-01-01 | 1951-01-01 | 1988-12-12 | Petroleum | Kerosene | Kerosene | State/federal government | Steel | Steel |  |  | Steel |  | 1901-01-01 | [15 empty] | UST Currently In Use: 0; UST Temp Close: 0; AST Currently In Use: 7; AST Temp Closed: 0 | 0 | 0 | 13 | 14834-033-008911 | TENNESSEE VALLEY AUTHORITY, W BRODIE
31576 | Permanently Closed | 1980-06-01 | 1954-01-01 | 1986-07-01 | Petroleum | Unleaded gasoline | Unleaded gasoline | State/federal government | Steel | Steel |  |  | Steel |  | 1901-01-01 | [15 empty] | UST Currently In Use: 0; UST Temp Close: 0; AST Currently In Use: 7; AST Temp Closed: 0 | 0 | 0 | 13 | 14834-033-008911 | TENNESSEE VALLEY AUTHORITY, W BRODIE
31577 | Permanently Closed | 1977-06-01 | 1935-01-01 | 1986-07-01 | Petroleum | On road diesel | On road diesel | State/federal government | Steel | Steel |  |  | Steel |  | 1901-01-01 | [15 empty] | UST Currently In Use: 0; UST Temp Close: 0; AST Currently In Use: 7; AST Temp Closed: 0 | 0 | 0 | 13 | 14834-033-008911 | TENNESSEE VALLEY AUTHORITY, W BRODIE
31578 | Permanently Closed | 1977-06-01 | 1935-01-01 | 1986-07-01 | Petroleum | On road diesel | On road diesel | State/federal government | Steel | Steel |  |  | Steel |  | 1901-01-01 | [15 empty] | UST Currently In Use: 0; UST Temp Close: 0; AST Currently In Use: 7; AST Temp Closed: 0 | 0 | 0 | 13 | 14834-033-008911 | TENNESSEE VALLEY AUTHORITY, W BRODIE
31579 | Permanently Closed | 1977-06-01 | 1935-01-01 | 1986-07-01 | Petroleum | On road diesel | On road diesel | State/federal government | Steel | Steel |  |  | Steel |  | 1901-01-01 | [15 empty] | UST Currently In Use: 0; UST Temp Close: 0; AST Currently In Use: 7; AST Temp Closed: 0 | 0 | 0 | 13 | 14834-033-008911 | TENNESSEE VALLEY AUTHORITY, W BRODIE
31580 | Permanently Closed | 1977-06-01 | 1935-01-01 | 1986-07-01 | Petroleum | On road diesel | On road diesel | State/federal government | Steel | Steel |  |  | Steel |  | 1901-01-01 | [15 empty] | UST Currently In Use: 0; UST Temp Close: 0; AST Currently In Use: 7; AST Temp Closed: 0 | 0 | 0 | 13 | 14834-033-008911 | TENNESSEE VALLEY AUTHORITY, W BRODIE
31581 | Permanently Closed | 1901-01-01 | 1939-01-01 | 1988-12-12 | Petroleum | On road diesel | On road diesel | State/federal government | Steel | Steel |  |  | Steel |  | 1901-01-01 | [15 empty] | UST Currently In Use: 0; UST Temp Close: 0; AST Currently In Use: 7; AST Temp Closed: 0 | 0 | 0 | 13 | 14834-033-008911 | TENNESSEE VALLEY AUTHORITY, W BRODIE
31582 | Permanently Closed | 1973-06-01 | 1959-01-01 | 1986-07-01 | Petroleum | Unleaded gasoline | Unleaded gasoline | State/federal government | Steel | Steel |  |  | Steel |  | 1901-01-01 | [15 empty] | UST Currently In Use: 0; UST Temp Close: 0; AST Currently In Use: 7; AST Temp Closed: 0 | 0 | 0 | 13 | 14834-033-008911 | TENNESSEE VALLEY AUTHORITY, W BRODIE
31583 | Permanently Closed | 1901-01-01 | 1961-01-01 | 1988-12-12 | Petroleum | On road diesel | On road diesel | State/federal government | Steel | Steel |  |  | Steel |  | 1901-01-01 | [15 empty] | UST Currently In Use: 0; UST Temp Close: 0; AST Currently In Use: 7; AST Temp Closed: 0 | 0 | 0 | 13 | 14834-033-008911 | TENNESSEE VALLEY AUTHORITY, W BRODIE
31584 | Permanently Closed | 1950-01-01 | 1933-01-01 |  | Petroleum | Other, X | Other | State/federal government | [6 empty] | 1901-01-01 | [15 empty] | UST Currently In Use: 0; UST Temp Close: 0; AST Currently In Use: 7; AST Temp Closed: 0 | 0 | 0 | 13 | 14834-033-008911 | TENNESSEE VALLEY AUTHORITY, W BRODIE
31585 | Permanently Closed | 1986-03-01 | 1953-01-01 |  | Petroleum | Unleaded gasoline | Unleaded gasoline | State/federal government | Steel | Steel | Coated & cathodic protection (sti-P3) |  |  |  | 1901-01-01 | [15 empty] | UST Currently In Use: 0; UST Temp Close: 0; AST Currently In Use: 0; AST Temp Closed: 0 | 0 | 0 | 13 | 14834-033-008913 | TENNESSEE VALLEY AUTHORITY, W BRODIE
31586 | Permanently Closed | 1995-09-05 | 1980-01-01 | 1995-09-09 | Petroleum | Unleaded gasoline | Unleaded gasoline | State/federal government | Steel | Steel | Coated & cathodic protection (sti-P3) |  |  |  | 1901-01-01 | [6 empty] | Statistical Inventory Reconciliation (SIR) | [8 empty] | UST Currently In Use: 0; UST Temp Close: 0; AST Currently In Use: 0; AST Temp Closed: 0 | 0 | 0 | 13 | 14834-033-008913 | TENNESSEE VALLEY AUTHORITY, W BRODIE
31587 | Permanently Closed | 1986-03-01 | 1953-01-01 | 1990-02-19 | Petroleum | On road diesel | On road diesel | State/federal government | Steel | Steel | Coated & cathodic protection (sti-P3) |  |  |  | 1901-01-01 | [15 empty] | UST Currently In Use: 0; UST Temp Close: 0; AST Currently In Use: 0; AST Temp Closed: 0 | 0 | 0 | 13 | 14834-033-008913 | TENNESSEE VALLEY AUTHORITY, W BRODIE
31588 | Permanently Closed | 1986-03-01 | 1953-01-01 | 2011-11-11 | Petroleum | On road diesel | On road diesel | State/federal government | Steel | Steel |  |  |  |  | 1901-01-01 | [15 empty] | UST Currently In Use: 0; UST Temp Close: 0; AST Currently In Use: 0; AST Temp Closed: 0 | 0 | 0 | 13 | 14834-033-008913 | TENNESSEE VALLEY AUTHORITY, W BRODIE
31589 | Permanently Closed | 1986-03-01 | 1953-01-01 |  | Petroleum | Used oil | Used oil | State/federal government | Steel | Steel |  |  |  |  | 1901-01-01 | [15 empty] | UST Currently In Use: 0; UST Temp Close: 0; AST Currently In Use: 0; AST Temp Closed: 0 | 0 | 0 | 13 | 14834-033-008913 | TENNESSEE VALLEY AUTHORITY, W BRODIE
31590 | Permanently Closed | 1983-07-01 | 1953-01-01 |  | Petroleum | Used oil | Used oil | State/federal government | Steel | Steel |  | Painted or None |  |  | 1901-01-01 | [15 empty] | UST Currently In Use: 0; UST Temp Close: 0; AST Currently In Use: 0; AST Temp Closed: 0 | 0 | 0 | 13 | 14834-033-008913 | TENNESSEE VALLEY AUTHORITY, W BRODIE
31591 | Permanently Closed | 1983-07-01 | 1953-01-01 |  | Petroleum | Used oil | Used oil | State/federal government | Steel | Steel |  | Painted or None |  |  | 1901-01-01 | [15 empty] | UST Currently In Use: 0; UST Temp Close: 0; AST Currently In Use: 0; AST Temp Closed: 0 | 0 | 0 | 13 | 14834-033-008913 | TENNESSEE VALLEY AUTHORITY, W BRODIE
31592 | Permanently Closed | 1983-07-01 | 1953-01-01 |  | Petroleum | Used oil | Used oil | State/federal government | Steel | Steel |  | Painted or None |  |  | 1901-01-01 | [15 empty] | UST Currently In Use: 0; UST Temp Close: 0; AST Currently In Use: 0; AST Temp Closed: 0 | 0 | 0 | 13 | 14834-033-008913 | TENNESSEE VALLEY AUTHORITY, W BRODIE
31593 | Permanently Closed | 1983-07-01 | 1953-01-01 |  | Petroleum | Used oil | Used oil | State/federal government | Steel | Steel |  | Painted or None |  |  | 1901-01-01 | [15 empty] | UST Currently In Use: 0; UST Temp Close: 0; AST Currently In Use: 0; AST Temp Closed: 0 | 0 | 0 | 13 | 14834-033-008913 | TENNESSEE VALLEY AUTHORITY, W BRODIE
31594 | Permanently Closed | 1983-07-01 | 1953-01-01 |  | Petroleum | Used oil | Used oil | State/federal government | Steel | Steel |  | Painted or None |  |  | 1901-01-01 | [15 empty] | UST Currently In Use: 0; UST Temp Close: 0; AST Currently In Use: 0; AST Temp Closed: 0 | 0 | 0 | 13 | 14834-033-008913 | TENNESSEE VALLEY AUTHORITY, W BRODIE
31595 | Permanently Closed | 1983-07-01 | 1953-01-01 |  | Petroleum | Used oil | Used oil | State/federal government | Steel | Steel |  | Painted or None | Other, ANTIFREEZE |  | 1901-01-01 | [15 empty] | UST Currently In Use: 0; UST Temp Close: 0; AST Currently In Use: 0; AST Temp Closed: 0 | 0 | 0 | 13 | 14834-033-008913 | TENNESSEE VALLEY AUTHORITY, W BRODIE
31596 | Permanently Closed | 1993-09-01 | 1981-01-01 | 1993-09-15 | Petroleum | Used oil | Used oil | State/federal government | Steel | Steel | Coated & cathodic protection (sti-P3) |  | Steel |  | 1901-01-01 | [15 empty] | UST Currently In Use: 0; UST Temp Close: 0; AST Currently In Use: 0; AST Temp Closed: 0 | 0 | 0 | 13 | 14834-033-008913 | TENNESSEE VALLEY AUTHORITY, W BRODIE
31597 | Permanently Closed | 1988-12-02 | 1953-01-01 |  | Petroleum | Other, VARSOL | Other | State/federal government | Steel | Steel |  |  |  |  | 1901-01-01 | [15 empty] | UST Currently In Use: 0; UST Temp Close: 0; AST Currently In Use: 0; AST Temp Closed: 0 | 0 | 0 | 13 | 14834-033-008913 | TENNESSEE VALLEY AUTHORITY, W BRODIE
31598 | Permanently Closed | 1992-07-14 | 1975-01-01 | 1992-07-14 | Petroleum | Used oil | Used oil | State/federal government | Steel | Steel |  | Painted or None | Other, PVC |  | 1901-01-01 | [15 empty] | UST Currently In Use: 0; UST Temp Close: 0; AST Currently In Use: 2; AST Temp Closed: 0 | 0 | 0 | 3 | 14834-033-008914 | TENNESSEE VALLEY AUTHORITY, W BRODIE
31599 | Permanently Closed | 1992-07-14 | 1975-01-01 | 1992-07-14 | Petroleum | On road diesel | On road diesel | State/federal government | Steel | Steel |  | Painted or None | Steel |  | 1901-01-01 | [15 empty] | UST Currently In Use: 0; UST Temp Close: 0; AST Currently In Use: 2; AST Temp Closed: 0 | 0 | 0 | 3 | 14834-033-008914 | TENNESSEE VALLEY AUTHORITY, W BRODIE
31600 | Permanently Closed | 1992-07-14 | 1975-01-01 | 1992-07-14 | Petroleum | Unleaded gasoline | Unleaded gasoline | State/federal government | Steel | Steel |  | Painted or None | Steel |  | 1901-01-01 | [15 empty] | UST Currently In Use: 0; UST Temp Close: 0; AST Currently In Use: 2; AST Temp Closed: 0 | 0 | 0 | 3 | 14834-033-008914 | TENNESSEE VALLEY AUTHORITY, W BRODIE
31601 | Permanently Closed | 1989-10-27 | 1950-01-01 | 1989-11-27 | Petroleum | Other, MNRL OIL | Other | State/federal government | Steel | Steel |  | Painted or None | Other, WRAPPED |  | 1901-01-01 | [15 empty] | UST Currently In Use: 0; UST Temp Close: 0; AST Currently In Use: 3; AST Temp Closed: 0 | 0 | 0 | 6 | 14834-033-008920 | TENNESSEE VALLEY AUTHORITY, W BRODIE
31602 | Permanently Closed | 1989-11-27 | 1950-01-01 | 1989-11-27 | Petroleum | Other, MNRL OIL | Other | State/federal government | Steel | Steel |  | Painted or None | Other, WRAPPED |  | 1901-01-01 | [15 empty] | UST Currently In Use: 0; UST Temp Close: 0; AST Currently In Use: 3; AST Temp Closed: 0 | 0 | 0 | 6 | 14834-033-008920 | TENNESSEE VALLEY AUTHORITY, W BRODIE
31603 | Permanently Closed | 1989-11-27 | 1950-01-01 | 1989-11-27 | Petroleum | Other, MNRL OIL | Other | State/federal government | Steel | Steel |  | Painted or None | Other, WRAPPED |  | 1901-01-01 | [15 empty] | UST Currently In Use: 0; UST Temp Close: 0; AST Currently In Use: 3; AST Temp Closed: 0 | 0 | 0 | 6 | 14834-033-008920 | TENNESSEE VALLEY AUTHORITY, W BRODIE
31604 | Permanently Closed | 1994-06-01 | 1951-01-01 | 1994-07-28 | Petroleum | Unleaded gasoline | Unleaded gasoline | State/federal government | Steel | Steel |  | Painted or None | Other, WRAPPED |  | 1901-01-01 | [15 empty] | UST Currently In Use: 0; UST Temp Close: 0; AST Currently In Use: 3; AST Temp Closed: 0 | 0 | 0 | 6 | 14834-033-008920 | TENNESSEE VALLEY AUTHORITY, W BRODIE
31605 | Permanently Closed | 1994-06-01 | 1951-01-01 | 1994-07-28 | Petroleum | Unleaded gasoline | Unleaded gasoline | State/federal government | Steel | Steel |  | Painted or None | Other, WRAPPED |  | 1901-01-01 | [15 empty] | UST Currently In Use: 0; UST Temp Close: 0; AST Currently In Use: 3; AST Temp Closed: 0 | 0 | 0 | 6 | 14834-033-008920 | TENNESSEE VALLEY AUTHORITY, W BRODIE
31606 | Permanently Closed | 1989-11-27 | 1951-01-01 | 1989-11-27 | Petroleum | On road diesel | On road diesel | State/federal government | Steel | Steel |  | Painted or None | Other, WRRAPPED |  | 1901-01-01 | [15 empty] | UST Currently In Use: 0; UST Temp Close: 0; AST Currently In Use: 3; AST Temp Closed: 0 | 0 | 0 | 6 | 14834-033-008920 | TENNESSEE VALLEY AUTHORITY, W BRODIE
31607 | Permanently Closed | 1996-09-01 | 1981-07-06 | 1996-09-30 | Petroleum | Aviation fuel (JP-4; etc.) | Aviation fuel (JP-4; etc.) | Bulk facility, State/Federal Government | Fiberglass reinforced plastic | Fiberglass reinforced plastic |  |  | Steel |  | 1901-01-01 | [6 empty] | Automatic Tank Gauge, Statistical Inventory Reconciliation (SIR) | [8 empty] | UST Currently In Use: 0; UST Temp Close: 0; AST Currently In Use: 1; AST Temp Closed: 0 | 0 | 0 | 5 | 14834-033-010408 | TENNESSEE VALLEY AUTHORITY, W BRODIE
31608 | Permanently Closed | 1986-04-01 | 1958-01-01 |  | Petroleum | Unleaded gasoline | Unleaded gasoline | State/federal government | Steel | Steel |  |  | Steel |  | 1901-01-01 | [15 empty] | UST Currently In Use: 0; UST Temp Close: 0; AST Currently In Use: 1; AST Temp Closed: 0 | 0 | 0 | 5 | 14834-033-010408 | TENNESSEE VALLEY AUTHORITY, W BRODIE
31609 | Permanently Closed | 1960-08-01 | 1943-01-01 01:00 |  | Petroleum | Unleaded gasoline | Unleaded gasoline | State/federal government | Steel | Steel |  |  |  |  | 1901-01-01 | [15 empty] | UST Currently In Use: 0; UST Temp Close: 0; AST Currently In Use: 1; AST Temp Closed: 0 | 0 | 0 | 5 | 14834-033-010408 | TENNESSEE VALLEY AUTHORITY, W BRODIE
31610 | Permanently Closed | 1980-09-01 | 1953-01-01 |  | Petroleum | Unleaded gasoline | Unleaded gasoline | State/federal government | Steel | Steel |  |  |  |  | 1901-01-01 | [15 empty] | UST Currently In Use: 0; UST Temp Close: 0; AST Currently In Use: 1; AST Temp Closed: 0 | 0 | 0 | 5 | 14834-033-010408 | TENNESSEE VALLEY AUTHORITY, W BRODIE
31611 | Permanently Closed | 1962-03-01 | 1948-01-01 |  | Petroleum | Unleaded gasoline | Unleaded gasoline | State/federal government | Steel | Steel |  |  |  |  | 1901-01-01 | [15 empty] | UST Currently In Use: 0; UST Temp Close: 0; AST Currently In Use: 1; AST Temp Closed: 0 | 0 | 0 | 5 | 14834-033-010408 | TENNESSEE VALLEY AUTHORITY, W BRODIE
31613 | Permanently Closed | 1991-12-24 | 1971-01-01 | 1991-12-24 | Petroleum | Unleaded gasoline | Unleaded gasoline | State/federal government | Steel | Steel |  | Painted or None | Steel |  | 1901-01-01 | [15 empty] | UST Currently In Use: 0; UST Temp Close: 0; AST Currently In Use: 2; AST Temp Closed: 0 | 0 | 0 | 1 | 14834-059-008916 | TENNESSEE VALLEY AUTHORITY, W BRODIE
31614 | Permanently Closed | 1991-11-05 | 1971-01-01 | 1991-11-05 | Petroleum | Unleaded gasoline | Unleaded gasoline | State/federal government | Steel | Steel |  | Painted or None | Steel |  | 1901-01-01 | [15 empty] | UST Currently In Use: 0; UST Temp Close: 0; AST Currently In Use: 0; AST Temp Closed: 0 | 0 | 0 | 1 | 14834-071-008907 | TENNESSEE VALLEY AUTHORITY, W BRODIE
31615 | Permanently Closed | 1989-12-08 | 1949-01-01 | 1989-12-08 | Petroleum | Other, MNRL OIL | Other | State/federal government | Steel | Steel |  | Painted or None | Other, WRAPPED |  | 1901-01-01 | [12 empty] | Annual line testing | Annual line testing |  | UST Currently In Use: 0; UST Temp Close: 0; AST Currently In Use: 3; AST Temp Closed: 0 | 0 | 0 | 8 | 14834-071-008908 | TENNESSEE VALLEY AUTHORITY, W BRODIE
31616 | Permanently Closed | 1989-12-08 | 1949-01-01 | 1989-12-08 | Petroleum | Other, MNRL OIL | Other | State/federal government | Steel | Steel |  | Painted or None | Other, WRAPPED |  | 1901-01-01 | [12 empty] | Annual line testing | Annual line testing |  | UST Currently In Use: 0; UST Temp Close: 0; AST Currently In Use: 3; AST Temp Closed: 0 | 0 | 0 | 8 | 14834-071-008908 | TENNESSEE VALLEY AUTHORITY, W BRODIE
31617 | Permanently Closed | 1989-12-08 | 1949-01-01 | 1989-12-08 | Petroleum | Other, MNRL OIL | Other | State/federal government | Steel | Steel |  | Painted or None | Other, WRAPPED |  | 1901-01-01 | [15 empty] | UST Currently In Use: 0; UST Temp Close: 0; AST Currently In Use: 3; AST Temp Closed: 0 | 0 | 0 | 8 | 14834-071-008908 | TENNESSEE VALLEY AUTHORITY, W BRODIE
31618 | Permanently Closed | 1989-12-11 | 1949-01-01 | 1990-01-07 | Petroleum | On road diesel | On road diesel | State/federal government | Steel | Steel |  | Painted or None | Other, WRAPPED |  | 1901-01-01 | [15 empty] | UST Currently In Use: 0; UST Temp Close: 0; AST Currently In Use: 3; AST Temp Closed: 0 | 0 | 0 | 8 | 14834-071-008908 | TENNESSEE VALLEY AUTHORITY, W BRODIE
31619 | Permanently Closed | 1989-12-11 | 1949-01-01 | 1990-01-10 | Petroleum | Unleaded gasoline | Unleaded gasoline | State/federal government | Steel | Steel |  | Painted or None | Other, WRAPPED |  | 1901-01-01 | [15 empty] | UST Currently In Use: 0; UST Temp Close: 0; AST Currently In Use: 3; AST Temp Closed: 0 | 0 | 0 | 8 | 14834-071-008908 | TENNESSEE VALLEY AUTHORITY, W BRODIE
31620 | Permanently Closed | 1990-01-09 | 1901-01-01 | 1990-01-09 | Petroleum | Unleaded gasoline | Unleaded gasoline | State/federal government | Steel | Steel |  | Painted or None | Steel |  | 1901-01-01 | [15 empty] | UST Currently In Use: 0; UST Temp Close: 0; AST Currently In Use: 3; AST Temp Closed: 0 | 0 | 0 | 8 | 14834-071-008908 | TENNESSEE VALLEY AUTHORITY, W BRODIE
31621 | Permanently Closed | 2013-10-25 | 1990-01-24 | 2013-10-25 | Petroleum | On road diesel | On road diesel | Emergency Power Generator, State/Federal Government | Fiberglass reinforced plastic | Fiberglass reinforced plastic |  |  | Fiberglass reinforced plastic |  | 1901-01-01 |  | Catchment Basin, Single walled catchment basin | Automatic shutoff device At 95% full | Automatic shutoff device At 95% full |  |  | Other | [8 empty] | UST Currently In Use: 0; UST Temp Close: 0; AST Currently In Use: 3; AST Temp Closed: 0 | 0 | 0 | 8 | 14834-071-008908 | TENNESSEE VALLEY AUTHORITY, W BRODIE
31622 | Permanently Closed | 2017-09-20 | 1990-07-24 | 2017-09-20 | Petroleum | Unleaded gasoline | Unleaded gasoline | State/federal government | Fiberglass reinforced plastic | Fiberglass reinforced plastic |  |  | Fiberglass reinforced plastic, POLYOLEFIN |  | 1901-01-01 |  | Catchment Basin, Single walled catchment basin | Automatic shutoff device At 95% full | Automatic shutoff device At 95% full |  |  | Continuous Automatic Tank Gauge | [8 empty] | UST Currently In Use: 0; UST Temp Close: 0; AST Currently In Use: 3; AST Temp Closed: 0 | 0 | 0 | 8 | 14834-071-008908 | TENNESSEE VALLEY AUTHORITY, W BRODIE
31623 | Permanently Closed | 1993-08-03 | 1980-01-01 | 1993-08-03 | Petroleum | Unleaded gasoline | Unleaded gasoline | State/federal government | Steel | Steel |  | Painted or None | Steel |  | 1901-01-01 | [15 empty] | UST Currently In Use: 0; UST Temp Close: 0; AST Currently In Use: 6; AST Temp Closed: 0 | 0 | 0 | 1 | 14834-071-008922 | TENNESSEE VALLEY AUTHORITY, W BRODIE
31633 | Permanently Closed | 1987-09-01 | 1973-01-01 | 1987-09-01 | Hazardous Substance |  |  | State/federal government | Steel | Steel |  | Painted or None | Other, PVC |  | 1901-01-01 | [15 empty] | UST Currently In Use: 0; UST Temp Close: 0; AST Currently In Use: 0; AST Temp Closed: 0 | 0 | 0 | 1 | 14834-071-012638 | TENNESSEE VALLEY AUTHORITY, W BRODIE
31634 | Permanently Closed | 1999-09-14 | 1984-01-01 | 1999-09-14 | Petroleum | On road diesel | On road diesel | Emergency Power Generator, State/Federal Government | Steel | Steel | Coated & cathodic protection (sti-P3) |  | Other, TAPECOAT |  | 1901-01-01 | [15 empty] | UST Currently In Use: 0; UST Temp Close: 0; AST Currently In Use: 0; AST Temp Closed: 0 | 0 | 0 | 1 | 20602-077-012567 | TVA RESOURCE GROUP
31635 | Permanently Closed | 1991-12-17 | 1967-01-01 | 1991-12-17 | Petroleum | Unleaded gasoline | Unleaded gasoline | State/federal government | Steel | Steel |  | Painted or None | Steel |  | 1901-01-01 | [15 empty] | UST Currently In Use: 0; UST Temp Close: 0; AST Currently In Use: 2; AST Temp Closed: 0 | 0 | 0 | 1 | 14834-083-008918 | TENNESSEE VALLEY AUTHORITY, W BRODIE
31644 | Permanently Closed | 1991-09-18 | 1963-01-01 | 1991-09-18 | Petroleum | Unleaded gasoline | Unleaded gasoline | State/federal government | Steel | Steel |  | Painted or None |  |  | 1901-01-01 | Field installed cathodic protection | [14 empty] | UST Currently In Use: 0; UST Temp Close: 0; AST Currently In Use: 16; AST Temp Closed: 0 | 0 | 0 | 3 | 14834-083-008923 | TENNESSEE VALLEY AUTHORITY, W BRODIE
31645 | Permanently Closed | 1991-09-18 | 1963-01-01 | 1991-09-18 | Petroleum | Unleaded gasoline | Unleaded gasoline | State/federal government | Steel | Steel |  | Painted or None |  |  | 1901-01-01 | Field installed cathodic protection | [14 empty] | UST Currently In Use: 0; UST Temp Close: 0; AST Currently In Use: 16; AST Temp Closed: 0 | 0 | 0 | 3 | 14834-083-008923 | TENNESSEE VALLEY AUTHORITY, W BRODIE
31646 | Permanently Closed | 1998-08-23 | 1984-01-01 | 1998-08-28 | Petroleum | On road diesel | On road diesel | State/federal government | Fiberglass coated steel | Fiberglass coated steel |  |  | Steel |  | 1901-01-01 | [15 empty] | UST Currently In Use: 0; UST Temp Close: 0; AST Currently In Use: 16; AST Temp Closed: 0 | 0 | 0 | 3 | 14834-083-008923 | TENNESSEE VALLEY AUTHORITY, W BRODIE
31647 | Permanently Closed | 1981-06-01 | 1963-01-01 |  | Petroleum | Unleaded gasoline | Unleaded gasoline | State/federal government | Steel | Steel |  | Painted or None |  |  | 1901-01-01 | [15 empty] | UST Currently In Use: 0; UST Temp Close: 0; AST Currently In Use: 0; AST Temp Closed: 0 | 0 | 0 | 1 | 14834-095-008912 | TENNESSEE VALLEY AUTHORITY, W BRODIE
31648 | Permanently Closed | 1992-09-25 | 1970-01-01 | 1992-09-25 | Petroleum | Unleaded gasoline | Unleaded gasoline | State/federal government | Steel | Steel |  | Painted or None | Steel |  | 1901-01-01 | [15 empty] | UST Currently In Use: 0; UST Temp Close: 0; AST Currently In Use: 2; AST Temp Closed: 0 | 0 | 0 | 3 | 14834-095-008915 | TENNESSEE VALLEY AUTHORITY, W BRODIE
31649 | Permanently Closed | 1992-09-25 | 1973-01-01 | 1992-09-25 | Petroleum | Unleaded gasoline | Unleaded gasoline | State/federal government | Steel | Steel |  | Painted or None | Steel |  | 1901-01-01 | [15 empty] | UST Currently In Use: 0; UST Temp Close: 0; AST Currently In Use: 2; AST Temp Closed: 0 | 0 | 0 | 3 | 14834-095-008915 | TENNESSEE VALLEY AUTHORITY, W BRODIE
31650 | Permanently Closed | 1992-09-25 | 1973-01-01 | 1992-09-25 | Petroleum | On road diesel | On road diesel | State/federal government | Steel | Steel |  | Painted or None | Steel |  | 1901-01-01 | [15 empty] | UST Currently In Use: 0; UST Temp Close: 0; AST Currently In Use: 2; AST Temp Closed: 0 | 0 | 0 | 3 | 14834-095-008915 | TENNESSEE VALLEY AUTHORITY, W BRODIE
31651 | Permanently Closed | 1992-09-03 | 1970-01-01 | 1992-09-03 | Petroleum | Unleaded gasoline | Unleaded gasoline | State/federal government | Steel | Steel |  | Painted or None | Steel |  | 1901-01-01 | [15 empty] | UST Currently In Use: 0; UST Temp Close: 0; AST Currently In Use: 2; AST Temp Closed: 0 | 0 | 0 | 1 | 14834-095-008917 | TENNESSEE VALLEY AUTHORITY, W BRODIE
31652 | Permanently Closed | 1991-11-06 | 1979-01-01 | 1991-11-06 | Petroleum | Unleaded gasoline | Unleaded gasoline | State/federal government | Steel | Steel |  | Painted or None | Steel |  | 1901-01-01 | [15 empty] | UST Currently In Use: 0; UST Temp Close: 0; AST Currently In Use: 0; AST Temp Closed: 0 | 0 | 0 | 1 | 14834-103-008919 | TENNESSEE VALLEY AUTHORITY, W BRODIE
31653 | Permanently Closed | 1976-03-01 | 1968-01-01 |  | Petroleum | Aviation fuel (JP-4; etc.) | Aviation fuel (JP-4; etc.) | State/federal government | Steel | Steel |  | Painted or None |  |  | 1901-01-01 | [15 empty] | UST Currently In Use: 0; UST Temp Close: 0; AST Currently In Use: 0; AST Temp Closed: 0 | 0 | 0 | 1 | 14834-103-008921 | TENNESSEE VALLEY AUTHORITY, W BRODIE
31654 | Permanently Closed | 1990-04-18 | 1967-01-01 | 1990-04-18 | Petroleum | Unleaded gasoline | Unleaded gasoline |  | Steel | Steel |  |  |  |  | 1901-01-01 | [15 empty] | UST Currently In Use: 0; UST Temp Close: 0; AST Currently In Use: 0; AST Temp Closed: 0 | 0 | 0 | 1 | 14845-073-008366 | TERMINIX INTERNATIONAL INC
31655 | Permanently Closed | 1992-12-17 | 1974-01-01 | 1992-12-17 | Petroleum | Unleaded gasoline | Unleaded gasoline |  | Steel | Steel |  |  | Steel |  | 1901-01-01 | [15 empty] | UST Currently In Use: 0; UST Temp Close: 0; AST Currently In Use: 0; AST Temp Closed: 0 | 0 | 0 | 1 | 14846-073-003144 | TERMONOX COMP CO INC
31656 | Permanently Closed | 1995-03-20 | 1964-01-01 | 2000-03-17 | Petroleum | Unleaded gasoline | Unleaded gasoline |  | Steel | Steel |  | Painted or None | Steel |  | 1901-01-01 | [15 empty] | UST Currently In Use: 0; UST Temp Close: 0; AST Currently In Use: 0; AST Temp Closed: 0 | 0 | 0 | 5 | 14848-097-006885 | TERRELL BROOKS
31657 | Permanently Closed | 1995-03-20 | 1970-01-01 | 2000-03-17 | Petroleum | Unleaded gasoline | Unleaded gasoline |  | Steel | Steel |  | Painted or None | Steel |  | 1901-01-01 | [15 empty] | UST Currently In Use: 0; UST Temp Close: 0; AST Currently In Use: 0; AST Temp Closed: 0 | 0 | 0 | 5 | 14848-097-006885 | TERRELL BROOKS
31658 | Permanently Closed | 1995-03-20 | 1970-01-01 | 2000-03-17 | Petroleum | Unleaded gasoline | Unleaded gasoline |  | Steel | Steel |  | Painted or None | Steel |  | 1901-01-01 | [15 empty] | UST Currently In Use: 0; UST Temp Close: 0; AST Currently In Use: 0; AST Temp Closed: 0 | 0 | 0 | 5 | 14848-097-006885 | TERRELL BROOKS
31659 | Permanently Closed | 1995-03-20 | 1964-01-01 | 2000-03-17 | Petroleum | On road diesel | On road diesel |  | Steel | Steel |  | Painted or None | Steel |  | 1901-01-01 | [15 empty] | UST Currently In Use: 0; UST Temp Close: 0; AST Currently In Use: 0; AST Temp Closed: 0 | 0 | 0 | 5 | 14848-097-006885 | TERRELL BROOKS
31660 | Permanently Closed | 1995-03-20 | 1964-01-01 | 2000-03-17 | Petroleum | Used oil | Used oil |  | Steel | Steel |  | Painted or None | Steel |  | 1901-01-01 | [15 empty] | UST Currently In Use: 0; UST Temp Close: 0; AST Currently In Use: 0; AST Temp Closed: 0 | 0 | 0 | 5 | 14848-097-006885 | TERRELL BROOKS
31661 | Cannot Locate or abandoned | 1996-09-01 | 1980-01-01 |  | Petroleum | Unleaded gasoline | Unleaded gasoline |  | Steel | Steel |  | Painted or None | Steel |  | 1901-01-01 | [15 empty] | UST Currently In Use: 0; UST Temp Close: 0; AST Currently In Use: 0; AST Temp Closed: 0 | 0 | 0 | 0 | 14849-049-013016 | TERRI BABB
31662 | Cannot Locate or abandoned | 1996-09-01 | 1960-01-01 |  | Petroleum | Unleaded gasoline | Unleaded gasoline |  | Steel | Steel |  | Painted or None | Steel |  | 1901-01-01 | [15 empty] | UST Currently In Use: 0; UST Temp Close: 0; AST Currently In Use: 0; AST Temp Closed: 0 | 0 | 0 | 0 | 14849-049-013016 | TERRI BABB
31663 | Permanently Closed | 1991-11-13 | 1973-01-01 | 1991-11-13 | Petroleum | Unleaded gasoline | Unleaded gasoline |  | Steel | Steel |  | Painted or None | Steel |  | 1901-01-01 | [15 empty] | UST Currently In Use: 0; UST Temp Close: 0; AST Currently In Use: 0; AST Temp Closed: 0 | 0 | 0 | 1 | 14851-127-009022 | TERRY & JEAN GOODRICH
31664 | Permanently Closed | 1991-08-13 | 1974-01-01 | 1991-08-13 | Petroleum | On road diesel | On road diesel |  | Steel | Steel |  | Painted or None | Steel |  | 1901-01-01 | [15 empty] | UST Currently In Use: 0; UST Temp Close: 0; AST Currently In Use: 0; AST Temp Closed: 0 | 0 | 0 | 6 | 14852-043-002702 | TERRY AND YOUNG OIL COMPANY, INC.
31665 | Permanently Closed | 1991-08-13 | 1974-01-01 | 1991-08-13 | Petroleum | Unleaded gasoline | Unleaded gasoline |  | Steel | Steel |  | Painted or None | Steel |  | 1901-01-01 | [15 empty] | UST Currently In Use: 0; UST Temp Close: 0; AST Currently In Use: 0; AST Temp Closed: 0 | 0 | 0 | 6 | 14852-043-002702 | TERRY AND YOUNG OIL COMPANY, INC.
31666 | Permanently Closed | 1991-08-13 | 1974-01-01 | 1991-08-13 | Petroleum | Unleaded gasoline | Unleaded gasoline |  | Steel | Steel |  | Painted or None | Steel |  | 1901-01-01 | [15 empty] | UST Currently In Use: 0; UST Temp Close: 0; AST Currently In Use: 0; AST Temp Closed: 0 | 0 | 0 | 6 | 14852-043-002702 | TERRY AND YOUNG OIL COMPANY, INC.
31667 | Permanently Closed | 1989-11-30 | 1964-01-01 | 1989-11-30 | Petroleum | Unleaded gasoline | Unleaded gasoline |  | Steel | Steel |  | Painted or None | Steel |  | 1901-01-01 | [15 empty] | UST Currently In Use: 0; UST Temp Close: 0; AST Currently In Use: 0; AST Temp Closed: 0 | 0 | 0 | 5 | 14852-079-002701 | TERRY AND YOUNG OIL COMPANY, INC.
31668 | Permanently Closed | 1989-11-30 | 1964-01-01 | 1989-11-30 | Petroleum | On road diesel | On road diesel |  | Steel | Steel |  | Painted or None | Steel |  | 1901-01-01 | [15 empty] | UST Currently In Use: 0; UST Temp Close: 0; AST Currently In Use: 0; AST Temp Closed: 0 | 0 | 0 | 5 | 14852-079-002701 | TERRY AND YOUNG OIL COMPANY, INC.
31669 | Permanently Closed | 1989-11-30 | 1964-01-01 | 1989-11-30 | Petroleum | On road diesel | On road diesel |  | Steel | Steel |  | Painted or None | Steel |  | 1901-01-01 | [15 empty] | UST Currently In Use: 0; UST Temp Close: 0; AST Currently In Use: 0; AST Temp Closed: 0 | 0 | 0 | 5 | 14852-079-002701 | TERRY AND YOUNG OIL COMPANY, INC.
31670 | Permanently Closed | 1989-11-30 | 1964-01-01 | 1989-11-30 | Petroleum | Unleaded gasoline | Unleaded gasoline |  | Steel | Steel |  | Painted or None | Steel |  | 1901-01-01 | [15 empty] | UST Currently In Use: 0; UST Temp Close: 0; AST Currently In Use: 0; AST Temp Closed: 0 | 0 | 0 | 5 | 14852-079-002701 | TERRY AND YOUNG OIL COMPANY, INC.
31671 | Permanently Closed | 1989-11-30 | 1964-01-01 | 1989-11-30 | Petroleum | Used oil | Used oil |  | Steel | Steel |  | Painted or None | Steel |  | 1901-01-01 | [15 empty] | UST Currently In Use: 0; UST Temp Close: 0; AST Currently In Use: 0; AST Temp Closed: 0 | 0 | 0 | 5 | 14852-079-002701 | TERRY AND YOUNG OIL COMPANY, INC.
31672 | Permanently Closed | 1901-01-01 | 1962-01-01 | 1988-05-01 | Petroleum | Unleaded gasoline | Unleaded gasoline |  | Steel | Steel |  | Painted or None | Steel |  | 1901-01-01 | [12 empty] | Annual line testing | Annual line testing |  | UST Currently In Use: 6; UST Temp Close: 0; AST Currently In Use: 0; AST Temp Closed: 0 | 6 | 0 | 3 | 14852-079-006602 | TERRY AND YOUNG OIL COMPANY, INC.
31673 | Permanently Closed | 1901-01-01 | 1962-01-01 | 1988-05-01 | Petroleum | Unleaded gasoline | Unleaded gasoline |  | Steel | Steel |  | Painted or None | Steel |  | 1901-01-01 | [12 empty] | Annual line testing | Annual line testing |  | UST Currently In Use: 6; UST Temp Close: 0; AST Currently In Use: 0; AST Temp Closed: 0 | 6 | 0 | 3 | 14852-079-006602 | TERRY AND YOUNG OIL COMPANY, INC.
31674 | Permanently Closed | 1901-01-01 | 1962-01-01 | 1988-05-01 | Petroleum | Unleaded gasoline | Unleaded gasoline |  | Steel | Steel |  | Painted or None | Steel |  | 1901-01-01 | [12 empty] | Annual line testing | Annual line testing |  | UST Currently In Use: 6; UST Temp Close: 0; AST Currently In Use: 0; AST Temp Closed: 0 | 6 | 0 | 3 | 14852-079-006602 | TERRY AND YOUNG OIL COMPANY, INC.
31675 | Currently in Use |  | 1988-01-01 |  | Petroleum | On road diesel | On road diesel | Retail | Single Wall, Steel | Steel | Coated & cathodic protection (sti-P3) |  | Double Wall, Flexible |  |  |  | Catchment Basin, Single walled catchment basin | Audible high level alarm At 90% full, Automatic shutoff device At 95% full | Automatic shutoff device At 95% full |  |  | Continuous Automatic Tank Gauge | Single walled submersible pump containment sump | Automatic shutoff device (AELLD), Containment Sump | Containment Sump | [5 empty] | UST Currently In Use: 6; UST Temp Close: 0; AST Currently In Use: 0; AST Temp Closed: 0 | 6 | 0 | 3 | 14852-079-006602 | TERRY AND YOUNG OIL COMPANY, INC.
31676 | Currently in Use |  | 1988-01-01 |  | Petroleum | On road diesel | On road diesel | Retail | Single Wall, Steel | Steel | Coated & cathodic protection (sti-P3) |  | Double Wall, Flexible |  |  |  | Catchment Basin, Single walled catchment basin | Audible high level alarm At 90% full, Automatic shutoff device At 95% full | Automatic shutoff device At 95% full |  |  | Continuous Automatic Tank Gauge | Single walled submersible pump containment sump | Automatic shutoff device (AELLD), Containment Sump | Containment Sump | [5 empty] | UST Currently In Use: 6; UST Temp Close: 0; AST Currently In Use: 0; AST Temp Closed: 0 | 6 | 0 | 3 | 14852-079-006602 | TERRY AND YOUNG OIL COMPANY, INC.
31677 | Currently in Use |  | 1988-01-01 |  | Petroleum | On road diesel | On road diesel | Retail | Single Wall, Steel | Steel | Coated & cathodic protection (sti-P3) |  | Double Wall, Flexible |  |  |  | Catchment Basin, Single walled catchment basin | Audible high level alarm At 90% full, Automatic shutoff device At 95% full | Automatic shutoff device At 95% full |  |  | Continuous Automatic Tank Gauge | Single walled submersible pump containment sump | Automatic shutoff device (AELLD), Containment Sump | Containment Sump | [5 empty] | UST Currently In Use: 6; UST Temp Close: 0; AST Currently In Use: 0; AST Temp Closed: 0 | 6 | 0 | 3 | 14852-079-006602 | TERRY AND YOUNG OIL COMPANY, INC.
31678 | Permanently Closed | 1993-07-22 | 1979-01-01 | 1993-07-22 | Petroleum | Premium gasoline | Premium gasoline |  | Steel | Steel |  | Painted or None | Steel |  | 1901-01-01 | [15 empty] | UST Currently In Use: 2; UST Temp Close: 0; AST Currently In Use: 0; AST Temp Closed: 0 | 2 | 0 | 2 | 14852-079-009875 | TERRY AND YOUNG OIL COMPANY, INC.
31679 | Permanently Closed | 1993-07-22 | 1979-01-01 | 1993-07-22 | Petroleum | Unleaded gasoline | Unleaded gasoline |  | Steel | Steel |  | Painted or None | Steel |  | 1901-01-01 | [15 empty] | UST Currently In Use: 2; UST Temp Close: 0; AST Currently In Use: 0; AST Temp Closed: 0 | 2 | 0 | 2 | 14852-079-009875 | TERRY AND YOUNG OIL COMPANY, INC.
31680 | Permanently Closed | 1999-07-19 | 1979-01-01 | 1999-07-19 | Petroleum | Unleaded gasoline | Unleaded gasoline |  | Steel | Steel |  | Painted or None | Steel |  | 1901-01-01 | [15 empty] | UST Currently In Use: 0; UST Temp Close: 0; AST Currently In Use: 0; AST Temp Closed: 0 | 0 | 0 | 1 | 14852-079-009877 | TERRY AND YOUNG OIL COMPANY, INC.
31681 | Permanently Closed | 1992-08-24 | 1977-01-01 | 1992-08-24 | Petroleum | Unleaded gasoline | Unleaded gasoline |  | Steel | Steel |  | Painted or None | Steel |  | 1901-01-01 | [12 empty] | Annual line testing | Annual line testing |  | UST Currently In Use: 0; UST Temp Close: 3; AST Currently In Use: 0; AST Temp Closed: 0 | 0 | 3 | 3 | 14852-079-009878 | TERRY AND YOUNG OIL COMPANY, INC.
31682 | Permanently Closed | 1992-08-24 | 1977-01-01 | 1992-08-24 | Petroleum | Unleaded gasoline | Unleaded gasoline |  | Steel | Steel |  | Painted or None | Steel |  | 1901-01-01 | [12 empty] | Annual line testing | Annual line testing |  | UST Currently In Use: 0; UST Temp Close: 3; AST Currently In Use: 0; AST Temp Closed: 0 | 0 | 3 | 3 | 14852-079-009878 | TERRY AND YOUNG OIL COMPANY, INC.
31683 | Permanently Closed | 1992-08-24 | 1977-01-01 | 1992-08-24 | Petroleum | Unleaded gasoline | Unleaded gasoline |  | Steel | Steel |  | Painted or None | Steel |  | 1901-01-01 | [12 empty] | Annual line testing | Annual line testing |  | UST Currently In Use: 0; UST Temp Close: 3; AST Currently In Use: 0; AST Temp Closed: 0 | 0 | 3 | 3 | 14852-079-009878 | TERRY AND YOUNG OIL COMPANY, INC.
31684 | Retired | 1983-05-01 | 1975-01-01 |  | Petroleum | Unleaded gasoline | Unleaded gasoline |  | Steel | Steel |  | Painted or None | Steel |  | 1901-01-01 | [15 empty] | UST Currently In Use: 0; UST Temp Close: 0; AST Currently In Use: 0; AST Temp Closed: 0 | 0 | 0 | 0 | 14852-079-009879 | TERRY AND YOUNG OIL COMPANY, INC.
31685 | Retired | 1983-05-01 | 1975-01-01 |  | Petroleum | Unleaded gasoline | Unleaded gasoline |  | Steel | Steel |  | Painted or None | Steel |  | 1901-01-01 | [15 empty] | UST Currently In Use: 0; UST Temp Close: 0; AST Currently In Use: 0; AST Temp Closed: 0 | 0 | 0 | 0 | 14852-079-009879 | TERRY AND YOUNG OIL COMPANY, INC.
31686 | Permanently Closed | 1989-11-30 | 1983-01-01 | 1989-11-30 | Petroleum | On road diesel | On road diesel |  | Steel | Steel |  | Painted or None | Steel |  | 1901-01-01 | [15 empty] | UST Currently In Use: 0; UST Temp Close: 0; AST Currently In Use: 0; AST Temp Closed: 0 | 0 | 0 | 3 | 14852-079-012930 | TERRY AND YOUNG OIL COMPANY, INC.
31687 | Permanently Closed | 1976-01-01 | 1974-01-01 | 1989-11-30 | Petroleum | Other, OTHER | Other |  | Steel | Steel |  | Painted or None | Steel |  | 1901-01-01 | [15 empty] | UST Currently In Use: 0; UST Temp Close: 0; AST Currently In Use: 0; AST Temp Closed: 0 | 0 | 0 | 3 | 14852-079-012930 | TERRY AND YOUNG OIL COMPANY, INC.
31688 | Permanently Closed | 1989-11-29 | 1974-01-01 | 1989-11-29 | Petroleum | Other, OTHER | Other |  | Steel | Steel |  | Painted or None | Steel |  | 1901-01-01 | [15 empty] | UST Currently In Use: 0; UST Temp Close: 0; AST Currently In Use: 0; AST Temp Closed: 0 | 0 | 0 | 3 | 14852-079-012930 | TERRY AND YOUNG OIL COMPANY, INC.
31689 | Temporary Closed | 2015-08-31 | 1988-01-01 |  | Petroleum | Unleaded gasoline | Unleaded gasoline | Retail | Single Wall, Steel | Steel | Coated & cathodic protection (sti-P3) |  | Double Wall, Fiberglass reinforced plastic |  |  | Other, FLXS ISOLA | Catchment Basin, Single walled catchment basin | Flow Rest 90% Full | Flow Rest 90% Full |  |  | Automatic Tank Gauge |  | Automatic shutoff device (AELLD), Containment Sump | Containment Sump | [5 empty] | UST Currently In Use: 0; UST Temp Close: 3; AST Currently In Use: 0; AST Temp Closed: 0 | 0 | 3 | 1 | 14852-079-013883 | TERRY AND YOUNG OIL COMPANY, INC.
31690 | Temporary Closed | 2015-08-31 | 1988-01-01 |  | Petroleum | On road diesel | On road diesel | Retail | Single Wall, Steel | Steel | Coated & cathodic protection (sti-P3) |  | Double Wall, Fiberglass reinforced plastic |  |  | Other, FLXS ISOLA | Catchment Basin, Single walled catchment basin | Flow Rest 90% Full | Flow Rest 90% Full |  |  | Automatic Tank Gauge |  | Automatic shutoff device (AELLD), Containment Sump | Containment Sump | [5 empty] | UST Currently In Use: 0; UST Temp Close: 3; AST Currently In Use: 0; AST Temp Closed: 0 | 0 | 3 | 1 | 14852-079-013883 | TERRY AND YOUNG OIL COMPANY, INC.
31691 | Temporary Closed | 2015-08-31 | 1988-01-01 |  | Petroleum | On road diesel | On road diesel | Retail | Single Wall, Steel | Steel | Coated & cathodic protection (sti-P3) |  | Double Wall, Fiberglass reinforced plastic |  |  | Other, FLXS ISOLA | Catchment Basin, Single walled catchment basin | Flow Rest 90% Full | Flow Rest 90% Full |  |  | Automatic Tank Gauge |  | Automatic shutoff device (AELLD), Containment Sump | Containment Sump | [5 empty] | UST Currently In Use: 0; UST Temp Close: 3; AST Currently In Use: 0; AST Temp Closed: 0 | 0 | 3 | 1 | 14852-079-013883 | TERRY AND YOUNG OIL COMPANY, INC.
31692 | Permanently Closed | 1989-11-30 | 1959-01-01 | 1989-11-30 | Petroleum | Unleaded gasoline | Unleaded gasoline |  | Steel | Steel |  | Painted or None | Steel |  | 1901-01-01 | [15 empty] | UST Currently In Use: 0; UST Temp Close: 0; AST Currently In Use: 0; AST Temp Closed: 0 | 0 | 0 | 4 | 14852-103-002699 | TERRY AND YOUNG OIL COMPANY, INC.
31693 | Permanently Closed | 1989-11-30 | 1959-01-01 | 1989-11-30 | Petroleum | Unleaded gasoline | Unleaded gasoline |  | Steel | Steel |  | Painted or None | Steel |  | 1901-01-01 | [15 empty] | UST Currently In Use: 0; UST Temp Close: 0; AST Currently In Use: 0; AST Temp Closed: 0 | 0 | 0 | 4 | 14852-103-002699 | TERRY AND YOUNG OIL COMPANY, INC.
31694 | Permanently Closed | 1989-11-30 | 1959-01-01 | 1989-11-30 | Petroleum | Unleaded gasoline | Unleaded gasoline |  | Steel | Steel |  | Painted or None | Steel |  | 1901-01-01 | [15 empty] | UST Currently In Use: 0; UST Temp Close: 0; AST Currently In Use: 0; AST Temp Closed: 0 | 0 | 0 | 4 | 14852-103-002699 | TERRY AND YOUNG OIL COMPANY, INC.
31695 | Permanently Closed | 1989-11-30 | 1959-01-01 | 1989-11-30 | Petroleum | Used oil | Used oil |  | Steel | Steel |  | Painted or None | Steel |  | 1901-01-01 | [15 empty] | UST Currently In Use: 0; UST Temp Close: 0; AST Currently In Use: 0; AST Temp Closed: 0 | 0 | 0 | 4 | 14852-103-002699 | TERRY AND YOUNG OIL COMPANY, INC.
31696 | Permanently Closed | 1994-06-21 | 1976-01-01 | 1994-06-21 | Petroleum | Unleaded gasoline | Unleaded gasoline |  | Steel | Steel |  | Painted or None | Steel |  | 1901-01-01 | [15 empty] | UST Currently In Use: 2; UST Temp Close: 0; AST Currently In Use: 0; AST Temp Closed: 0 | 2 | 0 | 6 | 14852-103-002700 | TERRY AND YOUNG OIL COMPANY, INC.
31697 | Permanently Closed | 1994-06-21 | 1976-01-01 | 1994-06-21 | Petroleum | Unleaded gasoline | Unleaded gasoline |  | Steel | Steel |  | Painted or None | Steel |  | 1901-01-01 | [15 empty] | UST Currently In Use: 2; UST Temp Close: 0; AST Currently In Use: 0; AST Temp Closed: 0 | 2 | 0 | 6 | 14852-103-002700 | TERRY AND YOUNG OIL COMPANY, INC.
31698 | Permanently Closed | 1994-06-21 | 1976-01-01 | 1994-06-21 | Petroleum | Unleaded gasoline | Unleaded gasoline |  | Steel | Steel |  | Painted or None | Steel |  | 1901-01-01 | [15 empty] | UST Currently In Use: 2; UST Temp Close: 0; AST Currently In Use: 0; AST Temp Closed: 0 | 2 | 0 | 6 | 14852-103-002700 | TERRY AND YOUNG OIL COMPANY, INC.
31699 | Permanently Closed | 1994-06-21 | 1976-01-01 | 1994-06-21 | Petroleum | Unleaded gasoline | Unleaded gasoline |  | Steel | Steel |  | Painted or None | Steel |  | 1901-01-01 | [15 empty] | UST Currently In Use: 2; UST Temp Close: 0; AST Currently In Use: 0; AST Temp Closed: 0 | 2 | 0 | 6 | 14852-103-002700 | TERRY AND YOUNG OIL COMPANY, INC.
31700 | Permanently Closed | 1994-06-21 | 1976-01-01 | 1994-06-21 | Petroleum | On road diesel | On road diesel |  | Steel | Steel |  | Painted or None | Steel |  | 1901-01-01 | [15 empty] | UST Currently In Use: 2; UST Temp Close: 0; AST Currently In Use: 0; AST Temp Closed: 0 | 2 | 0 | 6 | 14852-103-002700 | TERRY AND YOUNG OIL COMPANY, INC.
31701 | Permanently Closed | 1994-06-21 | 1976-01-01 | 1994-06-21 | Petroleum | Kerosene | Kerosene |  | Steel | Steel |  | Painted or None | Steel |  | 1901-01-01 | [15 empty] | UST Currently In Use: 2; UST Temp Close: 0; AST Currently In Use: 0; AST Temp Closed: 0 | 2 | 0 | 6 | 14852-103-002700 | TERRY AND YOUNG OIL COMPANY, INC.
31702 | Permanently Closed | 1990-05-03 | 1973-01-01 | 1990-05-03 | Petroleum | Unleaded gasoline | Unleaded gasoline |  | Steel | Steel |  | Painted or None | Steel |  | 1901-01-01 | [15 empty] | UST Currently In Use: 0; UST Temp Close: 0; AST Currently In Use: 0; AST Temp Closed: 0 | 0 | 0 | 3 | 14852-079-009876 | TERRY AND YOUNG OIL COMPANY, INC.
31703 | Permanently Closed | 1990-05-03 | 1973-01-01 | 1990-05-03 | Petroleum | Unleaded gasoline | Unleaded gasoline |  | Steel | Steel |  | Painted or None | Steel |  | 1901-01-01 | [15 empty] | UST Currently In Use: 0; UST Temp Close: 0; AST Currently In Use: 0; AST Temp Closed: 0 | 0 | 0 | 3 | 14852-079-009876 | TERRY AND YOUNG OIL COMPANY, INC.
31704 | Permanently Closed | 1990-05-03 | 1973-01-01 | 1990-05-03 | Petroleum | On road diesel | On road diesel |  | Steel | Steel |  | Painted or None | Steel |  | 1901-01-01 | [15 empty] | UST Currently In Use: 0; UST Temp Close: 0; AST Currently In Use: 0; AST Temp Closed: 0 | 0 | 0 | 3 | 14852-079-009876 | TERRY AND YOUNG OIL COMPANY, INC.
31705 | Permanently Closed | 1999-06-28 | 1982-01-01 | 1999-06-28 | Petroleum | Unleaded gasoline | Unleaded gasoline |  | Steel | Steel | Coated & cathodic protection (sti-P3) |  | Steel |  | 1901-01-01 | [12 empty] | Annual line testing | Annual line testing |  | UST Currently In Use: 0; UST Temp Close: 0; AST Currently In Use: 0; AST Temp Closed: 0 | 0 | 0 | 3 | 14852-103-012394 | TERRY AND YOUNG OIL COMPANY, INC.
31706 | Permanently Closed | 1999-06-28 | 1982-01-01 | 1999-06-28 | Petroleum | Mid-grade gasoline | Mid-grade gasoline |  | Steel | Steel | Coated & cathodic protection (sti-P3) |  | Steel |  | 1901-01-01 | [12 empty] | Annual line testing | Annual line testing |  | UST Currently In Use: 0; UST Temp Close: 0; AST Currently In Use: 0; AST Temp Closed: 0 | 0 | 0 | 3 | 14852-103-012394 | TERRY AND YOUNG OIL COMPANY, INC.
31707 | Permanently Closed | 1999-06-28 | 1982-01-01 | 1999-06-28 | Petroleum | Premium gasoline | Premium gasoline |  | Steel | Steel | Coated & cathodic protection (sti-P3) |  | Steel |  | 1901-01-01 | [12 empty] | Annual line testing | Annual line testing |  | UST Currently In Use: 0; UST Temp Close: 0; AST Currently In Use: 0; AST Temp Closed: 0 | 0 | 0 | 3 | 14852-103-012394 | TERRY AND YOUNG OIL COMPANY, INC.
31709 | Currently in Use |  | 1983-01-01 |  | Petroleum | Unleaded gasoline | Unleaded gasoline | Retail | Single Wall, Steel, UNLEAD #1 | Steel | Coated & cathodic protection (sti-P3) |  | Double Wall, Flexible |  |  |  | Catchment Basin, Single walled catchment basin | Audible high level alarm At 90% full, Flow Rest 90% Full | Flow Rest 90% Full |  |  | Automatic Tank Gauge | Single walled submersible pump containment sump | Automatic shutoff device (AELLD) | Automatic shutoff device (AELLD) | [5 empty] | UST Currently In Use: 4; UST Temp Close: 0; AST Currently In Use: 0; AST Temp Closed: 0 | 4 | 0 | 0 | 14852-103-012531 | TERRY AND YOUNG OIL COMPANY, INC.
31710 | Currently in Use |  | 1983-01-01 |  | Petroleum | Premium gasoline | Premium gasoline | Retail | Single Wall, Steel | Steel | Coated & cathodic protection (sti-P3) |  | Double Wall, Flexible |  |  |  | Catchment Basin, Single walled catchment basin | Audible high level alarm At 90% full, Flow Rest 90% Full | Flow Rest 90% Full |  |  | Automatic Tank Gauge | Single walled submersible pump containment sump | Automatic shutoff device (AELLD) | Automatic shutoff device (AELLD) | [5 empty] | UST Currently In Use: 4; UST Temp Close: 0; AST Currently In Use: 0; AST Temp Closed: 0 | 4 | 0 | 0 | 14852-103-012531 | TERRY AND YOUNG OIL COMPANY, INC.
31711 | Currently in Use |  | 1983-01-01 |  | Petroleum | Unleaded gasoline | Unleaded gasoline | Retail | Single Wall, Steel, UNLEAD #2 | Steel | Coated & cathodic protection (sti-P3) |  | Double Wall, Flexible |  |  |  | Catchment Basin, Single walled catchment basin | Audible high level alarm At 90% full, Flow Rest 90% Full | Flow Rest 90% Full |  |  | Automatic Tank Gauge | Single walled submersible pump containment sump | Automatic shutoff device (AELLD) | Automatic shutoff device (AELLD) | [5 empty] | UST Currently In Use: 4; UST Temp Close: 0; AST Currently In Use: 0; AST Temp Closed: 0 | 4 | 0 | 0 | 14852-103-012531 | TERRY AND YOUNG OIL COMPANY, INC.
31712 | Currently in Use |  | 1983-01-01 |  | Petroleum | On road diesel | On road diesel | Retail | Single Wall, Steel | Steel | Coated & cathodic protection (sti-P3) |  | Double Wall, Flexible |  |  | Other, FLXS ISOLA | Catchment Basin, Single walled catchment basin | Audible high level alarm At 90% full, Flow Rest 90% Full | Flow Rest 90% Full |  |  | Automatic Tank Gauge | Single walled submersible pump containment sump | Automatic shutoff device (AELLD) | Automatic shutoff device (AELLD) | [5 empty] | UST Currently In Use: 4; UST Temp Close: 0; AST Currently In Use: 0; AST Temp Closed: 0 | 4 | 0 | 0 | 14852-103-012531 | TERRY AND YOUNG OIL COMPANY, INC.
31713 | Permanently Closed | 1901-01-01 | 1983-01-01 | 1988-09-10 | Petroleum | Unleaded gasoline | Unleaded gasoline |  | Steel | Steel |  | Painted or None | Steel |  | 1901-01-01 | [15 empty] | UST Currently In Use: 0; UST Temp Close: 0; AST Currently In Use: 0; AST Temp Closed: 0 | 0 | 0 | 2 | 14855-127-010782 | TERRY BONNER
31714 | Permanently Closed | 1901-01-01 | 1983-01-01 | 1988-09-10 | Petroleum | Unleaded gasoline | Unleaded gasoline |  | Steel | Steel |  | Painted or None | Steel |  | 1901-01-01 | [15 empty] | UST Currently In Use: 0; UST Temp Close: 0; AST Currently In Use: 0; AST Temp Closed: 0 | 0 | 0 | 2 | 14855-127-010782 | TERRY BONNER
31715 | Temporary Closed | 2007-06-01 | 1987-02-16 |  | Petroleum | Premium gasoline | Premium gasoline | Retail | Single Wall, Steel | Steel | Field installed cathodic protection |  | Fiberglass reinforced plastic, Single Wall |  |  |  | Catchment Basin, Single walled catchment basin | Automatic shutoff device At 95% full | Automatic shutoff device At 95% full |  |  | Continuous Automatic Tank Gauge |  | Automatic flow restrictor (MLLD) | Automatic flow restrictor (MLLD) |  |  | Annual line testing | Annual line testing |  | UST Currently In Use: 5; UST Temp Close: 3; AST Currently In Use: 0; AST Temp Closed: 0 | 5 | 3 | 0 | 22197-127-012590 | GLORY, LLC.
31716 | Temporary Closed | 2007-06-01 | 1987-02-16 |  | Petroleum | Mid-grade gasoline | Mid-grade gasoline | Retail | Single Wall, Steel | Steel | Field installed cathodic protection |  | Fiberglass reinforced plastic, Single Wall |  |  |  | Catchment Basin, Single walled catchment basin | Automatic shutoff device At 95% full | Automatic shutoff device At 95% full |  |  | Continuous Automatic Tank Gauge |  | Automatic flow restrictor (MLLD) | Automatic flow restrictor (MLLD) |  |  | Annual line testing | Annual line testing |  | UST Currently In Use: 5; UST Temp Close: 3; AST Currently In Use: 0; AST Temp Closed: 0 | 5 | 3 | 0 | 22197-127-012590 | GLORY, LLC.
31717 | Currently in Use |  | 1987-02-16 |  | Petroleum | Unleaded gasoline | Unleaded gasoline | Retail | Single Wall, Steel, UNLEAD #3 | Steel | Field installed cathodic protection |  | Fiberglass reinforced plastic, Single Wall |  |  |  | Catchment Basin, Single walled catchment basin | Automatic shutoff device At 95% full | Automatic shutoff device At 95% full |  |  | Automatic Tank Gauge | Direct Bury submersible pump | Automatic flow restrictor (MLLD) | Automatic flow restrictor (MLLD) |  |  | Annual line testing | Annual line testing |  | UST Currently In Use: 5; UST Temp Close: 3; AST Currently In Use: 0; AST Temp Closed: 0 | 5 | 3 | 0 | 22197-127-012590 | GLORY, LLC.
31718 | Currently in Use |  | 1987-02-16 |  | Petroleum | Unleaded gasoline | Unleaded gasoline | Retail | Single Wall, Steel, UNLEAD #1 | Steel | Field installed cathodic protection |  | Fiberglass reinforced plastic, Single Wall |  |  |  | Catchment Basin, Single walled catchment basin | Automatic shutoff device At 95% full | Automatic shutoff device At 95% full |  |  | Automatic Tank Gauge | Direct Bury submersible pump | Automatic flow restrictor (MLLD) | Automatic flow restrictor (MLLD) |  |  | Annual line testing | Annual line testing |  | UST Currently In Use: 5; UST Temp Close: 3; AST Currently In Use: 0; AST Temp Closed: 0 | 5 | 3 | 0 | 22197-127-012590 | GLORY, LLC.
31719 | Currently in Use |  | 1987-02-16 |  | Petroleum | Premium gasoline | Premium gasoline | Retail | Single Wall, Steel | Steel | Field installed cathodic protection |  | Fiberglass reinforced plastic, Single Wall |  |  |  | Catchment Basin, Single walled catchment basin | Automatic shutoff device At 95% full | Automatic shutoff device At 95% full |  |  | Automatic Tank Gauge | Direct Bury submersible pump | Automatic flow restrictor (MLLD) | Automatic flow restrictor (MLLD) |  |  | Annual line testing | Annual line testing |  | UST Currently In Use: 5; UST Temp Close: 3; AST Currently In Use: 0; AST Temp Closed: 0 | 5 | 3 | 0 | 22197-127-012590 | GLORY, LLC.
31720 | Currently in Use |  | 1987-02-16 |  | Petroleum | Unleaded gasoline | Unleaded gasoline | Retail | Single Wall, Steel, UNLEAD #2 | Steel | Field installed cathodic protection |  | Fiberglass reinforced plastic, Single Wall |  |  |  | Catchment Basin, Single walled catchment basin | Automatic shutoff device At 95% full | Automatic shutoff device At 95% full |  |  | Automatic Tank Gauge | Direct Bury submersible pump | Automatic flow restrictor (MLLD) | Automatic flow restrictor (MLLD) |  |  | Annual line testing | Annual line testing |  | UST Currently In Use: 5; UST Temp Close: 3; AST Currently In Use: 0; AST Temp Closed: 0 | 5 | 3 | 0 | 22197-127-012590 | GLORY, LLC.
31721 | Temporary Closed | 2017-01-01 | 1989-01-06 |  | Petroleum | Kerosene | Kerosene | Retail | Single Wall, Steel | Steel | Field installed cathodic protection |  | Single Wall, Steel |  |  | Field installed cathodic protection | Catchment Basin, Single walled catchment basin | Automatic shutoff device At 95% full | Automatic shutoff device At 95% full |  |  | Statistical Inventory Reconciliation (SIR) | Direct Bury submersible pump | [7 empty] | UST Currently In Use: 5; UST Temp Close: 3; AST Currently In Use: 0; AST Temp Closed: 0 | 5 | 3 | 0 | 22197-127-012590 | GLORY, LLC.
31722 | Currently in Use |  | 1989-01-06 |  | Petroleum | On road diesel | On road diesel | Retail | Single Wall, Steel | Steel | Field installed cathodic protection |  | Double Wall, Fiberglass reinforced plastic |  |  |  | Catchment Basin, Single walled catchment basin | Automatic shutoff device At 95% full | Automatic shutoff device At 95% full |  |  | Automatic Tank Gauge | Single walled submersible pump containment sump | Automatic flow restrictor (MLLD) | Automatic flow restrictor (MLLD) |  |  | Annual line testing | Annual line testing |  | UST Currently In Use: 5; UST Temp Close: 3; AST Currently In Use: 0; AST Temp Closed: 0 | 5 | 3 | 0 | 22197-127-012590 | GLORY, LLC.
31723 | Permanently Closed | 1991-09-17 | 1963-01-01 | 1991-09-17 | Petroleum | Unleaded gasoline | Unleaded gasoline |  | Steel | Steel |  | Painted or None | Steel |  | 1901-01-01 | [15 empty] | UST Currently In Use: 0; UST Temp Close: 0; AST Currently In Use: 0; AST Temp Closed: 0 | 0 | 0 | 4 | 14857-123-004231 | TERRY L JONES
31724 | Permanently Closed | 1991-09-17 | 1963-01-01 | 1991-09-17 | Petroleum | Unleaded gasoline | Unleaded gasoline |  | Steel | Steel |  | Painted or None | Steel |  | 1901-01-01 | [15 empty] | UST Currently In Use: 0; UST Temp Close: 0; AST Currently In Use: 0; AST Temp Closed: 0 | 0 | 0 | 4 | 14857-123-004231 | TERRY L JONES
31725 | Permanently Closed | 1991-09-17 | 1963-01-01 | 1991-09-17 | Petroleum | Unleaded gasoline | Unleaded gasoline |  | Steel | Steel |  | Painted or None | Steel |  | 1901-01-01 | [15 empty] | UST Currently In Use: 0; UST Temp Close: 0; AST Currently In Use: 0; AST Temp Closed: 0 | 0 | 0 | 4 | 14857-123-004231 | TERRY L JONES
31726 | Permanently Closed | 1991-09-17 | 1963-01-01 | 1991-09-17 | Petroleum | Kerosene | Kerosene |  | Steel | Steel |  | Painted or None | Steel |  | 1901-01-01 | [15 empty] | UST Currently In Use: 0; UST Temp Close: 0; AST Currently In Use: 0; AST Temp Closed: 0 | 0 | 0 | 4 | 14857-123-004231 | TERRY L JONES
31729 | Permanently Closed | 1992-07-24 | 1978-01-01 | 1992-07-24 | Petroleum | Unleaded gasoline | Unleaded gasoline |  | Steel | Steel |  | Painted or None | Steel |  | 1901-01-01 | [15 empty] | UST Currently In Use: 0; UST Temp Close: 0; AST Currently In Use: 0; AST Temp Closed: 0 | 0 | 0 | 2 | 15292-015-005546 | CHATHAM OIL CO INC
31730 | Permanently Closed | 1992-07-24 | 1978-01-01 | 1992-07-24 | Petroleum | Unleaded gasoline | Unleaded gasoline |  | Steel | Steel |  | Painted or None | Steel |  | 1901-01-01 | [15 empty] | UST Currently In Use: 0; UST Temp Close: 0; AST Currently In Use: 0; AST Temp Closed: 0 | 0 | 0 | 2 | 15292-015-005546 | CHATHAM OIL CO INC
31731 | Retired | 1988-08-08 | 1901-01-01 |  | Petroleum | Used oil | Used oil |  | Steel | Steel |  |  | Steel |  | 1901-01-01 | [15 empty] | UST Currently In Use: 0; UST Temp Close: 0; AST Currently In Use: 0; AST Temp Closed: 0 | 0 | 0 | 0 | 14861-069-005545 | STAR ENTERPRISES
31732 | Retired | 1988-08-08 | 1901-01-01 |  | Petroleum | Unleaded gasoline | Unleaded gasoline |  | Steel | Steel |  |  | Steel |  | 1901-01-01 | [15 empty] | UST Currently In Use: 0; UST Temp Close: 0; AST Currently In Use: 0; AST Temp Closed: 0 | 0 | 0 | 0 | 14861-069-005545 | STAR ENTERPRISES
31733 | Retired | 1988-08-08 | 1901-01-01 |  | Petroleum | Unleaded gasoline | Unleaded gasoline |  | Steel | Steel |  |  | Steel |  | 1901-01-01 | [15 empty] | UST Currently In Use: 0; UST Temp Close: 0; AST Currently In Use: 0; AST Temp Closed: 0 | 0 | 0 | 0 | 14861-069-005545 | STAR ENTERPRISES
31734 | Retired | 1988-08-08 | 1901-01-01 |  | Petroleum | Unleaded gasoline | Unleaded gasoline |  | Steel | Steel |  |  | Steel |  | 1901-01-01 | [15 empty] | UST Currently In Use: 0; UST Temp Close: 0; AST Currently In Use: 0; AST Temp Closed: 0 | 0 | 0 | 0 | 14861-069-005545 | STAR ENTERPRISES
31735 | Permanently Closed | 2003-03-20 | 1983-01-01 | 2003-03-20 | Petroleum | Premium gasoline | Premium gasoline | Retail | Fiberglass reinforced plastic | Fiberglass reinforced plastic |  |  | Fiberglass reinforced plastic |  | 1901-01-01 |  | Catchment Basin, Single walled catchment basin | Audible high level alarm At 90% full, Flow Rest 90% Full | Flow Rest 90% Full |  |  | Automatic Tank Gauge | [8 empty] | UST Currently In Use: 0; UST Temp Close: 0; AST Currently In Use: 0; AST Temp Closed: 0 | 0 | 0 | 3 | 20547-073-005514 | MOTIVA ENTERPRISES LLC
31736 | Permanently Closed | 2003-03-20 | 1983-01-01 | 2003-03-20 | Petroleum | Mid-grade gasoline | Mid-grade gasoline | Retail | Fiberglass reinforced plastic | Fiberglass reinforced plastic |  |  | Fiberglass reinforced plastic |  | 1901-01-01 |  | Catchment Basin, Single walled catchment basin | Audible high level alarm At 90% full, Flow Rest 90% Full | Flow Rest 90% Full |  |  | Automatic Tank Gauge | [8 empty] | UST Currently In Use: 0; UST Temp Close: 0; AST Currently In Use: 0; AST Temp Closed: 0 | 0 | 0 | 3 | 20547-073-005514 | MOTIVA ENTERPRISES LLC
31737 | Permanently Closed | 2003-03-20 | 1983-01-01 | 2003-03-20 | Petroleum | Unleaded gasoline | Unleaded gasoline | Retail | Fiberglass reinforced plastic | Fiberglass reinforced plastic |  |  | Fiberglass reinforced plastic |  | 1901-01-01 |  | Catchment Basin, Single walled catchment basin | Audible high level alarm At 90% full, Flow Rest 90% Full | Flow Rest 90% Full |  |  | Automatic Tank Gauge | [8 empty] | UST Currently In Use: 0; UST Temp Close: 0; AST Currently In Use: 0; AST Temp Closed: 0 | 0 | 0 | 3 | 20547-073-005514 | MOTIVA ENTERPRISES LLC
31738 | Currently in Use |  | 1976-01-01 |  | Petroleum | On road diesel | On road diesel | Retail | Fiberglass reinforced plastic | Fiberglass reinforced plastic |  |  | Double Wall, Fiberglass reinforced plastic, 2 PIECES |  | 1901-01-01 |  | Catchment Basin, Single walled catchment basin | Automatic shutoff device At 95% full | Automatic shutoff device At 95% full |  |  | Continuous Automatic Tank Gauge |  | Automatic shutoff device (AELLD) | Automatic shutoff device (AELLD) | [5 empty] | UST Currently In Use: 4; UST Temp Close: 0; AST Currently In Use: 0; AST Temp Closed: 0 | 4 | 0 | 0 | 23077-073-005515 | ALI PROPERTIES LLC
31739 | Currently in Use |  | 1976-01-01 |  | Petroleum | Premium gasoline | Premium gasoline | Retail | Fiberglass reinforced plastic | Fiberglass reinforced plastic |  |  | Double Wall, Fiberglass reinforced plastic, 2 PIECES |  | 1901-01-01 |  | Catchment Basin, Single walled catchment basin | Automatic shutoff device At 95% full | Automatic shutoff device At 95% full |  |  | Continuous Automatic Tank Gauge |  | Automatic shutoff device (AELLD) | Automatic shutoff device (AELLD) | [5 empty] | UST Currently In Use: 4; UST Temp Close: 0; AST Currently In Use: 0; AST Temp Closed: 0 | 4 | 0 | 0 | 23077-073-005515 | ALI PROPERTIES LLC
31740 | Currently in Use |  | 1976-01-01 |  | Petroleum | Unleaded gasoline | Unleaded gasoline | Retail | Fiberglass reinforced plastic | Fiberglass reinforced plastic |  |  | Double Wall, Fiberglass reinforced plastic, 2 PIECES |  | 1901-01-01 |  | Catchment Basin, Single walled catchment basin | Automatic shutoff device At 95% full | Automatic shutoff device At 95% full |  |  | Continuous Automatic Tank Gauge |  | Automatic shutoff device (AELLD) | Automatic shutoff device (AELLD) | [5 empty] | UST Currently In Use: 4; UST Temp Close: 0; AST Currently In Use: 0; AST Temp Closed: 0 | 4 | 0 | 0 | 23077-073-005515 | ALI PROPERTIES LLC
31741 | Currently in Use |  | 1976-01-01 |  | Petroleum | Unleaded gasoline | Unleaded gasoline | Retail | Fiberglass reinforced plastic | Fiberglass reinforced plastic |  |  | Double Wall, Fiberglass reinforced plastic, 2 PIECES |  | 1901-01-01 |  | Catchment Basin, Single walled catchment basin | Automatic shutoff device At 95% full | Automatic shutoff device At 95% full |  |  | Continuous Automatic Tank Gauge |  | Automatic shutoff device (AELLD) | Automatic shutoff device (AELLD) | [5 empty] | UST Currently In Use: 4; UST Temp Close: 0; AST Currently In Use: 0; AST Temp Closed: 0 | 4 | 0 | 0 | 23077-073-005515 | ALI PROPERTIES LLC
31742 | Currently in Use |  | 1985-01-01 |  | Petroleum | Unleaded gasoline | Unleaded gasoline | Retail | Fiberglass reinforced plastic, Single Wall | Single Wall |  |  | Fiberglass reinforced plastic, Single Wall |  | 1901-01-01 |  | Catchment Basin, Single walled catchment basin | Automatic shutoff device At 95% full | Automatic shutoff device At 95% full |  |  | Continuous Automatic Tank Gauge |  | Automatic flow restrictor (MLLD) | Automatic flow restrictor (MLLD) |  |  | Annual line testing | Annual line testing |  | UST Currently In Use: 4; UST Temp Close: 0; AST Currently In Use: 0; AST Temp Closed: 0 | 4 | 0 | 0 | 25203-073-005516 | R & E GROUP LLC
31743 | Currently in Use |  | 1985-01-01 |  | Petroleum | Unleaded gasoline | Unleaded gasoline | Retail | Fiberglass reinforced plastic, Single Wall | Single Wall |  |  | Fiberglass reinforced plastic, Single Wall |  | 1901-01-01 |  | Catchment Basin, Single walled catchment basin | Automatic shutoff device At 95% full | Automatic shutoff device At 95% full |  |  | Continuous Automatic Tank Gauge |  | Automatic flow restrictor (MLLD) | Automatic flow restrictor (MLLD) |  |  | Annual line testing | Annual line testing |  | UST Currently In Use: 4; UST Temp Close: 0; AST Currently In Use: 0; AST Temp Closed: 0 | 4 | 0 | 0 | 25203-073-005516 | R & E GROUP LLC
31744 | Currently in Use |  | 1985-01-01 |  | Petroleum | Premium gasoline | Premium gasoline | Retail | Fiberglass reinforced plastic, Single Wall | Single Wall |  |  | Fiberglass reinforced plastic, Single Wall |  | 1901-01-01 |  | Catchment Basin, Single walled catchment basin | Automatic shutoff device At 95% full | Automatic shutoff device At 95% full |  |  | Continuous Automatic Tank Gauge |  | Automatic flow restrictor (MLLD) | Automatic flow restrictor (MLLD) |  |  | Annual line testing | Annual line testing |  | UST Currently In Use: 4; UST Temp Close: 0; AST Currently In Use: 0; AST Temp Closed: 0 | 4 | 0 | 0 | 25203-073-005516 | R & E GROUP LLC
31745 | Currently in Use |  | 1985-01-01 |  | Petroleum | On road diesel | On road diesel | Retail | Fiberglass reinforced plastic, Single Wall | Single Wall |  |  | Fiberglass reinforced plastic, Single Wall |  | 1901-01-01 |  | Catchment Basin, Single walled catchment basin | Automatic shutoff device At 95% full | Automatic shutoff device At 95% full |  |  | Continuous Automatic Tank Gauge |  | Automatic flow restrictor (MLLD) | Automatic flow restrictor (MLLD) |  |  | Annual line testing | Annual line testing |  | UST Currently In Use: 4; UST Temp Close: 0; AST Currently In Use: 0; AST Temp Closed: 0 | 4 | 0 | 0 | 25203-073-005516 | R & E GROUP LLC
31746 | Permanently Closed | 1989-09-01 | 1982-01-01 | 1989-09-01 | Petroleum | Unleaded gasoline | Unleaded gasoline |  | Fiberglass reinforced plastic | Fiberglass reinforced plastic |  |  | Fiberglass reinforced plastic |  | 1901-01-01 | [15 empty] | UST Currently In Use: 4; UST Temp Close: 0; AST Currently In Use: 0; AST Temp Closed: 0 | 4 | 0 | 6 | 25736-073-005517 | MM ALABAMA LEASING
31747 | Permanently Closed | 1989-09-01 | 1982-01-01 | 1989-09-01 | Petroleum | Unleaded gasoline | Unleaded gasoline |  | Fiberglass reinforced plastic | Fiberglass reinforced plastic |  |  | Fiberglass reinforced plastic |  | 1901-01-01 | [15 empty] | UST Currently In Use: 4; UST Temp Close: 0; AST Currently In Use: 0; AST Temp Closed: 0 | 4 | 0 | 6 | 25736-073-005517 | MM ALABAMA LEASING
31748 | Permanently Closed | 1989-09-01 | 1982-01-01 | 1989-09-01 | Petroleum | Unleaded gasoline | Unleaded gasoline |  | Fiberglass reinforced plastic | Fiberglass reinforced plastic |  |  | Fiberglass reinforced plastic |  | 1901-01-01 | [15 empty] | UST Currently In Use: 4; UST Temp Close: 0; AST Currently In Use: 0; AST Temp Closed: 0 | 4 | 0 | 6 | 25736-073-005517 | MM ALABAMA LEASING
31749 | Permanently Closed | 1989-09-01 | 1982-01-01 | 1989-09-01 | Petroleum | Unleaded gasoline | Unleaded gasoline |  | Fiberglass reinforced plastic | Fiberglass reinforced plastic |  |  | Fiberglass reinforced plastic |  | 1901-01-01 | [15 empty] | UST Currently In Use: 4; UST Temp Close: 0; AST Currently In Use: 0; AST Temp Closed: 0 | 4 | 0 | 6 | 25736-073-005517 | MM ALABAMA LEASING
31750 | Permanently Closed | 1989-09-01 | 1982-01-01 | 1989-09-01 | Petroleum | On road diesel | On road diesel |  | Fiberglass reinforced plastic | Fiberglass reinforced plastic |  |  | Fiberglass reinforced plastic |  | 1901-01-01 | [15 empty] | UST Currently In Use: 4; UST Temp Close: 0; AST Currently In Use: 0; AST Temp Closed: 0 | 4 | 0 | 6 | 25736-073-005517 | MM ALABAMA LEASING
31751 | Permanently Closed | 1989-09-01 | 1982-01-01 | 1989-09-01 | Petroleum | Used oil | Used oil |  | Fiberglass reinforced plastic | Fiberglass reinforced plastic |  |  | Fiberglass reinforced plastic |  | 1901-01-01 | [15 empty] | UST Currently In Use: 4; UST Temp Close: 0; AST Currently In Use: 0; AST Temp Closed: 0 | 4 | 0 | 6 | 25736-073-005517 | MM ALABAMA LEASING
31752 | Currently in Use |  | 1989-01-01 |  | Petroleum | Unleaded gasoline | Unleaded gasoline | Retail | Fiberglass reinforced plastic, Single Wall | Single Wall |  |  | Fiberglass reinforced plastic, Single Wall |  | 1901-01-01 |  | Catchment Basin, Single walled catchment basin | Automatic shutoff device At 95% full | Automatic shutoff device At 95% full |  |  | Continuous Automatic Tank Gauge |  | Automatic shutoff device (AELLD) | Automatic shutoff device (AELLD) |  |  | Automatic electronic line leak detector (AELLD) | Automatic electronic line leak detector (AELLD) |  | UST Currently In Use: 4; UST Temp Close: 0; AST Currently In Use: 0; AST Temp Closed: 0 | 4 | 0 | 6 | 25736-073-005517 | MM ALABAMA LEASING
31753 | Currently in Use |  | 1989-01-01 |  | Petroleum | Mid-grade gasoline | Mid-grade gasoline | Retail | Fiberglass reinforced plastic, Single Wall | Single Wall |  |  | Fiberglass reinforced plastic, Single Wall |  | 1901-01-01 |  | Catchment Basin, Single walled catchment basin | Automatic shutoff device At 95% full | Automatic shutoff device At 95% full |  |  | Continuous Automatic Tank Gauge |  | Automatic shutoff device (AELLD) | Automatic shutoff device (AELLD) |  |  | Automatic electronic line leak detector (AELLD) | Automatic electronic line leak detector (AELLD) |  | UST Currently In Use: 4; UST Temp Close: 0; AST Currently In Use: 0; AST Temp Closed: 0 | 4 | 0 | 6 | 25736-073-005517 | MM ALABAMA LEASING
31754 | Currently in Use |  | 1989-01-01 |  | Petroleum | Premium gasoline | Premium gasoline | Retail | Fiberglass reinforced plastic, Single Wall | Single Wall |  |  | Fiberglass reinforced plastic, Single Wall |  | 1901-01-01 |  | Catchment Basin, Single walled catchment basin | Automatic shutoff device At 95% full | Automatic shutoff device At 95% full |  |  | Continuous Automatic Tank Gauge |  | Automatic shutoff device (AELLD) | Automatic shutoff device (AELLD) |  |  | Automatic electronic line leak detector (AELLD) | Automatic electronic line leak detector (AELLD) |  | UST Currently In Use: 4; UST Temp Close: 0; AST Currently In Use: 0; AST Temp Closed: 0 | 4 | 0 | 6 | 25736-073-005517 | MM ALABAMA LEASING
31755 | Currently in Use |  | 1989-01-01 |  | Petroleum | On road diesel | On road diesel | Retail | Fiberglass reinforced plastic, Single Wall | Single Wall |  |  | Fiberglass reinforced plastic, Single Wall |  | 1901-01-01 |  | Catchment Basin, Single walled catchment basin | Automatic shutoff device At 95% full | Automatic shutoff device At 95% full |  |  | Continuous Automatic Tank Gauge |  | Automatic shutoff device (AELLD) | Automatic shutoff device (AELLD) |  |  | Automatic electronic line leak detector (AELLD) | Automatic electronic line leak detector (AELLD) |  | UST Currently In Use: 4; UST Temp Close: 0; AST Currently In Use: 0; AST Temp Closed: 0 | 4 | 0 | 6 | 25736-073-005517 | MM ALABAMA LEASING
31756 | Permanently Closed | 1901-01-01 | 1971-01-01 | 1989-04-18 | Petroleum | Unleaded gasoline | Unleaded gasoline |  | Steel | Steel |  | Painted or None | Steel |  | 1901-01-01 | [15 empty] | UST Currently In Use: 0; UST Temp Close: 0; AST Currently In Use: 0; AST Temp Closed: 0 | 0 | 0 | 5 | 14861-073-005519 | STAR ENTERPRISES
31757 | Permanently Closed | 1901-01-01 | 1971-01-01 | 1989-04-18 | Petroleum | Unleaded gasoline | Unleaded gasoline |  | Steel | Steel |  | Painted or None | Steel |  | 1901-01-01 | [15 empty] | UST Currently In Use: 0; UST Temp Close: 0; AST Currently In Use: 0; AST Temp Closed: 0 | 0 | 0 | 5 | 14861-073-005519 | STAR ENTERPRISES
31758 | Permanently Closed | 1901-01-01 | 1971-01-01 | 1989-04-18 | Petroleum | Unleaded gasoline | Unleaded gasoline |  | Steel | Steel |  | Painted or None | Steel |  | 1901-01-01 | [15 empty] | UST Currently In Use: 0; UST Temp Close: 0; AST Currently In Use: 0; AST Temp Closed: 0 | 0 | 0 | 5 | 14861-073-005519 | STAR ENTERPRISES
31759 | Permanently Closed | 1901-01-01 | 1971-01-01 | 1989-04-18 | Petroleum | On road diesel | On road diesel |  | Steel | Steel |  | Painted or None | Steel |  | 1901-01-01 | [15 empty] | UST Currently In Use: 0; UST Temp Close: 0; AST Currently In Use: 0; AST Temp Closed: 0 | 0 | 0 | 5 | 14861-073-005519 | STAR ENTERPRISES
31760 | Permanently Closed | 1901-01-01 | 1971-01-01 | 1989-04-18 | Petroleum | Used oil | Used oil |  | Steel | Steel |  | Painted or None | Steel |  | 1901-01-01 | [15 empty] | UST Currently In Use: 0; UST Temp Close: 0; AST Currently In Use: 0; AST Temp Closed: 0 | 0 | 0 | 5 | 14861-073-005519 | STAR ENTERPRISES
31761 | Permanently Closed | 2009-06-10 | 1989-01-01 | 2009-06-10 | Petroleum | Unleaded gasoline | Unleaded gasoline | Retail | Fiberglass reinforced plastic | Fiberglass reinforced plastic |  |  | Fiberglass reinforced plastic |  | 1901-01-01 |  | Catchment Basin, Single walled catchment basin | Flow Rest 90% Full | Flow Rest 90% Full |  |  | Continuous Automatic Tank Gauge |  | Automatic shutoff device (AELLD) | Automatic shutoff device (AELLD) | [5 empty] | UST Currently In Use: 0; UST Temp Close: 0; AST Currently In Use: 0; AST Temp Closed: 0 | 0 | 0 | 5 | 23315-073-005519 | BK BHAM LLC
31762 | Permanently Closed | 2009-06-10 | 1989-01-01 | 2009-06-10 | Petroleum | Mid-grade gasoline | Mid-grade gasoline | Retail | Fiberglass reinforced plastic | Fiberglass reinforced plastic |  |  | Fiberglass reinforced plastic |  | 1901-01-01 |  | Catchment Basin, Single walled catchment basin | Flow Rest 90% Full | Flow Rest 90% Full |  |  | Continuous Automatic Tank Gauge |  | Automatic shutoff device (AELLD) | Automatic shutoff device (AELLD) | [5 empty] | UST Currently In Use: 0; UST Temp Close: 0; AST Currently In Use: 0; AST Temp Closed: 0 | 0 | 0 | 5 | 23315-073-005519 | BK BHAM LLC
31763 | Permanently Closed | 2009-06-10 | 1989-01-01 | 2009-06-10 | Petroleum | Premium gasoline | Premium gasoline | Retail | Fiberglass reinforced plastic | Fiberglass reinforced plastic |  |  | Fiberglass reinforced plastic |  | 1901-01-01 |  | Catchment Basin, Single walled catchment basin | Flow Rest 90% Full | Flow Rest 90% Full |  |  | Continuous Automatic Tank Gauge |  | Automatic shutoff device (AELLD) | Automatic shutoff device (AELLD) | [5 empty] | UST Currently In Use: 0; UST Temp Close: 0; AST Currently In Use: 0; AST Temp Closed: 0 | 0 | 0 | 5 | 23315-073-005519 | BK BHAM LLC
31764 | Permanently Closed | 2009-06-10 | 1989-01-01 | 2009-06-10 | Petroleum | Unleaded gasoline | Unleaded gasoline | Retail | Fiberglass reinforced plastic | Fiberglass reinforced plastic |  |  | Fiberglass reinforced plastic |  | 1901-01-01 |  | Catchment Basin, Single walled catchment basin | Flow Rest 90% Full | Flow Rest 90% Full |  |  | Continuous Automatic Tank Gauge |  | Automatic shutoff device (AELLD) | Automatic shutoff device (AELLD) | [5 empty] | UST Currently In Use: 0; UST Temp Close: 0; AST Currently In Use: 0; AST Temp Closed: 0 | 0 | 0 | 5 | 23315-073-005519 | BK BHAM LLC
31766 | Permanently Closed | 2009-06-10 | 1989-01-01 | 2009-06-10 | Petroleum | Used oil | Used oil | Retail | Fiberglass reinforced plastic | Fiberglass reinforced plastic |  |  | Fiberglass reinforced plastic |  | 1901-01-01 |  | Other, EXEMPT | Other, EXEMPT | Other |  |  | Manual Tank Gauging (only tanks 1000 gal. or less and 48” or 64” in diameter) |  | Automatic shutoff device (AELLD) | Automatic shutoff device (AELLD) | [5 empty] | UST Currently In Use: 0; UST Temp Close: 0; AST Currently In Use: 0; AST Temp Closed: 0 | 0 | 0 | 5 | 23315-073-005519 | BK BHAM LLC
31767 | Currently in Use |  | 1980-01-01 |  | Petroleum | Unleaded gasoline | Unleaded gasoline | Retail | Fiberglass reinforced plastic, Single Wall | Single Wall |  |  | Double Wall, Flexible, FLEXWORKS | OPW | 2015-07-29 |  | Catchment Basin, Single walled catchment basin | Audible high level alarm At 90% full | Audible high level alarm At 90% full |  |  | Automatic Tank Gauge |  | Automatic flow restrictor (MLLD), Containment Sump | Containment Sump | Interstitial Monitoring within Secondary Containment | SENSOR TO ATG | Continuous alarm system | Continuous alarm system |  | UST Currently In Use: 4; UST Temp Close: 0; AST Currently In Use: 0; AST Temp Closed: 0 | 4 | 0 | 0 | 23553-073-005520 | GREENSPRINGS SUPERMARKET LLC
31768 | Currently in Use |  | 1980-01-01 |  | Petroleum | Mid-grade gasoline | Mid-grade gasoline | Retail | Fiberglass reinforced plastic, Single Wall | Single Wall |  |  | Double Wall, Flexible, FLEXWORKS | OPW | 2015-07-29 |  | Catchment Basin, Single walled catchment basin | Audible high level alarm At 90% full | Audible high level alarm At 90% full |  |  | Automatic Tank Gauge |  | Automatic flow restrictor (MLLD), Containment Sump | Containment Sump | Interstitial Monitoring within Secondary Containment | SENSOR TO ATG | Continuous alarm system | Continuous alarm system |  | UST Currently In Use: 4; UST Temp Close: 0; AST Currently In Use: 0; AST Temp Closed: 0 | 4 | 0 | 0 | 23553-073-005520 | GREENSPRINGS SUPERMARKET LLC
31769 | Currently in Use |  | 1980-01-01 |  | Petroleum | Premium gasoline | Premium gasoline | Retail | Fiberglass reinforced plastic, Single Wall | Single Wall |  |  | Double Wall, Flexible, FLEXWORKS | OPW | 2015-07-29 |  | Catchment Basin, Single walled catchment basin | Audible high level alarm At 90% full | Audible high level alarm At 90% full |  |  | Automatic Tank Gauge |  | Automatic flow restrictor (MLLD), Containment Sump | Containment Sump | Interstitial Monitoring within Secondary Containment | SENSOR TO ATG | Continuous alarm system | Continuous alarm system |  | UST Currently In Use: 4; UST Temp Close: 0; AST Currently In Use: 0; AST Temp Closed: 0 | 4 | 0 | 0 | 23553-073-005520 | GREENSPRINGS SUPERMARKET LLC
31770 | Currently in Use |  | 1981-01-01 |  | Petroleum | On road diesel | On road diesel | Retail | Fiberglass reinforced plastic, Single Wall | Single Wall |  |  | Double Wall, Flexible, FLEXWORKS | OPW | 2015-07-29 |  | Catchment Basin, Single walled catchment basin | Audible high level alarm At 90% full | Audible high level alarm At 90% full |  |  | Automatic Tank Gauge |  | Automatic flow restrictor (MLLD), Containment Sump | Containment Sump | Interstitial Monitoring within Secondary Containment | SENSOR TO ATG | Continuous alarm system | Continuous alarm system |  | UST Currently In Use: 4; UST Temp Close: 0; AST Currently In Use: 0; AST Temp Closed: 0 | 4 | 0 | 0 | 23553-073-005520 | GREENSPRINGS SUPERMARKET LLC
31771 | Permanently Closed | 2000-01-01 | 1983-01-01 | 2014-09-10 | Petroleum | Used oil | Used oil | Bulk facility | Fiberglass reinforced plastic | Fiberglass reinforced plastic |  |  | Fiberglass reinforced plastic |  | 1901-01-01 |  | Catchment Basin, EXEMPT | Audible high level alarm At 90% full, Automatic shutoff device At 95% full, EXEMPT | Automatic shutoff device At 95% full |  |  | Manual Tank Gauging (only tanks 1000 gal. or less and 48” or 64” in diameter) | [5 empty] | Annual line testing | Annual line testing |  | UST Currently In Use: 4; UST Temp Close: 0; AST Currently In Use: 0; AST Temp Closed: 0 | 4 | 0 | 1 | 13526-073-005533 | MOORE OIL COMPANY, INC.
31773 | Currently in Use |  | 1983-01-01 |  | Petroleum | Unleaded gasoline | Unleaded gasoline | Retail | Fiberglass reinforced plastic, Single Wall | Single Wall |  |  | Fiberglass reinforced plastic, Single Wall |  | 1901-01-01 |  | Catchment Basin, Single walled catchment basin | Audible high level alarm At 90% full, Flow Rest 90% Full | Flow Rest 90% Full |  |  | Continuous Automatic Tank Gauge |  | Automatic shutoff device (AELLD) | Automatic shutoff device (AELLD) |  |  | Automatic electronic line leak detector (AELLD) | Automatic electronic line leak detector (AELLD) |  | UST Currently In Use: 4; UST Temp Close: 0; AST Currently In Use: 0; AST Temp Closed: 0 | 4 | 0 | 1 | 13526-073-005533 | MOORE OIL COMPANY, INC.
31774 | Currently in Use |  | 1983-01-01 |  | Petroleum | Unleaded gasoline | Unleaded gasoline | Retail | Fiberglass reinforced plastic, Single Wall | Single Wall |  |  | Fiberglass reinforced plastic, Single Wall |  | 1901-01-01 |  | Catchment Basin, Single walled catchment basin | Audible high level alarm At 90% full, Flow Rest 90% Full | Flow Rest 90% Full |  |  | Continuous Automatic Tank Gauge |  | Automatic shutoff device (AELLD) | Automatic shutoff device (AELLD) |  |  | Automatic electronic line leak detector (AELLD) | Automatic electronic line leak detector (AELLD) |  | UST Currently In Use: 4; UST Temp Close: 0; AST Currently In Use: 0; AST Temp Closed: 0 | 4 | 0 | 1 | 13526-073-005533 | MOORE OIL COMPANY, INC.
31775 | Currently in Use |  | 1983-01-01 |  | Petroleum | Premium gasoline | Premium gasoline | Retail | Fiberglass reinforced plastic, Single Wall | Single Wall |  |  | Fiberglass reinforced plastic, Single Wall |  | 1901-01-01 |  | Catchment Basin, Single walled catchment basin | Audible high level alarm At 90% full, Flow Rest 90% Full | Flow Rest 90% Full |  |  | Continuous Automatic Tank Gauge |  | Automatic shutoff device (AELLD) | Automatic shutoff device (AELLD) |  |  | Automatic electronic line leak detector (AELLD) | Automatic electronic line leak detector (AELLD) |  | UST Currently In Use: 4; UST Temp Close: 0; AST Currently In Use: 0; AST Temp Closed: 0 | 4 | 0 | 1 | 13526-073-005533 | MOORE OIL COMPANY, INC.
31776 | Currently in Use |  | 1983-01-01 |  | Petroleum | On road diesel | On road diesel | Retail | Fiberglass reinforced plastic, Single Wall | Single Wall |  |  | Fiberglass reinforced plastic, Single Wall |  | 1901-01-01 |  | Catchment Basin, Single walled catchment basin | Audible high level alarm At 90% full, Flow Rest 90% Full | Flow Rest 90% Full |  |  | Continuous Automatic Tank Gauge |  | Automatic shutoff device (AELLD) | Automatic shutoff device (AELLD) |  |  | Automatic electronic line leak detector (AELLD) | Automatic electronic line leak detector (AELLD) |  | UST Currently In Use: 4; UST Temp Close: 0; AST Currently In Use: 0; AST Temp Closed: 0 | 4 | 0 | 1 | 13526-073-005533 | MOORE OIL COMPANY, INC.
31777 | Permanently Closed | 1991-03-15 | 1982-01-01 | 1991-03-15 | Petroleum | Unleaded gasoline | Unleaded gasoline |  | Fiberglass reinforced plastic | Fiberglass reinforced plastic |  |  | Fiberglass reinforced plastic |  | 1901-01-01 | [15 empty] | UST Currently In Use: 0; UST Temp Close: 0; AST Currently In Use: 0; AST Temp Closed: 0 | 0 | 0 | 6 | 14861-073-005534 | STAR ENTERPRISES
31778 | Permanently Closed | 1991-03-15 | 1982-01-01 | 1991-03-15 | Petroleum | Unleaded gasoline | Unleaded gasoline |  | Fiberglass reinforced plastic | Fiberglass reinforced plastic |  |  | Fiberglass reinforced plastic |  | 1901-01-01 | [15 empty] | UST Currently In Use: 0; UST Temp Close: 0; AST Currently In Use: 0; AST Temp Closed: 0 | 0 | 0 | 6 | 14861-073-005534 | STAR ENTERPRISES
31779 | Permanently Closed | 1991-03-15 | 1982-01-01 | 1991-03-15 | Petroleum | Unleaded gasoline | Unleaded gasoline |  | Fiberglass reinforced plastic | Fiberglass reinforced plastic |  |  | Fiberglass reinforced plastic |  | 1901-01-01 | [15 empty] | UST Currently In Use: 0; UST Temp Close: 0; AST Currently In Use: 0; AST Temp Closed: 0 | 0 | 0 | 6 | 14861-073-005534 | STAR ENTERPRISES
31780 | Permanently Closed | 1991-03-15 | 1982-01-01 | 1991-03-15 | Petroleum | Kerosene | Kerosene |  | Fiberglass reinforced plastic | Fiberglass reinforced plastic |  |  | Fiberglass reinforced plastic |  | 1901-01-01 | [15 empty] | UST Currently In Use: 0; UST Temp Close: 0; AST Currently In Use: 0; AST Temp Closed: 0 | 0 | 0 | 6 | 14861-073-005534 | STAR ENTERPRISES
31781 | Permanently Closed | 1991-03-15 | 1982-01-01 | 1991-03-15 | Petroleum | Kerosene | Kerosene |  | Fiberglass reinforced plastic | Fiberglass reinforced plastic |  |  | Fiberglass reinforced plastic |  | 1901-01-01 | [15 empty] | UST Currently In Use: 0; UST Temp Close: 0; AST Currently In Use: 0; AST Temp Closed: 0 | 0 | 0 | 6 | 14861-073-005534 | STAR ENTERPRISES
31782 | Permanently Closed | 1991-03-15 | 1982-01-01 | 1991-03-15 | Petroleum | Used oil | Used oil |  | Fiberglass reinforced plastic | Fiberglass reinforced plastic |  |  | Fiberglass reinforced plastic |  | 1901-01-01 | [15 empty] | UST Currently In Use: 0; UST Temp Close: 0; AST Currently In Use: 0; AST Temp Closed: 0 | 0 | 0 | 6 | 14861-073-005534 | STAR ENTERPRISES
31783 | Permanently Closed | 1998-08-01 | 1977-01-01 | 1998-08-19 | Petroleum | Unleaded gasoline | Unleaded gasoline | Retail | Fiberglass reinforced plastic | Fiberglass reinforced plastic |  |  | Fiberglass reinforced plastic |  | 1901-01-01 |  | Catchment Basin, Single walled catchment basin | Audible high level alarm At 90% full, Flow Rest 90% Full | Flow Rest 90% Full |  |  | Automatic Tank Gauge | [8 empty] | UST Currently In Use: 0; UST Temp Close: 0; AST Currently In Use: 0; AST Temp Closed: 0 | 0 | 0 | 4 | 14861-073-005535 | STAR ENTERPRISES
31784 | Permanently Closed | 1998-08-01 | 1977-01-01 | 1998-08-19 | Petroleum | Unleaded gasoline | Unleaded gasoline | Retail | Fiberglass reinforced plastic | Fiberglass reinforced plastic |  |  | Fiberglass reinforced plastic |  | 1901-01-01 |  | Catchment Basin, Single walled catchment basin | Audible high level alarm At 90% full, Flow Rest 90% Full | Flow Rest 90% Full |  |  | Automatic Tank Gauge | [5 empty] | Annual line testing | Annual line testing |  | UST Currently In Use: 0; UST Temp Close: 0; AST Currently In Use: 0; AST Temp Closed: 0 | 0 | 0 | 4 | 14861-073-005535 | STAR ENTERPRISES
31785 | Permanently Closed | 1998-08-01 | 1977-01-01 | 1998-08-19 | Petroleum | Unleaded gasoline | Unleaded gasoline | Retail | Fiberglass reinforced plastic | Fiberglass reinforced plastic |  |  | Fiberglass reinforced plastic |  | 1901-01-01 |  | Catchment Basin, Single walled catchment basin | Audible high level alarm At 90% full, Flow Rest 90% Full | Flow Rest 90% Full |  |  | Automatic Tank Gauge | [8 empty] | UST Currently In Use: 0; UST Temp Close: 0; AST Currently In Use: 0; AST Temp Closed: 0 | 0 | 0 | 4 | 14861-073-005535 | STAR ENTERPRISES
31786 | Permanently Closed | 1998-08-01 | 1977-01-01 | 1998-08-19 | Petroleum | On road diesel | On road diesel | Retail | Fiberglass reinforced plastic | Fiberglass reinforced plastic |  |  | Fiberglass reinforced plastic |  | 1901-01-01 |  | Catchment Basin, Single walled catchment basin | Audible high level alarm At 90% full, Flow Rest 90% Full | Flow Rest 90% Full |  |  | Automatic Tank Gauge | [8 empty] | UST Currently In Use: 0; UST Temp Close: 0; AST Currently In Use: 0; AST Temp Closed: 0 | 0 | 0 | 4 | 14861-073-005535 | STAR ENTERPRISES
31787 | Permanently Closed | 1991-01-01 | 1970-01-01 | 1991-01-01 | Petroleum | Used oil | Used oil |  | Steel | Steel |  | Painted or None | Steel |  | 1901-01-01 | [15 empty] | UST Currently In Use: 0; UST Temp Close: 0; AST Currently In Use: 0; AST Temp Closed: 0 | 0 | 0 | 6 | 14861-073-005536 | STAR ENTERPRISES
31788 | Permanently Closed | 1991-01-01 | 1970-01-01 | 1991-01-01 | Petroleum | On road diesel | On road diesel |  | Steel | Steel |  | Painted or None | Steel |  | 1901-01-01 | [15 empty] | UST Currently In Use: 0; UST Temp Close: 0; AST Currently In Use: 0; AST Temp Closed: 0 | 0 | 0 | 6 | 14861-073-005536 | STAR ENTERPRISES
31789 | Permanently Closed | 1991-01-01 | 1970-01-01 | 1991-01-01 | Petroleum | Unleaded gasoline | Unleaded gasoline |  | Steel | Steel |  | Painted or None | Steel |  | 1901-01-01 | [15 empty] | UST Currently In Use: 0; UST Temp Close: 0; AST Currently In Use: 0; AST Temp Closed: 0 | 0 | 0 | 6 | 14861-073-005536 | STAR ENTERPRISES
31790 | Permanently Closed | 1991-01-01 | 1970-01-01 | 1991-01-01 | Petroleum | Unleaded gasoline | Unleaded gasoline |  | Steel | Steel |  | Painted or None | Steel |  | 1901-01-01 | [15 empty] | UST Currently In Use: 0; UST Temp Close: 0; AST Currently In Use: 0; AST Temp Closed: 0 | 0 | 0 | 6 | 14861-073-005536 | STAR ENTERPRISES
31791 | Permanently Closed | 1991-01-01 | 1970-01-01 | 1991-01-01 | Petroleum | Unleaded gasoline | Unleaded gasoline |  | Steel | Steel |  | Painted or None | Steel |  | 1901-01-01 | [15 empty] | UST Currently In Use: 0; UST Temp Close: 0; AST Currently In Use: 0; AST Temp Closed: 0 | 0 | 0 | 6 | 14861-073-005536 | STAR ENTERPRISES
31792 | Permanently Closed | 1991-01-01 | 1980-01-01 | 1991-01-01 | Petroleum | On road diesel | On road diesel |  | Fiberglass reinforced plastic | Fiberglass reinforced plastic |  |  | Fiberglass reinforced plastic |  | 1901-01-01 | [15 empty] | UST Currently In Use: 0; UST Temp Close: 0; AST Currently In Use: 0; AST Temp Closed: 0 | 0 | 0 | 6 | 14861-073-005536 | STAR ENTERPRISES
31793 | Permanently Closed | 1990-06-29 | 1982-01-01 | 1990-06-29 | Petroleum | Unleaded gasoline | Unleaded gasoline |  | Steel | Steel | Coated & cathodic protection (sti-P3) |  | Steel |  | 1901-01-01 | [15 empty] | UST Currently In Use: 4; UST Temp Close: 0; AST Currently In Use: 0; AST Temp Closed: 0 | 4 | 0 | 4 | 22176-073-005537 | Circle K Stores, Inc.
31794 | Permanently Closed | 1990-06-29 | 1982-01-01 | 1990-06-29 | Petroleum | Unleaded gasoline | Unleaded gasoline |  | Steel | Steel | Coated & cathodic protection (sti-P3) |  | Steel |  | 1901-01-01 | [15 empty] | UST Currently In Use: 4; UST Temp Close: 0; AST Currently In Use: 0; AST Temp Closed: 0 | 4 | 0 | 4 | 22176-073-005537 | Circle K Stores, Inc.
31795 | Permanently Closed | 1990-06-29 | 1982-01-01 | 1990-06-29 | Petroleum | Unleaded gasoline | Unleaded gasoline |  | Steel | Steel | Coated & cathodic protection (sti-P3) |  | Steel |  | 1901-01-01 | [15 empty] | UST Currently In Use: 4; UST Temp Close: 0; AST Currently In Use: 0; AST Temp Closed: 0 | 4 | 0 | 4 | 22176-073-005537 | Circle K Stores, Inc.
31796 | Permanently Closed | 1990-06-29 | 1982-01-01 | 1990-06-29 | Petroleum | On road diesel | On road diesel |  | Steel | Steel | Coated & cathodic protection (sti-P3) |  | Steel |  | 1901-01-01 | [15 empty] | UST Currently In Use: 4; UST Temp Close: 0; AST Currently In Use: 0; AST Temp Closed: 0 | 4 | 0 | 4 | 22176-073-005537 | Circle K Stores, Inc.
31797 | Currently in Use |  | 1990-06-12 |  | Petroleum | Unleaded gasoline | Unleaded gasoline | Retail | Double Wall, Fiberglass reinforced plastic | Fiberglass reinforced plastic |  |  | Double Wall, Fiberglass reinforced plastic |  | 1901-01-01 |  | Catchment Basin, Single walled catchment basin | Flow Rest 90% Full | Flow Rest 90% Full |  |  | Automatic Tank Gauge, Statistical Inventory Reconciliation (SIR) |  | Automatic shutoff device (AELLD) | Automatic shutoff device (AELLD) |  |  | Annual line testing, Statistical inventory reconciliation (SIR) | Statistical inventory reconciliation (SIR) |  | UST Currently In Use: 4; UST Temp Close: 0; AST Currently In Use: 0; AST Temp Closed: 0 | 4 | 0 | 4 | 22176-073-005537 | Circle K Stores, Inc.
31798 | Currently in Use |  | 1990-06-12 |  | Petroleum | Unleaded gasoline | Unleaded gasoline |  | Double Wall, Fiberglass reinforced plastic | Fiberglass reinforced plastic |  |  | Double Wall, Fiberglass reinforced plastic |  |  |  | Catchment Basin, Single walled catchment basin | Flow Rest 90% Full | Flow Rest 90% Full |  |  | Continuous Automatic Tank Gauge |  | Automatic shutoff device (AELLD) | Automatic shutoff device (AELLD) |  |  | Annual line testing | Annual line testing |  | UST Currently In Use: 4; UST Temp Close: 0; AST Currently In Use: 0; AST Temp Closed: 0 | 4 | 0 | 4 | 22176-073-005537 | Circle K Stores, Inc.
31799 | Currently in Use |  | 1990-06-12 |  | Petroleum | Premium gasoline | Premium gasoline | Retail | Double Wall, Fiberglass reinforced plastic | Fiberglass reinforced plastic |  |  | Double Wall, Fiberglass reinforced plastic |  | 1901-01-01 |  | Catchment Basin, Single walled catchment basin | Flow Rest 90% Full | Flow Rest 90% Full |  |  | Continuous Automatic Tank Gauge |  | Automatic shutoff device (AELLD) | Automatic shutoff device (AELLD) |  |  | Annual line testing | Annual line testing |  | UST Currently In Use: 4; UST Temp Close: 0; AST Currently In Use: 0; AST Temp Closed: 0 | 4 | 0 | 4 | 22176-073-005537 | Circle K Stores, Inc.
31800 | Currently in Use |  | 1990-06-12 |  | Petroleum | On road diesel | On road diesel | Retail | Double Wall, Fiberglass reinforced plastic | Fiberglass reinforced plastic |  |  | Double Wall, Fiberglass reinforced plastic |  | 1901-01-01 |  | Catchment Basin, Single walled catchment basin | Flow Rest 90% Full | Flow Rest 90% Full |  |  | Continuous Automatic Tank Gauge |  | Automatic shutoff device (AELLD) | Automatic shutoff device (AELLD) |  |  | Annual line testing | Annual line testing |  | UST Currently In Use: 4; UST Temp Close: 0; AST Currently In Use: 0; AST Temp Closed: 0 | 4 | 0 | 4 | 22176-073-005537 | Circle K Stores, Inc.
31801 | Permanently Closed | 2002-11-12 | 1986-01-01 | 2002-11-12 | Petroleum | Unleaded gasoline | Unleaded gasoline | Retail | Fiberglass reinforced plastic | Fiberglass reinforced plastic |  |  | Fiberglass reinforced plastic |  | 1901-01-01 |  | Catchment Basin, Single walled catchment basin | Audible high level alarm At 90% full, Flow Rest 90% Full | Flow Rest 90% Full |  |  | Automatic Tank Gauge | [8 empty] | UST Currently In Use: 0; UST Temp Close: 0; AST Currently In Use: 0; AST Temp Closed: 0 | 0 | 0 | 4 | 20547-073-005538 | MOTIVA ENTERPRISES LLC
31802 | Permanently Closed | 2002-11-12 | 1986-01-01 | 2002-11-12 | Petroleum | Mid-grade gasoline | Mid-grade gasoline | Retail | Fiberglass reinforced plastic | Fiberglass reinforced plastic |  |  | Fiberglass reinforced plastic |  | 1901-01-01 |  | Catchment Basin, Single walled catchment basin | Audible high level alarm At 90% full, Flow Rest 90% Full | Flow Rest 90% Full |  |  | Automatic Tank Gauge | [8 empty] | UST Currently In Use: 0; UST Temp Close: 0; AST Currently In Use: 0; AST Temp Closed: 0 | 0 | 0 | 4 | 20547-073-005538 | MOTIVA ENTERPRISES LLC
31803 | Permanently Closed | 2002-11-12 | 1986-01-01 | 2002-11-12 | Petroleum | Premium gasoline | Premium gasoline | Retail | Fiberglass reinforced plastic | Fiberglass reinforced plastic |  |  | Fiberglass reinforced plastic |  | 1901-01-01 |  | Catchment Basin, Single walled catchment basin | Audible high level alarm At 90% full, Flow Rest 90% Full | Flow Rest 90% Full |  |  | Automatic Tank Gauge | [8 empty] | UST Currently In Use: 0; UST Temp Close: 0; AST Currently In Use: 0; AST Temp Closed: 0 | 0 | 0 | 4 | 20547-073-005538 | MOTIVA ENTERPRISES LLC
31804 | Permanently Closed | 2002-11-12 | 1986-01-01 | 2002-11-12 | Petroleum | On road diesel | On road diesel | Retail | Fiberglass reinforced plastic | Fiberglass reinforced plastic |  |  | Fiberglass reinforced plastic |  | 1901-01-01 |  | Catchment Basin, Single walled catchment basin | Audible high level alarm At 90% full, Flow Rest 90% Full | Flow Rest 90% Full |  |  | Automatic Tank Gauge | [8 empty] | UST Currently In Use: 0; UST Temp Close: 0; AST Currently In Use: 0; AST Temp Closed: 0 | 0 | 0 | 4 | 20547-073-005538 | MOTIVA ENTERPRISES LLC
31805 | Permanently Closed | 1987-04-01 | 1971-01-01 | 1987-04-01 | Petroleum | Unleaded gasoline | Unleaded gasoline |  | Steel | Steel |  | Painted or None | Steel |  | 1901-01-01 | [15 empty] | UST Currently In Use: 0; UST Temp Close: 0; AST Currently In Use: 0; AST Temp Closed: 0 | 0 | 0 | 5 | 14861-073-005539 | STAR ENTERPRISES
31806 | Permanently Closed | 1987-04-01 | 1971-01-01 | 1987-04-01 | Petroleum | Unleaded gasoline | Unleaded gasoline |  | Steel | Steel |  | Painted or None | Steel |  | 1901-01-01 | [15 empty] | UST Currently In Use: 0; UST Temp Close: 0; AST Currently In Use: 0; AST Temp Closed: 0 | 0 | 0 | 5 | 14861-073-005539 | STAR ENTERPRISES
31807 | Permanently Closed | 1987-04-01 | 1971-01-01 | 1987-04-01 | Petroleum | Unleaded gasoline | Unleaded gasoline |  | Steel | Steel |  | Painted or None | Steel |  | 1901-01-01 | [15 empty] | UST Currently In Use: 0; UST Temp Close: 0; AST Currently In Use: 0; AST Temp Closed: 0 | 0 | 0 | 5 | 14861-073-005539 | STAR ENTERPRISES
31808 | Permanently Closed | 1987-04-01 | 1971-01-01 | 1987-04-01 | Petroleum | On road diesel | On road diesel |  | Steel | Steel |  | Painted or None | Steel |  | 1901-01-01 | [15 empty] | UST Currently In Use: 0; UST Temp Close: 0; AST Currently In Use: 0; AST Temp Closed: 0 | 0 | 0 | 5 | 14861-073-005539 | STAR ENTERPRISES
31809 | Permanently Closed | 1987-04-01 | 1971-01-01 | 1987-04-01 | Petroleum | Used oil | Used oil |  | Steel | Steel |  | Painted or None | Steel |  | 1901-01-01 | [15 empty] | UST Currently In Use: 0; UST Temp Close: 0; AST Currently In Use: 0; AST Temp Closed: 0 | 0 | 0 | 5 | 14861-073-005539 | STAR ENTERPRISES
31810 | Currently in Use |  | 1985-01-01 |  | Petroleum | Unleaded gasoline | Unleaded gasoline | Retail | Fiberglass reinforced plastic, Single Wall, 12K/10K | Single Wall |  |  | Fiberglass reinforced plastic, Single Wall |  | 1901-01-01 |  | Catchment Basin, Single walled catchment basin | Automatic shutoff device At 95% full | Automatic shutoff device At 95% full |  |  | Continuous Automatic Tank Gauge |  | Automatic shutoff device (AELLD) | Automatic shutoff device (AELLD) |  |  | Automatic electronic line leak detector (AELLD) | Automatic electronic line leak detector (AELLD) |  | UST Currently In Use: 2; UST Temp Close: 1; AST Currently In Use: 0; AST Temp Closed: 0 | 2 | 1 | 0 | 25411-073-005541 | ADEN EXPRESS LLC
31812 | Temporary Closed | 2023-12-01 | 1985-01-01 |  | Petroleum | Premium gasoline | Premium gasoline | Retail | Fiberglass reinforced plastic, Single Wall | Single Wall |  |  | Fiberglass reinforced plastic, Single Wall |  | 1901-01-01 |  | Catchment Basin, Single walled catchment basin | Automatic shutoff device At 95% full | Automatic shutoff device At 95% full |  |  | Continuous Automatic Tank Gauge |  | Automatic shutoff device (AELLD) | Automatic shutoff device (AELLD) |  |  | Automatic electronic line leak detector (AELLD) | Automatic electronic line leak detector (AELLD) |  | UST Currently In Use: 2; UST Temp Close: 1; AST Currently In Use: 0; AST Temp Closed: 0 | 2 | 1 | 0 | 25411-073-005541 | ADEN EXPRESS LLC
31813 | Currently in Use |  | 1985-01-01 |  | Petroleum | Premium gasoline | Premium gasoline | Retail | Fiberglass reinforced plastic, Single Wall | Single Wall |  |  | Fiberglass reinforced plastic, Single Wall |  | 1901-01-01 |  | Catchment Basin, Single walled catchment basin | Automatic shutoff device At 95% full | Automatic shutoff device At 95% full |  |  | Continuous Automatic Tank Gauge |  | Automatic shutoff device (AELLD) | Automatic shutoff device (AELLD) |  |  | Automatic electronic line leak detector (AELLD) | Automatic electronic line leak detector (AELLD) |  | UST Currently In Use: 2; UST Temp Close: 1; AST Currently In Use: 0; AST Temp Closed: 0 | 2 | 1 | 0 | 25411-073-005541 | ADEN EXPRESS LLC
31814 | Retired | 1979-02-01 | 1965-01-01 |  | Petroleum | Unleaded gasoline | Unleaded gasoline |  | Steel | Steel |  |  | Steel |  | 1901-01-01 | [15 empty] | UST Currently In Use: 0; UST Temp Close: 0; AST Currently In Use: 0; AST Temp Closed: 0 | 0 | 0 | 0 | 14861-073-005544 | STAR ENTERPRISES
31815 | Retired | 1979-02-01 | 1965-01-01 |  | Petroleum | Unleaded gasoline | Unleaded gasoline |  | Steel | Steel |  |  | Steel |  | 1901-01-01 | [15 empty] | UST Currently In Use: 0; UST Temp Close: 0; AST Currently In Use: 0; AST Temp Closed: 0 | 0 | 0 | 0 | 14861-073-005544 | STAR ENTERPRISES
31816 | Retired | 1979-02-01 | 1965-01-01 |  | Petroleum | Used oil | Used oil |  | Steel | Steel |  |  | Steel |  | 1901-01-01 | [15 empty] | UST Currently In Use: 0; UST Temp Close: 0; AST Currently In Use: 0; AST Temp Closed: 0 | 0 | 0 | 0 | 14861-073-005544 | STAR ENTERPRISES
31818 | Permanently Closed | 1901-01-01 | 1972-01-01 | 1988-09-01 | Petroleum | On road diesel | On road diesel |  | Steel | Steel | Coated & cathodic protection (sti-P3) |  | Steel |  | 1901-01-01 | Field installed cathodic protection | Catchment Basin, Single walled catchment basin | Flow Rest 90% Full | Flow Rest 90% Full | [11 empty] | UST Currently In Use: 0; UST Temp Close: 0; AST Currently In Use: 0; AST Temp Closed: 0 | 0 | 0 | 4 | 23893-073-007303 | BAMA TERMINALING AND TRADING LLC
31819 | Permanently Closed | 1901-01-01 | 1952-01-01 | 1988-09-01 | Petroleum | On road diesel | On road diesel |  | Steel | Steel | Coated & cathodic protection (sti-P3) |  | Steel |  | 1901-01-01 | Field installed cathodic protection | [14 empty] | UST Currently In Use: 0; UST Temp Close: 0; AST Currently In Use: 0; AST Temp Closed: 0 | 0 | 0 | 4 | 23893-073-007303 | BAMA TERMINALING AND TRADING LLC
31820 | Permanently Closed | 1988-09-01 | 1972-01-01 |  | Petroleum | Used oil | Used oil |  | Steel | Steel | Coated & cathodic protection (sti-P3) |  | Steel |  | 1901-01-01 | Field installed cathodic protection | [14 empty] | UST Currently In Use: 0; UST Temp Close: 0; AST Currently In Use: 0; AST Temp Closed: 0 | 0 | 0 | 4 | 23893-073-007303 | BAMA TERMINALING AND TRADING LLC
31821 | Permanently Closed | 1990-06-28 | 1978-01-01 | 1990-06-28 | Petroleum | Used oil | Used oil | Bulk facility | Steel | Steel | Coated & cathodic protection (sti-P3) |  | Steel |  | 1901-01-01 | Field installed cathodic protection | Other, EXEMPT | Other, EXEMPT | Other |  |  | Manual Tank Gauging (only tanks 1000 gal. or less and 48” or 64” in diameter) | [8 empty] | UST Currently In Use: 0; UST Temp Close: 0; AST Currently In Use: 0; AST Temp Closed: 0 | 0 | 0 | 4 | 23893-073-007303 | BAMA TERMINALING AND TRADING LLC
31823 | Permanently Closed | 2001-12-12 | 1984-01-01 | 2001-12-12 | Petroleum | Unleaded gasoline | Unleaded gasoline | Retail | Fiberglass reinforced plastic | Fiberglass reinforced plastic |  |  | Fiberglass reinforced plastic |  | 1901-01-01 |  | Catchment Basin, Single walled catchment basin | Audible high level alarm At 90% full, Flow Rest 90% Full | Flow Rest 90% Full |  |  | Continuous Automatic Tank Gauge | [8 empty] | UST Currently In Use: 0; UST Temp Close: 0; AST Currently In Use: 0; AST Temp Closed: 0 | 0 | 0 | 4 | 20547-073-010097 | MOTIVA ENTERPRISES LLC
31824 | Permanently Closed | 2001-12-12 | 1984-01-01 | 2001-12-12 | Petroleum | Mid-grade gasoline | Mid-grade gasoline | Retail | Fiberglass reinforced plastic | Fiberglass reinforced plastic |  |  | Fiberglass reinforced plastic |  | 1901-01-01 |  | Catchment Basin, Single walled catchment basin | Audible high level alarm At 90% full, Flow Rest 90% Full | Flow Rest 90% Full |  |  | Continuous Automatic Tank Gauge | [8 empty] | UST Currently In Use: 0; UST Temp Close: 0; AST Currently In Use: 0; AST Temp Closed: 0 | 0 | 0 | 4 | 20547-073-010097 | MOTIVA ENTERPRISES LLC
31825 | Permanently Closed | 2001-12-12 | 1984-01-01 | 2001-12-12 | Petroleum | Premium gasoline | Premium gasoline | Retail | Fiberglass reinforced plastic | Fiberglass reinforced plastic |  |  | Fiberglass reinforced plastic |  | 1901-01-01 |  | Catchment Basin, Single walled catchment basin | Audible high level alarm At 90% full, Flow Rest 90% Full | Flow Rest 90% Full |  |  | Continuous Automatic Tank Gauge | [8 empty] | UST Currently In Use: 0; UST Temp Close: 0; AST Currently In Use: 0; AST Temp Closed: 0 | 0 | 0 | 4 | 20547-073-010097 | MOTIVA ENTERPRISES LLC
31826 | Permanently Closed | 2001-12-12 | 1984-01-01 | 2001-12-12 | Petroleum | On road diesel | On road diesel | Retail | Fiberglass reinforced plastic | Fiberglass reinforced plastic |  |  | Fiberglass reinforced plastic |  | 1901-01-01 |  | Catchment Basin, Single walled catchment basin | Audible high level alarm At 90% full, Flow Rest 90% Full | Flow Rest 90% Full |  |  | Continuous Automatic Tank Gauge | [8 empty] | UST Currently In Use: 0; UST Temp Close: 0; AST Currently In Use: 0; AST Temp Closed: 0 | 0 | 0 | 4 | 20547-073-010097 | MOTIVA ENTERPRISES LLC
31833 | Permanently Closed | 1987-06-01 | 1982-01-01 | 2011-11-11 | Petroleum | Unleaded gasoline | Unleaded gasoline |  | Fiberglass reinforced plastic | Fiberglass reinforced plastic |  |  | Fiberglass reinforced plastic |  | 1901-01-01 | [15 empty] | UST Currently In Use: 0; UST Temp Close: 0; AST Currently In Use: 0; AST Temp Closed: 0 | 0 | 0 | 4 | 14861-097-005521 | STAR ENTERPRISES
31834 | Permanently Closed | 1987-06-01 | 1982-01-01 | 2011-11-11 | Petroleum | Unleaded gasoline | Unleaded gasoline |  | Fiberglass reinforced plastic | Fiberglass reinforced plastic |  |  | Fiberglass reinforced plastic |  | 1901-01-01 | [15 empty] | UST Currently In Use: 0; UST Temp Close: 0; AST Currently In Use: 0; AST Temp Closed: 0 | 0 | 0 | 4 | 14861-097-005521 | STAR ENTERPRISES
31835 | Permanently Closed | 1987-06-01 | 1982-01-01 | 2011-11-11 | Petroleum | Unleaded gasoline | Unleaded gasoline |  | Fiberglass reinforced plastic | Fiberglass reinforced plastic |  |  | Fiberglass reinforced plastic |  | 1901-01-01 | [15 empty] | UST Currently In Use: 0; UST Temp Close: 0; AST Currently In Use: 0; AST Temp Closed: 0 | 0 | 0 | 4 | 14861-097-005521 | STAR ENTERPRISES
31836 | Permanently Closed | 1987-06-01 | 1982-01-01 | 2011-11-11 | Petroleum | On road diesel | On road diesel |  | Fiberglass reinforced plastic | Fiberglass reinforced plastic |  |  | Fiberglass reinforced plastic |  | 1901-01-01 | [15 empty] | UST Currently In Use: 0; UST Temp Close: 0; AST Currently In Use: 0; AST Temp Closed: 0 | 0 | 0 | 4 | 14861-097-005521 | STAR ENTERPRISES
31837 | Currently in Use |  | 1983-01-01 |  | Petroleum | Unleaded gasoline | Unleaded gasoline | Retail | Fiberglass reinforced plastic | Fiberglass reinforced plastic |  |  | Fiberglass reinforced plastic |  | 1901-01-01 |  | Catchment Basin, Single walled catchment basin | Flow Rest 90% Full | Flow Rest 90% Full |  |  | Automatic Tank Gauge |  | Automatic flow restrictor (MLLD), Containment Sump | Containment Sump |  |  | Annual line testing | Annual line testing | Pressurized Piping | UST Currently In Use: 3; UST Temp Close: 1; AST Currently In Use: 0; AST Temp Closed: 0 | 3 | 1 | 0 | 23896-097-005522 | SAHORI AND WALDING LLC
31838 | Currently in Use |  | 1983-01-01 |  | Petroleum | Premium gasoline | Premium gasoline | Retail | Fiberglass reinforced plastic | Fiberglass reinforced plastic |  |  | Fiberglass reinforced plastic |  | 1901-01-01 |  | Catchment Basin, Single walled catchment basin | Flow Rest 90% Full | Flow Rest 90% Full |  |  | Automatic Tank Gauge |  | Automatic flow restrictor (MLLD), Containment Sump | Containment Sump |  |  | Annual line testing | Annual line testing | Pressurized Piping | UST Currently In Use: 3; UST Temp Close: 1; AST Currently In Use: 0; AST Temp Closed: 0 | 3 | 1 | 0 | 23896-097-005522 | SAHORI AND WALDING LLC
31839 | Temporary Closed | 2016-11-28 | 1983-01-01 |  | Petroleum | Premium gasoline | Premium gasoline | Retail | Fiberglass reinforced plastic | Fiberglass reinforced plastic |  |  | Fiberglass reinforced plastic |  | 1901-01-01 |  | Catchment Basin, Single walled catchment basin | Flow Rest 90% Full | Flow Rest 90% Full |  |  | Automatic Tank Gauge |  | Automatic flow restrictor (MLLD), Containment Sump | Containment Sump |  |  | Annual line testing | Annual line testing |  | UST Currently In Use: 3; UST Temp Close: 1; AST Currently In Use: 0; AST Temp Closed: 0 | 3 | 1 | 0 | 23896-097-005522 | SAHORI AND WALDING LLC
31840 | Currently in Use | 2020-12-31 | 1983-01-01 |  | Petroleum | On road diesel | On road diesel | Retail | Fiberglass reinforced plastic | Fiberglass reinforced plastic |  |  | Fiberglass reinforced plastic |  | 1901-01-01 |  | Catchment Basin, Single walled catchment basin | Flow Rest 90% Full | Flow Rest 90% Full |  |  | Automatic Tank Gauge |  | Automatic flow restrictor (MLLD), Containment Sump | Containment Sump |  |  | Annual line testing | Annual line testing | Pressurized Piping | UST Currently In Use: 3; UST Temp Close: 1; AST Currently In Use: 0; AST Temp Closed: 0 | 3 | 1 | 0 | 23896-097-005522 | SAHORI AND WALDING LLC
31847 | Currently in Use |  | 1982-01-01 |  | Petroleum | Unleaded gasoline | Unleaded gasoline | Retail | Fiberglass reinforced plastic | Fiberglass reinforced plastic |  |  | Fiberglass reinforced plastic |  | 1901-01-01 |  | Catchment Basin, Single walled catchment basin | Automatic shutoff device At 95% full, Flow Rest 90% Full | Flow Rest 90% Full |  |  | Automatic Tank Gauge |  | Automatic flow restrictor (MLLD), Containment Sump | Containment Sump |  |  | Annual line testing | Annual line testing |  | UST Currently In Use: 4; UST Temp Close: 0; AST Currently In Use: 0; AST Temp Closed: 0 | 4 | 0 | 0 | 24837-097-005524 | RSYA, LLC
31848 | Currently in Use |  | 1982-01-01 |  | Petroleum | Mid-grade gasoline | Mid-grade gasoline | Retail | Fiberglass reinforced plastic | Fiberglass reinforced plastic |  |  | Fiberglass reinforced plastic |  | 1901-01-01 |  | Catchment Basin, Single walled catchment basin | Automatic shutoff device At 95% full, Flow Rest 90% Full | Flow Rest 90% Full |  |  | Automatic Tank Gauge |  | Automatic flow restrictor (MLLD), Containment Sump | Containment Sump |  |  | Annual line testing | Annual line testing |  | UST Currently In Use: 4; UST Temp Close: 0; AST Currently In Use: 0; AST Temp Closed: 0 | 4 | 0 | 0 | 24837-097-005524 | RSYA, LLC
31849 | Currently in Use |  | 1982-01-01 |  | Petroleum | Premium gasoline | Premium gasoline | Retail | Fiberglass reinforced plastic | Fiberglass reinforced plastic |  |  | Fiberglass reinforced plastic |  | 1901-01-01 |  | Catchment Basin, Single walled catchment basin | Automatic shutoff device At 95% full, Flow Rest 90% Full | Flow Rest 90% Full |  |  | Automatic Tank Gauge |  | Automatic flow restrictor (MLLD), Containment Sump | Containment Sump |  |  | Annual line testing | Annual line testing |  | UST Currently In Use: 4; UST Temp Close: 0; AST Currently In Use: 0; AST Temp Closed: 0 | 4 | 0 | 0 | 24837-097-005524 | RSYA, LLC
31850 | Currently in Use |  | 1982-01-01 |  | Petroleum | On road diesel | On road diesel | Retail | Fiberglass reinforced plastic | Fiberglass reinforced plastic |  |  | Fiberglass reinforced plastic |  | 1901-01-01 |  | Catchment Basin, Single walled catchment basin | Automatic shutoff device At 95% full, Flow Rest 90% Full | Flow Rest 90% Full |  |  | Automatic Tank Gauge |  | Automatic flow restrictor (MLLD), Containment Sump | Containment Sump |  |  | Annual line testing | Annual line testing |  | UST Currently In Use: 4; UST Temp Close: 0; AST Currently In Use: 0; AST Temp Closed: 0 | 4 | 0 | 0 | 24837-097-005524 | RSYA, LLC
31851 | Permanently Closed | 1988-01-01 | 1982-01-01 | 1988-01-01 | Petroleum | Used oil | Used oil |  | Fiberglass reinforced plastic | Fiberglass reinforced plastic |  |  | Fiberglass reinforced plastic |  | 1901-01-01 | [15 empty] | UST Currently In Use: 0; UST Temp Close: 0; AST Currently In Use: 0; AST Temp Closed: 0 | 0 | 0 | 6 | 21386-097-005525 | LADAS LAND AND DEVELOPMENT, INC.
31852 | Permanently Closed | 1988-01-01 | 1982-01-01 | 1988-01-01 | Petroleum | On road diesel | On road diesel |  | Fiberglass reinforced plastic | Fiberglass reinforced plastic |  |  | Fiberglass reinforced plastic |  | 1901-01-01 | [15 empty] | UST Currently In Use: 0; UST Temp Close: 0; AST Currently In Use: 0; AST Temp Closed: 0 | 0 | 0 | 6 | 21386-097-005525 | LADAS LAND AND DEVELOPMENT, INC.
31853 | Permanently Closed | 2004-12-31 | 1982-01-01 | 2006-10-12 | Petroleum | Unleaded gasoline | Unleaded gasoline | Retail | Fiberglass reinforced plastic | Fiberglass reinforced plastic |  |  | Fiberglass reinforced plastic |  | 1901-01-01 |  | Catchment Basin, Single walled catchment basin | Flow Rest 90% Full | Flow Rest 90% Full |  |  | Statistical Inventory Reconciliation (SIR) | [5 empty] | Statistical inventory reconciliation (SIR) | Statistical inventory reconciliation (SIR) |  | UST Currently In Use: 0; UST Temp Close: 0; AST Currently In Use: 0; AST Temp Closed: 0 | 0 | 0 | 6 | 21386-097-005525 | LADAS LAND AND DEVELOPMENT, INC.
31854 | Permanently Closed | 2004-12-31 | 1982-01-01 | 2006-10-12 | Petroleum | Mid-grade gasoline | Mid-grade gasoline | Retail | Fiberglass reinforced plastic | Fiberglass reinforced plastic |  |  | Fiberglass reinforced plastic |  | 1901-01-01 |  | Catchment Basin, Single walled catchment basin | Flow Rest 90% Full | Flow Rest 90% Full |  |  | Statistical Inventory Reconciliation (SIR) | [5 empty] | Statistical inventory reconciliation (SIR) | Statistical inventory reconciliation (SIR) |  | UST Currently In Use: 0; UST Temp Close: 0; AST Currently In Use: 0; AST Temp Closed: 0 | 0 | 0 | 6 | 21386-097-005525 | LADAS LAND AND DEVELOPMENT, INC.
31855 | Permanently Closed | 2004-12-31 | 1982-01-01 | 2006-10-12 | Petroleum | Premium gasoline | Premium gasoline | Retail | Fiberglass reinforced plastic | Fiberglass reinforced plastic |  |  | Fiberglass reinforced plastic |  | 1901-01-01 |  | Catchment Basin, Single walled catchment basin | Flow Rest 90% Full | Flow Rest 90% Full |  |  | Statistical Inventory Reconciliation (SIR) | [5 empty] | Statistical inventory reconciliation (SIR) | Statistical inventory reconciliation (SIR) |  | UST Currently In Use: 0; UST Temp Close: 0; AST Currently In Use: 0; AST Temp Closed: 0 | 0 | 0 | 6 | 21386-097-005525 | LADAS LAND AND DEVELOPMENT, INC.
31856 | Permanently Closed | 2004-12-31 | 1982-01-01 | 2006-10-12 | Petroleum | On road diesel | On road diesel | Retail | Fiberglass reinforced plastic | Fiberglass reinforced plastic |  |  | Fiberglass reinforced plastic |  | 1901-01-01 |  | Catchment Basin, Single walled catchment basin | Flow Rest 90% Full | Flow Rest 90% Full |  |  | Statistical Inventory Reconciliation (SIR) | [5 empty] | Statistical inventory reconciliation (SIR) | Statistical inventory reconciliation (SIR) |  | UST Currently In Use: 0; UST Temp Close: 0; AST Currently In Use: 0; AST Temp Closed: 0 | 0 | 0 | 6 | 21386-097-005525 | LADAS LAND AND DEVELOPMENT, INC.
31857 | Permanently Closed | 2018-01-01 | 1983-01-01 | 2019-10-08 | Petroleum | Unleaded gasoline | Unleaded gasoline | Retail | Fiberglass reinforced plastic | Fiberglass reinforced plastic |  |  | Fiberglass reinforced plastic |  | 1901-01-01 |  | Catchment Basin, Single walled catchment basin | Flow Rest 90% Full | Flow Rest 90% Full |  |  | Continuous Automatic Tank Gauge |  | Automatic flow restrictor (MLLD), Containment Sump | Containment Sump |  |  | Annual line testing, Continuous alarm system | Continuous alarm system |  | UST Currently In Use: 0; UST Temp Close: 0; AST Currently In Use: 0; AST Temp Closed: 0 | 0 | 0 | 4 | 25631-097-005530 | HED PROPERTIES LLC
31858 | Permanently Closed | 2015-06-23 | 1983-01-01 | 2019-10-08 | Petroleum | Premium gasoline | Premium gasoline | Retail | Fiberglass reinforced plastic | Fiberglass reinforced plastic |  |  | Fiberglass reinforced plastic |  | 1901-01-01 |  | Catchment Basin, Single walled catchment basin | Flow Rest 90% Full | Flow Rest 90% Full |  |  | Continuous Automatic Tank Gauge |  | Automatic flow restrictor (MLLD), Containment Sump | Containment Sump |  |  | Annual line testing, Continuous alarm system | Continuous alarm system |  | UST Currently In Use: 0; UST Temp Close: 0; AST Currently In Use: 0; AST Temp Closed: 0 | 0 | 0 | 4 | 25631-097-005530 | HED PROPERTIES LLC
31859 | Permanently Closed | 2013-03-08 | 1983-01-01 | 2019-10-08 | Petroleum | On road diesel | On road diesel | Retail | Fiberglass reinforced plastic | Fiberglass reinforced plastic |  |  | Fiberglass reinforced plastic |  | 1901-01-01 |  | Catchment Basin, Single walled catchment basin | Flow Rest 90% Full | Flow Rest 90% Full |  |  | Continuous Automatic Tank Gauge |  | Automatic flow restrictor (MLLD) | Automatic flow restrictor (MLLD) |  |  | Annual line testing | Annual line testing |  | UST Currently In Use: 0; UST Temp Close: 0; AST Currently In Use: 0; AST Temp Closed: 0 | 0 | 0 | 4 | 25631-097-005530 | HED PROPERTIES LLC
31860 | Permanently Closed | 2018-01-01 | 1983-01-01 | 2019-10-08 | Petroleum | Unleaded gasoline | Unleaded gasoline | Retail | Fiberglass reinforced plastic | Fiberglass reinforced plastic |  |  | Fiberglass reinforced plastic |  | 1901-01-01 |  | Catchment Basin, Single walled catchment basin | Flow Rest 90% Full | Flow Rest 90% Full |  |  | Continuous Automatic Tank Gauge |  | Automatic flow restrictor (MLLD), Containment Sump | Containment Sump |  |  | Annual line testing | Annual line testing |  | UST Currently In Use: 0; UST Temp Close: 0; AST Currently In Use: 0; AST Temp Closed: 0 | 0 | 0 | 4 | 25631-097-005530 | HED PROPERTIES LLC
31861 | Currently in Use |  | 1981-01-01 |  | Petroleum | Unleaded gasoline | Unleaded gasoline | Retail | Fiberglass reinforced plastic, Single Wall | Single Wall |  |  | Fiberglass reinforced plastic, Single Wall |  | 1901-01-01 |  | Catchment Basin, Single walled catchment basin | Automatic shutoff device At 95% full, Flow Rest 90% Full | Flow Rest 90% Full |  |  | Continuous Automatic Tank Gauge |  | Automatic flow restrictor (MLLD) | Automatic flow restrictor (MLLD) |  |  | Annual line testing | Annual line testing |  | UST Currently In Use: 4; UST Temp Close: 0; AST Currently In Use: 0; AST Temp Closed: 0 | 4 | 0 | 0 | 21728-097-005531 | SAHORI PROPERTIES II LLC
31862 | Currently in Use |  | 1981-01-01 |  | Petroleum | Unleaded gasoline | Unleaded gasoline | Retail | Fiberglass reinforced plastic, Single Wall | Single Wall |  |  | Fiberglass reinforced plastic, Single Wall |  | 1901-01-01 |  | Catchment Basin, Single walled catchment basin | Automatic shutoff device At 95% full, Flow Rest 90% Full | Flow Rest 90% Full |  |  | Continuous Automatic Tank Gauge |  | Automatic flow restrictor (MLLD), MANIFOLDED | Automatic flow restrictor (MLLD) |  |  | Annual line testing, Other, MANIFOLDED | Other |  | UST Currently In Use: 4; UST Temp Close: 0; AST Currently In Use: 0; AST Temp Closed: 0 | 4 | 0 | 0 | 21728-097-005531 | SAHORI PROPERTIES II LLC
31863 | Currently in Use |  | 1981-01-01 |  | Petroleum | Premium gasoline | Premium gasoline | Retail | Fiberglass reinforced plastic, Single Wall | Single Wall |  |  | Fiberglass reinforced plastic, Single Wall |  | 1901-01-01 |  | Catchment Basin, Single walled catchment basin | Automatic shutoff device At 95% full, Flow Rest 90% Full | Flow Rest 90% Full |  |  | Continuous Automatic Tank Gauge |  | Automatic flow restrictor (MLLD) | Automatic flow restrictor (MLLD) |  |  | Annual line testing | Annual line testing |  | UST Currently In Use: 4; UST Temp Close: 0; AST Currently In Use: 0; AST Temp Closed: 0 | 4 | 0 | 0 | 21728-097-005531 | SAHORI PROPERTIES II LLC
31864 | Currently in Use |  | 1981-01-01 |  | Petroleum | On road diesel | On road diesel | Retail | Fiberglass reinforced plastic, Single Wall | Single Wall |  |  | Fiberglass reinforced plastic, Single Wall |  | 1901-01-01 |  | Catchment Basin, Single walled catchment basin | Automatic shutoff device At 95% full, Flow Rest 90% Full | Flow Rest 90% Full |  |  | Continuous Automatic Tank Gauge |  | Automatic flow restrictor (MLLD) | Automatic flow restrictor (MLLD) |  |  | Annual line testing | Annual line testing |  | UST Currently In Use: 4; UST Temp Close: 0; AST Currently In Use: 0; AST Temp Closed: 0 | 4 | 0 | 0 | 21728-097-005531 | SAHORI PROPERTIES II LLC
31865 | Permanently Closed | 2003-12-22 | 1980-01-01 | 2005-03-22 | Petroleum | Unleaded gasoline | Unleaded gasoline | Retail | Fiberglass reinforced plastic | Fiberglass reinforced plastic |  |  | Fiberglass reinforced plastic |  | 1901-01-01 |  | Catchment Basin, Single walled catchment basin | Flow Rest 90% Full | Flow Rest 90% Full |  |  | Statistical Inventory Reconciliation (SIR) | [5 empty] | Statistical inventory reconciliation (SIR) | Statistical inventory reconciliation (SIR) |  | UST Currently In Use: 0; UST Temp Close: 0; AST Currently In Use: 0; AST Temp Closed: 0 | 0 | 0 | 4 | 17690-097-005532 | MERRITT AND WALDING PROPERTIES
31866 | Permanently Closed | 2003-12-22 | 1980-01-01 | 2005-03-22 | Petroleum | Mid-grade gasoline | Mid-grade gasoline | Retail | Fiberglass reinforced plastic | Fiberglass reinforced plastic |  |  | Fiberglass reinforced plastic |  | 1901-01-01 |  | Catchment Basin, Single walled catchment basin | Flow Rest 90% Full | Flow Rest 90% Full |  |  | Statistical Inventory Reconciliation (SIR) | [5 empty] | Statistical inventory reconciliation (SIR) | Statistical inventory reconciliation (SIR) |  | UST Currently In Use: 0; UST Temp Close: 0; AST Currently In Use: 0; AST Temp Closed: 0 | 0 | 0 | 4 | 17690-097-005532 | MERRITT AND WALDING PROPERTIES
31867 | Permanently Closed | 2003-12-22 | 1980-01-01 | 2005-03-22 | Petroleum | Premium gasoline | Premium gasoline | Retail | Fiberglass reinforced plastic | Fiberglass reinforced plastic |  |  | Fiberglass reinforced plastic |  | 1901-01-01 |  | Catchment Basin, Single walled catchment basin | Flow Rest 90% Full | Flow Rest 90% Full |  |  | Statistical Inventory Reconciliation (SIR) | [5 empty] | Statistical inventory reconciliation (SIR) | Statistical inventory reconciliation (SIR) |  | UST Currently In Use: 0; UST Temp Close: 0; AST Currently In Use: 0; AST Temp Closed: 0 | 0 | 0 | 4 | 17690-097-005532 | MERRITT AND WALDING PROPERTIES
31868 | Permanently Closed | 2003-12-22 | 1980-01-01 | 2005-03-22 | Petroleum | On road diesel | On road diesel | Retail | Fiberglass reinforced plastic | Fiberglass reinforced plastic |  |  | Fiberglass reinforced plastic |  | 1901-01-01 |  | Catchment Basin, Single walled catchment basin | Flow Rest 90% Full | Flow Rest 90% Full |  |  | Statistical Inventory Reconciliation (SIR) | [5 empty] | Statistical inventory reconciliation (SIR) | Statistical inventory reconciliation (SIR) |  | UST Currently In Use: 0; UST Temp Close: 0; AST Currently In Use: 0; AST Temp Closed: 0 | 0 | 0 | 4 | 17690-097-005532 | MERRITT AND WALDING PROPERTIES
31869 | Permanently Closed | 1988-09-11 | 1901-01-01 | 1988-09-01 | Petroleum | Used oil | Used oil |  | Steel | Steel |  |  | Steel |  | 1901-01-01 | [15 empty] | UST Currently In Use: 0; UST Temp Close: 0; AST Currently In Use: 0; AST Temp Closed: 0 | 0 | 0 | 5 | 14861-097-005542 | STAR ENTERPRISES
31870 | Permanently Closed | 1988-09-11 | 1901-01-01 | 1988-09-11 | Petroleum | Unleaded gasoline | Unleaded gasoline |  | Steel | Steel |  |  | Steel |  | 1901-01-01 | [15 empty] | UST Currently In Use: 0; UST Temp Close: 0; AST Currently In Use: 0; AST Temp Closed: 0 | 0 | 0 | 5 | 14861-097-005542 | STAR ENTERPRISES
31871 | Permanently Closed | 1988-09-11 | 1901-01-01 | 1988-09-11 | Petroleum | Unleaded gasoline | Unleaded gasoline |  | Steel | Steel |  |  | Steel |  | 1901-01-01 | [15 empty] | UST Currently In Use: 0; UST Temp Close: 0; AST Currently In Use: 0; AST Temp Closed: 0 | 0 | 0 | 5 | 14861-097-005542 | STAR ENTERPRISES
31872 | Permanently Closed | 1988-09-11 | 1901-01-01 | 1988-09-11 | Petroleum | Unleaded gasoline | Unleaded gasoline |  | Steel | Steel |  |  | Steel |  | 1901-01-01 | [15 empty] | UST Currently In Use: 0; UST Temp Close: 0; AST Currently In Use: 0; AST Temp Closed: 0 | 0 | 0 | 5 | 14861-097-005542 | STAR ENTERPRISES
31873 | Permanently Closed | 1988-09-11 | 1901-01-01 | 1988-09-11 | Petroleum | Unleaded gasoline | Unleaded gasoline |  | Steel | Steel |  |  | Steel |  | 1901-01-01 | [15 empty] | UST Currently In Use: 0; UST Temp Close: 0; AST Currently In Use: 0; AST Temp Closed: 0 | 0 | 0 | 5 | 14861-097-005542 | STAR ENTERPRISES
31874 | Retired | 1986-03-25 | 1901-01-01 |  | Petroleum | Unleaded gasoline | Unleaded gasoline |  | Steel | Steel |  |  | Steel |  | 1901-01-01 | [15 empty] | UST Currently In Use: 0; UST Temp Close: 0; AST Currently In Use: 0; AST Temp Closed: 0 | 0 | 0 | 0 | 14861-097-005543 | STAR ENTERPRISES
31875 | Retired | 1986-03-25 | 1901-01-01 |  | Petroleum | Unleaded gasoline | Unleaded gasoline |  | Steel | Steel |  |  | Steel |  | 1901-01-01 | [15 empty] | UST Currently In Use: 0; UST Temp Close: 0; AST Currently In Use: 0; AST Temp Closed: 0 | 0 | 0 | 0 | 14861-097-005543 | STAR ENTERPRISES
31876 | Retired | 1986-03-25 | 1901-01-01 |  | Petroleum | Unleaded gasoline | Unleaded gasoline |  | Steel | Steel |  |  | Steel |  | 1901-01-01 | [15 empty] | UST Currently In Use: 0; UST Temp Close: 0; AST Currently In Use: 0; AST Temp Closed: 0 | 0 | 0 | 0 | 14861-097-005543 | STAR ENTERPRISES
31877 | Retired | 1986-03-25 | 1901-01-01 |  | Petroleum | Unleaded gasoline | Unleaded gasoline |  | Steel | Steel |  |  | Steel |  | 1901-01-01 | [15 empty] | UST Currently In Use: 0; UST Temp Close: 0; AST Currently In Use: 0; AST Temp Closed: 0 | 0 | 0 | 0 | 14861-097-005543 | STAR ENTERPRISES
31878 | Retired | 1986-03-25 | 1901-01-01 |  | Petroleum | Unleaded gasoline | Unleaded gasoline |  | Steel | Steel |  |  | Steel |  | 1901-01-01 | [15 empty] | UST Currently In Use: 0; UST Temp Close: 0; AST Currently In Use: 0; AST Temp Closed: 0 | 0 | 0 | 0 | 14861-097-005543 | STAR ENTERPRISES
31879 | Retired | 1985-07-01 | 1978-01-01 |  | Petroleum | Other, X | Other |  | Fiberglass reinforced plastic | Fiberglass reinforced plastic |  |  | Other, WRAP STEEL |  | 1901-01-01 | Field installed cathodic protection | [14 empty] | UST Currently In Use: 0; UST Temp Close: 0; AST Currently In Use: 0; AST Temp Closed: 0 | 0 | 0 | 0 | 14861-097-007302 | STAR ENTERPRISES
31880 | Retired | 1985-07-01 | 1963-01-01 |  | Petroleum | Other, X | Other |  | Steel | Steel | Coated & cathodic protection (sti-P3) |  | Steel |  | 1901-01-01 | Field installed cathodic protection | [14 empty] | UST Currently In Use: 0; UST Temp Close: 0; AST Currently In Use: 0; AST Temp Closed: 0 | 0 | 0 | 0 | 14861-097-007302 | STAR ENTERPRISES
31881 | Permanently Closed | 1988-07-01 | 1968-01-01 | 1988-09-01 | Petroleum | On road diesel | On road diesel |  | Steel | Steel |  | Painted or None | Steel |  | 1901-01-01 | [15 empty] | UST Currently In Use: 0; UST Temp Close: 0; AST Currently In Use: 0; AST Temp Closed: 0 | 0 | 0 | 6 | 14861-101-005528 | STAR ENTERPRISES
31882 | Permanently Closed | 1988-07-01 | 1968-01-01 | 1988-09-01 | Petroleum | Unleaded gasoline | Unleaded gasoline |  | Steel | Steel |  | Painted or None | Steel |  | 1901-01-01 | [15 empty] | UST Currently In Use: 0; UST Temp Close: 0; AST Currently In Use: 0; AST Temp Closed: 0 | 0 | 0 | 6 | 14861-101-005528 | STAR ENTERPRISES
31883 | Permanently Closed | 1988-07-01 | 1971-01-01 | 1988-09-01 | Petroleum | Unleaded gasoline | Unleaded gasoline |  | Steel | Steel |  | Painted or None | Steel |  | 1901-01-01 | [15 empty] | UST Currently In Use: 0; UST Temp Close: 0; AST Currently In Use: 0; AST Temp Closed: 0 | 0 | 0 | 6 | 14861-101-005528 | STAR ENTERPRISES
31884 | Permanently Closed | 1988-07-01 | 1979-01-01 | 1988-09-01 | Petroleum | Unleaded gasoline | Unleaded gasoline |  | Fiberglass reinforced plastic | Fiberglass reinforced plastic |  |  | Fiberglass reinforced plastic |  | 1901-01-01 | [15 empty] | UST Currently In Use: 0; UST Temp Close: 0; AST Currently In Use: 0; AST Temp Closed: 0 | 0 | 0 | 6 | 14861-101-005528 | STAR ENTERPRISES
31885 | Permanently Closed | 1988-07-01 | 1968-01-01 | 1988-09-01 | Petroleum | On road diesel | On road diesel |  | Steel | Steel |  | Painted or None | Steel |  | 1901-01-01 | [15 empty] | UST Currently In Use: 0; UST Temp Close: 0; AST Currently In Use: 0; AST Temp Closed: 0 | 0 | 0 | 6 | 14861-101-005528 | STAR ENTERPRISES
31886 | Permanently Closed | 1988-07-01 | 1968-01-01 | 1988-09-01 | Petroleum | Used oil | Used oil |  | Steel | Steel |  | Painted or None | Steel |  | 1901-01-01 | [15 empty] | UST Currently In Use: 0; UST Temp Close: 0; AST Currently In Use: 0; AST Temp Closed: 0 | 0 | 0 | 6 | 14861-101-005528 | STAR ENTERPRISES
31887 | Permanently Closed | 1901-01-01 | 1901-01-01 | 1988-01-01 | Petroleum | Unleaded gasoline | Unleaded gasoline | [7 empty] | 1901-01-01 | [15 empty] | UST Currently In Use: 0; UST Temp Close: 0; AST Currently In Use: 0; AST Temp Closed: 0 | 0 | 0 | 4 | 14861-113-008480 | STAR ENTERPRISES
31888 | Permanently Closed | 1901-01-01 | 1901-01-01 | 1988-01-01 | Petroleum | Unleaded gasoline | Unleaded gasoline | [7 empty] | 1901-01-01 | [15 empty] | UST Currently In Use: 0; UST Temp Close: 0; AST Currently In Use: 0; AST Temp Closed: 0 | 0 | 0 | 4 | 14861-113-008480 | STAR ENTERPRISES
31889 | Permanently Closed | 1901-01-01 | 1901-01-01 | 1988-01-01 | Petroleum | Unleaded gasoline | Unleaded gasoline | [7 empty] | 1901-01-01 | [15 empty] | UST Currently In Use: 0; UST Temp Close: 0; AST Currently In Use: 0; AST Temp Closed: 0 | 0 | 0 | 4 | 14861-113-008480 | STAR ENTERPRISES
31890 | Permanently Closed | 1901-01-01 | 1901-01-01 | 1988-01-01 | Petroleum | Used oil | Used oil | [7 empty] | 1901-01-01 | [15 empty] | UST Currently In Use: 0; UST Temp Close: 0; AST Currently In Use: 0; AST Temp Closed: 0 | 0 | 0 | 4 | 14861-113-008480 | STAR ENTERPRISES
31891 | Permanently Closed | 1901-01-01 | 1901-01-01 | 1988-01-01 | Petroleum | Unleaded gasoline | Unleaded gasoline | [7 empty] | 1901-01-01 | [15 empty] | UST Currently In Use: 0; UST Temp Close: 0; AST Currently In Use: 0; AST Temp Closed: 0 | 0 | 0 | 5 | 14861-113-008481 | STAR ENTERPRISES
31892 | Permanently Closed | 1901-01-01 | 1901-01-01 | 1988-01-01 | Petroleum | Unleaded gasoline | Unleaded gasoline | [7 empty] | 1901-01-01 | [15 empty] | UST Currently In Use: 0; UST Temp Close: 0; AST Currently In Use: 0; AST Temp Closed: 0 | 0 | 0 | 5 | 14861-113-008481 | STAR ENTERPRISES
31893 | Permanently Closed | 1901-01-01 | 1901-01-01 | 1988-01-01 | Petroleum | Unleaded gasoline | Unleaded gasoline | [7 empty] | 1901-01-01 | [15 empty] | UST Currently In Use: 0; UST Temp Close: 0; AST Currently In Use: 0; AST Temp Closed: 0 | 0 | 0 | 5 | 14861-113-008481 | STAR ENTERPRISES
31894 | Permanently Closed | 1901-01-01 | 1901-01-01 | 1988-01-01 | Petroleum | Unleaded gasoline | Unleaded gasoline | [7 empty] | 1901-01-01 | [15 empty] | UST Currently In Use: 0; UST Temp Close: 0; AST Currently In Use: 0; AST Temp Closed: 0 | 0 | 0 | 5 | 14861-113-008481 | STAR ENTERPRISES
31895 | Permanently Closed | 1901-01-01 | 1901-01-01 | 1988-01-01 | Petroleum | Unleaded gasoline | Unleaded gasoline | [7 empty] | 1901-01-01 | [15 empty] | UST Currently In Use: 0; UST Temp Close: 0; AST Currently In Use: 0; AST Temp Closed: 0 | 0 | 0 | 5 | 14861-113-008481 | STAR ENTERPRISES
31896 | Cannot Locate or abandoned | 1994-10-01 | 1971-01-01 |  | Petroleum | Unleaded gasoline | Unleaded gasoline |  | Steel | Steel |  | Painted or None | Steel |  | 1901-01-01 | [15 empty] | UST Currently In Use: 0; UST Temp Close: 0; AST Currently In Use: 0; AST Temp Closed: 0 | 0 | 0 | 0 | 17921-117-010581 | CURT MCCARTNEY
31897 | Cannot Locate or abandoned | 1994-10-01 | 1971-01-01 |  | Petroleum | Unleaded gasoline | Unleaded gasoline |  | Steel | Steel |  | Painted or None | Steel |  | 1901-01-01 | [15 empty] | UST Currently In Use: 0; UST Temp Close: 0; AST Currently In Use: 0; AST Temp Closed: 0 | 0 | 0 | 0 | 17921-117-010581 | CURT MCCARTNEY
31898 | Cannot Locate or abandoned | 1994-10-01 | 1971-01-01 |  | Petroleum | Unleaded gasoline | Unleaded gasoline |  | Steel | Steel |  | Painted or None | Steel |  | 1901-01-01 | [15 empty] | UST Currently In Use: 0; UST Temp Close: 0; AST Currently In Use: 0; AST Temp Closed: 0 | 0 | 0 | 0 | 17921-117-010581 | CURT MCCARTNEY
31899 | Cannot Locate or abandoned | 1994-10-01 | 1971-01-01 |  | Petroleum | Unleaded gasoline | Unleaded gasoline |  | Steel | Steel |  | Painted or None | Steel |  | 1901-01-01 | [15 empty] | UST Currently In Use: 0; UST Temp Close: 0; AST Currently In Use: 0; AST Temp Closed: 0 | 0 | 0 | 0 | 17921-117-010581 | CURT MCCARTNEY
31900 | Permanently Closed | 2010-11-14 | 1989-01-01 | 2012-11-14 | Petroleum | Unleaded gasoline | Unleaded gasoline | Retail | Fiberglass reinforced plastic | Fiberglass reinforced plastic |  |  | Fiberglass reinforced plastic |  | 1901-01-01 |  | Catchment Basin, Single walled catchment basin | Audible high level alarm At 90% full, Automatic shutoff device At 95% full, Flow Rest 90% Full | Flow Rest 90% Full |  |  | Continuous Automatic Tank Gauge |  | Automatic shutoff device (AELLD) | Automatic shutoff device (AELLD) | [5 empty] | UST Currently In Use: 0; UST Temp Close: 0; AST Currently In Use: 0; AST Temp Closed: 0 | 0 | 0 | 4 | 13378-117-015189 | MCPHERSON COMPANIES, INC.
31901 | Permanently Closed | 2010-11-14 | 1989-01-01 | 2012-11-14 | Petroleum | E85 | E85 | Retail | Fiberglass reinforced plastic | Fiberglass reinforced plastic |  |  | Fiberglass reinforced plastic |  | 1901-01-01 |  | Catchment Basin, Single walled catchment basin | Audible high level alarm At 90% full, Automatic shutoff device At 95% full, Flow Rest 90% Full | Flow Rest 90% Full |  |  | Continuous Automatic Tank Gauge |  | Automatic shutoff device (AELLD) | Automatic shutoff device (AELLD) | [5 empty] | UST Currently In Use: 0; UST Temp Close: 0; AST Currently In Use: 0; AST Temp Closed: 0 | 0 | 0 | 4 | 13378-117-015189 | MCPHERSON COMPANIES, INC.
31902 | Permanently Closed | 2010-11-14 | 1989-01-01 | 2012-11-14 | Petroleum | Premium gasoline | Premium gasoline | Retail | Fiberglass reinforced plastic | Fiberglass reinforced plastic |  |  | Fiberglass reinforced plastic |  | 1901-01-01 |  | Catchment Basin, Single walled catchment basin | Audible high level alarm At 90% full, Automatic shutoff device At 95% full, Flow Rest 90% Full | Flow Rest 90% Full |  |  | Continuous Automatic Tank Gauge |  | Automatic shutoff device (AELLD) | Automatic shutoff device (AELLD) | [5 empty] | UST Currently In Use: 0; UST Temp Close: 0; AST Currently In Use: 0; AST Temp Closed: 0 | 0 | 0 | 4 | 13378-117-015189 | MCPHERSON COMPANIES, INC.
31903 | Permanently Closed | 2010-11-14 | 1989-01-01 | 2012-11-14 | Petroleum | On road diesel | On road diesel | Retail | Fiberglass reinforced plastic | Fiberglass reinforced plastic |  |  | Fiberglass reinforced plastic |  | 1901-01-01 |  | Catchment Basin, Single walled catchment basin | Audible high level alarm At 90% full, Automatic shutoff device At 95% full, Flow Rest 90% Full | Flow Rest 90% Full |  |  | Continuous Automatic Tank Gauge |  | Automatic shutoff device (AELLD) | Automatic shutoff device (AELLD) | [5 empty] | UST Currently In Use: 0; UST Temp Close: 0; AST Currently In Use: 0; AST Temp Closed: 0 | 0 | 0 | 4 | 13378-117-015189 | MCPHERSON COMPANIES, INC.
31904 | Permanently Closed | 2024-05-30 | 1985-01-01 | 2024-09-24 | Petroleum | Unleaded gasoline | Unleaded gasoline | Retail | Fiberglass coated steel | Fiberglass coated steel |  |  | Fiberglass reinforced plastic |  | 1901-01-01 |  | Catchment Basin, Single walled catchment basin | Audible high level alarm At 90% full, Flow Rest 90% Full | Flow Rest 90% Full |  |  | Continuous Automatic Tank Gauge |  | Automatic shutoff device (AELLD), Containment Sump | Containment Sump | [5 empty] | UST Currently In Use: 0; UST Temp Close: 0; AST Currently In Use: 0; AST Temp Closed: 0 | 0 | 0 | 4 | 25265-125-005518 | LGWS/CROSS AMERICA PARTNERS
31905 | Permanently Closed | 2022-09-23 | 1985-01-01 | 2024-09-24 | Petroleum | Premium gasoline | Premium gasoline | Retail | Fiberglass coated steel | Fiberglass coated steel |  |  | Fiberglass reinforced plastic |  | 1901-01-01 |  | Catchment Basin, Single walled catchment basin | Audible high level alarm At 90% full, Flow Rest 90% Full | Flow Rest 90% Full |  |  | Continuous Automatic Tank Gauge |  | Automatic shutoff device (AELLD), Containment Sump | Containment Sump | [5 empty] | UST Currently In Use: 0; UST Temp Close: 0; AST Currently In Use: 0; AST Temp Closed: 0 | 0 | 0 | 4 | 25265-125-005518 | LGWS/CROSS AMERICA PARTNERS
31906 | Permanently Closed | 2016-10-01 | 1985-01-01 | 2024-09-24 | Petroleum | Premium gasoline | Premium gasoline | Retail | Fiberglass coated steel | Fiberglass coated steel |  |  | Fiberglass reinforced plastic |  | 1901-01-01 |  | Catchment Basin, Single walled catchment basin | Audible high level alarm At 90% full, Flow Rest 90% Full | Flow Rest 90% Full |  |  | Continuous Automatic Tank Gauge |  | Automatic shutoff device (AELLD), Containment Sump | Containment Sump | [5 empty] | UST Currently In Use: 0; UST Temp Close: 0; AST Currently In Use: 0; AST Temp Closed: 0 | 0 | 0 | 4 | 25265-125-005518 | LGWS/CROSS AMERICA PARTNERS
31907 | Permanently Closed | 2024-05-30 | 1985-01-01 | 2024-09-24 | Petroleum | On road diesel | On road diesel | Retail | Fiberglass coated steel | Fiberglass coated steel |  |  | Fiberglass reinforced plastic |  | 1901-01-01 |  | Catchment Basin, Single walled catchment basin | Audible high level alarm At 90% full, Flow Rest 90% Full | Flow Rest 90% Full |  |  | Continuous Automatic Tank Gauge |  | Automatic shutoff device (AELLD), Containment Sump | Containment Sump | [5 empty] | UST Currently In Use: 0; UST Temp Close: 0; AST Currently In Use: 0; AST Temp Closed: 0 | 0 | 0 | 4 | 25265-125-005518 | LGWS/CROSS AMERICA PARTNERS
31908 | Temporary Closed | 2018-02-05 | 1982-01-01 |  | Petroleum | On road diesel | On road diesel | Retail | Fiberglass reinforced plastic | Fiberglass reinforced plastic |  |  | Fiberglass reinforced plastic |  | 1901-01-01 |  | Catchment Basin, Single walled catchment basin | Audible high level alarm At 90% full | Audible high level alarm At 90% full |  |  | Automatic Tank Gauge |  | Automatic flow restrictor (MLLD) | Automatic flow restrictor (MLLD) | Interstitial Monitoring within Secondary Containment |  | Annual line testing | Annual line testing |  | UST Currently In Use: 0; UST Temp Close: 4; AST Currently In Use: 0; AST Temp Closed: 0 | 0 | 4 | 2 | 25286-125-005529 | R & A DEVELOPMENT LLC
31909 | Temporary Closed | 2018-02-05 | 1982-01-01 |  | Petroleum | Unleaded gasoline | Unleaded gasoline | Retail | Fiberglass reinforced plastic | Fiberglass reinforced plastic |  |  | Fiberglass reinforced plastic |  | 1901-01-01 |  | Catchment Basin, Single walled catchment basin | Audible high level alarm At 90% full | Audible high level alarm At 90% full |  |  | Automatic Tank Gauge |  | Automatic flow restrictor (MLLD) | Automatic flow restrictor (MLLD) | Interstitial Monitoring within Secondary Containment |  | Annual line testing | Annual line testing |  | UST Currently In Use: 0; UST Temp Close: 4; AST Currently In Use: 0; AST Temp Closed: 0 | 0 | 4 | 2 | 25286-125-005529 | R & A DEVELOPMENT LLC
31910 | Temporary Closed | 2007-11-28 | 1982-01-01 |  | Petroleum | Mid-grade gasoline | Mid-grade gasoline | Retail | Fiberglass reinforced plastic | Fiberglass reinforced plastic |  |  | Fiberglass reinforced plastic |  | 1901-01-01 |  | Catchment Basin, Single walled catchment basin | Audible high level alarm At 90% full | Audible high level alarm At 90% full |  |  | Automatic Tank Gauge |  | Automatic flow restrictor (MLLD) | Automatic flow restrictor (MLLD) | Interstitial Monitoring within Secondary Containment |  |  |  |  | UST Currently In Use: 0; UST Temp Close: 4; AST Currently In Use: 0; AST Temp Closed: 0 | 0 | 4 | 2 | 25286-125-005529 | R & A DEVELOPMENT LLC
31911 | Temporary Closed | 2018-02-05 | 1982-01-01 |  | Petroleum | Premium gasoline | Premium gasoline | Retail | Fiberglass reinforced plastic | Fiberglass reinforced plastic |  |  | Fiberglass reinforced plastic |  | 1901-01-01 |  | Catchment Basin, Single walled catchment basin | Audible high level alarm At 90% full | Audible high level alarm At 90% full |  |  | Automatic Tank Gauge |  | Automatic flow restrictor (MLLD) | Automatic flow restrictor (MLLD) | Interstitial Monitoring within Secondary Containment |  | Annual line testing | Annual line testing |  | UST Currently In Use: 0; UST Temp Close: 4; AST Currently In Use: 0; AST Temp Closed: 0 | 0 | 4 | 2 | 25286-125-005529 | R & A DEVELOPMENT LLC
31912 | Permanently Closed | 1996-08-19 | 1982-01-01 | 1996-08-13 | Petroleum | Kerosene | Kerosene |  | Fiberglass reinforced plastic | Fiberglass reinforced plastic |  |  | Fiberglass reinforced plastic |  | 1901-01-01 | [15 empty] | UST Currently In Use: 0; UST Temp Close: 4; AST Currently In Use: 0; AST Temp Closed: 0 | 0 | 4 | 2 | 25286-125-005529 | R & A DEVELOPMENT LLC
31913 | Permanently Closed | 1996-08-19 | 1982-01-01 | 1996-08-13 | Petroleum | Used oil | Used oil |  | Fiberglass reinforced plastic | Fiberglass reinforced plastic |  |  | Fiberglass reinforced plastic |  | 1901-01-01 | [15 empty] | UST Currently In Use: 0; UST Temp Close: 4; AST Currently In Use: 0; AST Temp Closed: 0 | 0 | 4 | 2 | 25286-125-005529 | R & A DEVELOPMENT LLC
31914 | Permanently Closed | 1999-06-01 | 1981-01-01 | 2000-04-12 | Petroleum | Unleaded gasoline | Unleaded gasoline | Retail | Fiberglass reinforced plastic | Fiberglass reinforced plastic |  |  | Fiberglass reinforced plastic |  | 1901-01-01 | None | Catchment Basin, Single walled catchment basin | Audible high level alarm At 90% full, Flow Rest 90% Full | Flow Rest 90% Full |  |  | Automatic Tank Gauge | [8 empty] | UST Currently In Use: 0; UST Temp Close: 0; AST Currently In Use: 0; AST Temp Closed: 0 | 0 | 0 | 4 | 20547-125-005540 | MOTIVA ENTERPRISES LLC
31915 | Permanently Closed | 1999-06-01 | 1981-01-01 | 2000-04-12 | Petroleum | Mid-grade gasoline | Mid-grade gasoline | Retail | Fiberglass reinforced plastic | Fiberglass reinforced plastic |  |  | Fiberglass reinforced plastic |  | 1901-01-01 |  | Catchment Basin, Single walled catchment basin | Audible high level alarm At 90% full, Flow Rest 90% Full | Flow Rest 90% Full |  |  | Automatic Tank Gauge | [8 empty] | UST Currently In Use: 0; UST Temp Close: 0; AST Currently In Use: 0; AST Temp Closed: 0 | 0 | 0 | 4 | 20547-125-005540 | MOTIVA ENTERPRISES LLC
31916 | Permanently Closed | 1999-06-01 | 1981-01-01 | 2000-04-12 | Petroleum | Premium gasoline | Premium gasoline | Retail | Fiberglass reinforced plastic | Fiberglass reinforced plastic |  |  | Fiberglass reinforced plastic |  | 1901-01-01 |  | Catchment Basin, Single walled catchment basin | Audible high level alarm At 90% full, Flow Rest 90% Full | Flow Rest 90% Full |  |  | Automatic Tank Gauge | [8 empty] | UST Currently In Use: 0; UST Temp Close: 0; AST Currently In Use: 0; AST Temp Closed: 0 | 0 | 0 | 4 | 20547-125-005540 | MOTIVA ENTERPRISES LLC
31917 | Permanently Closed | 1999-06-01 | 1981-01-01 | 2000-04-12 | Petroleum | On road diesel | On road diesel | Retail | Fiberglass reinforced plastic | Fiberglass reinforced plastic |  |  | Fiberglass reinforced plastic |  | 1901-01-01 |  | Catchment Basin, Single walled catchment basin | Audible high level alarm At 90% full, Flow Rest 90% Full | Flow Rest 90% Full |  |  | Automatic Tank Gauge | [8 empty] | UST Currently In Use: 0; UST Temp Close: 0; AST Currently In Use: 0; AST Temp Closed: 0 | 0 | 0 | 4 | 20547-125-005540 | MOTIVA ENTERPRISES LLC
31918 | Temporary Closed | 2021-06-09 | 1983-01-01 |  | Petroleum | On road diesel | On road diesel | Retail | Fiberglass reinforced plastic | Fiberglass reinforced plastic |  |  | Fiberglass reinforced plastic |  | 1901-01-01 |  | Catchment Basin, Single walled catchment basin | Flow Rest 90% Full | Flow Rest 90% Full |  |  | Automatic Tank Gauge, Statistical Inventory Reconciliation (SIR) |  | Automatic flow restrictor (MLLD) | Automatic flow restrictor (MLLD) |  |  | Annual line testing | Annual line testing |  | UST Currently In Use: 0; UST Temp Close: 5; AST Currently In Use: 0; AST Temp Closed: 0 | 0 | 5 | 0 | 20990-125-010098 | SCOTT WILSON
31919 | Temporary Closed | 2021-06-09 | 1983-01-01 |  | Petroleum | Unleaded gasoline | Unleaded gasoline | Retail | Fiberglass reinforced plastic | Fiberglass reinforced plastic |  |  | Fiberglass reinforced plastic |  | 1901-01-01 |  | Catchment Basin, Single walled catchment basin | Flow Rest 90% Full | Flow Rest 90% Full |  |  | Automatic Tank Gauge, Statistical Inventory Reconciliation (SIR) |  | Automatic flow restrictor (MLLD) | Automatic flow restrictor (MLLD) |  |  | Annual line testing | Annual line testing |  | UST Currently In Use: 0; UST Temp Close: 5; AST Currently In Use: 0; AST Temp Closed: 0 | 0 | 5 | 0 | 20990-125-010098 | SCOTT WILSON
31920 | Temporary Closed | 2021-06-09 | 1983-01-01 |  | Petroleum | Unleaded gasoline | Unleaded gasoline | Retail | Fiberglass reinforced plastic | Fiberglass reinforced plastic |  |  | Fiberglass reinforced plastic |  | 1901-01-01 |  | Catchment Basin, Single walled catchment basin | Flow Rest 90% Full | Flow Rest 90% Full |  |  | Automatic Tank Gauge, Statistical Inventory Reconciliation (SIR) |  | Automatic flow restrictor (MLLD) | Automatic flow restrictor (MLLD) |  |  | Annual line testing | Annual line testing |  | UST Currently In Use: 0; UST Temp Close: 5; AST Currently In Use: 0; AST Temp Closed: 0 | 0 | 5 | 0 | 20990-125-010098 | SCOTT WILSON
31921 | Temporary Closed | 2021-06-09 | 1983-01-01 |  | Petroleum | Premium gasoline | Premium gasoline | Retail | Fiberglass reinforced plastic | Fiberglass reinforced plastic |  |  | Fiberglass reinforced plastic |  | 1901-01-01 |  | Catchment Basin, Single walled catchment basin | Flow Rest 90% Full | Flow Rest 90% Full |  |  | Automatic Tank Gauge, Statistical Inventory Reconciliation (SIR) |  | Automatic flow restrictor (MLLD) | Automatic flow restrictor (MLLD) |  |  | Annual line testing | Annual line testing |  | UST Currently In Use: 0; UST Temp Close: 5; AST Currently In Use: 0; AST Temp Closed: 0 | 0 | 5 | 0 | 20990-125-010098 | SCOTT WILSON
31923 | Temporary Closed | 2021-06-09 | 1983-01-01 |  | Petroleum | Used oil | Used oil |  | Fiberglass reinforced plastic | Fiberglass reinforced plastic |  |  | Other, NO PIPE |  | 1901-01-01 |  | Catchment Basin, EXEMPT | Other, EXEMPT | Other |  |  | Manual Tank Gauging (only tanks 1000 gal. or less and 48” or 64” in diameter) | [8 empty] | UST Currently In Use: 0; UST Temp Close: 5; AST Currently In Use: 0; AST Temp Closed: 0 | 0 | 5 | 0 | 20990-125-010098 | SCOTT WILSON
31924 | Permanently Closed | 1993-08-19 | 1978-01-01 | 1993-08-19 | Petroleum | Unleaded gasoline | Unleaded gasoline |  | Steel | Steel | Coated & cathodic protection (sti-P3) |  | Other, GREENINE |  | 1901-01-01 | [15 empty] | UST Currently In Use: 0; UST Temp Close: 0; AST Currently In Use: 0; AST Temp Closed: 0 | 0 | 0 | 2 | 14866-033-003162 | TEXAS EASTERN GAS PIPELINE CO
31925 | Permanently Closed | 1993-08-19 | 1978-01-01 | 1993-08-19 | Petroleum | On road diesel | On road diesel |  | Steel | Steel | Coated & cathodic protection (sti-P3) |  | Other, GREENINE |  | 1901-01-01 | [15 empty] | UST Currently In Use: 0; UST Temp Close: 0; AST Currently In Use: 0; AST Temp Closed: 0 | 0 | 0 | 2 | 14866-033-003162 | TEXAS EASTERN GAS PIPELINE CO
31926 | Permanently Closed | 1992-04-28 | 1973-01-01 | 1992-04-28 | Petroleum | On road diesel | On road diesel |  | Steel | Steel |  | Painted or None | Steel |  | 1901-01-01 | [15 empty] | UST Currently In Use: 0; UST Temp Close: 0; AST Currently In Use: 0; AST Temp Closed: 0 | 0 | 0 | 2 | 14867-015-011066 | TEAGUE TRACTOR CO INC
31927 | Permanently Closed | 1901-01-01 | 1973-01-01 | 1988-12-18 | Petroleum | Unleaded gasoline | Unleaded gasoline |  | Steel | Steel |  | Painted or None | Steel |  | 1901-01-01 | [15 empty] | UST Currently In Use: 0; UST Temp Close: 0; AST Currently In Use: 0; AST Temp Closed: 0 | 0 | 0 | 2 | 14867-015-011066 | TEAGUE TRACTOR CO INC
31928 | Permanently Closed | 1991-07-01 | 1974-01-01 | 1992-01-01 | Petroleum | Unleaded gasoline | Unleaded gasoline |  | Steel | Steel |  |  | Steel |  | 1901-01-01 | [15 empty] | UST Currently In Use: 0; UST Temp Close: 0; AST Currently In Use: 0; AST Temp Closed: 0 | 0 | 0 | 2 | 14868-041-013162 | THAGGARD MERCANTILE
31929 | Permanently Closed | 1991-07-01 | 1974-01-01 | 1992-01-01 | Petroleum | Unleaded gasoline | Unleaded gasoline |  | Steel | Steel |  |  | Steel |  | 1901-01-01 | [15 empty] | UST Currently In Use: 0; UST Temp Close: 0; AST Currently In Use: 0; AST Temp Closed: 0 | 0 | 0 | 2 | 14868-041-013162 | THAGGARD MERCANTILE
31930 | Cannot Locate or abandoned | 2000-07-19 | 1901-01-01 |  | Petroleum | Unleaded gasoline | Unleaded gasoline | [7 empty] | 1901-01-01 | [15 empty] | UST Currently In Use: 0; UST Temp Close: 0; AST Currently In Use: 0; AST Temp Closed: 0 | 0 | 0 | 0 | 20773-113-012926 | MICHAEL D POWELL
31931 | Cannot Locate or abandoned | 2000-07-19 | 1901-01-01 |  | Petroleum | Unleaded gasoline | Unleaded gasoline | [7 empty] | 1901-01-01 | [15 empty] | UST Currently In Use: 0; UST Temp Close: 0; AST Currently In Use: 0; AST Temp Closed: 0 | 0 | 0 | 0 | 20773-113-012926 | MICHAEL D POWELL
31932 | Permanently Closed | 1994-04-20 | 1978-01-01 | 1994-04-20 | Petroleum | Unleaded gasoline | Unleaded gasoline |  | Steel | Steel |  |  | Steel |  | 1901-01-01 | [15 empty] | UST Currently In Use: 0; UST Temp Close: 0; AST Currently In Use: 0; AST Temp Closed: 0 | 0 | 0 | 2 | 14870-039-006762 | THELMA DIXON DBA CHARLES DIXON CO
31933 | Permanently Closed | 1994-04-20 | 1978-01-01 | 1994-04-20 | Petroleum | On road diesel | On road diesel |  | Steel | Steel |  |  | Steel |  | 1901-01-01 | [15 empty] | UST Currently In Use: 0; UST Temp Close: 0; AST Currently In Use: 0; AST Temp Closed: 0 | 0 | 0 | 2 | 14870-039-006762 | THELMA DIXON DBA CHARLES DIXON CO
31934 | Permanently Closed | 1901-01-01 | 1972-01-01 | 1988-12-19 | Petroleum | Unleaded gasoline | Unleaded gasoline |  | Steel | Steel |  | Painted or None | Steel |  | 1901-01-01 | [15 empty] | UST Currently In Use: 0; UST Temp Close: 0; AST Currently In Use: 0; AST Temp Closed: 0 | 0 | 0 | 4 | 14871-111-002774 | THEO BURKE
31935 | Permanently Closed | 1901-01-01 | 1972-01-01 | 1988-12-19 | Petroleum | Unleaded gasoline | Unleaded gasoline |  | Steel | Steel |  | Painted or None | Steel |  | 1901-01-01 | [15 empty] | UST Currently In Use: 0; UST Temp Close: 0; AST Currently In Use: 0; AST Temp Closed: 0 | 0 | 0 | 4 | 14871-111-002774 | THEO BURKE
31936 | Permanently Closed | 1901-01-01 | 1972-01-01 | 1988-12-19 | Petroleum | Unleaded gasoline | Unleaded gasoline |  | Steel | Steel |  | Painted or None | Steel |  | 1901-01-01 | [15 empty] | UST Currently In Use: 0; UST Temp Close: 0; AST Currently In Use: 0; AST Temp Closed: 0 | 0 | 0 | 4 | 14871-111-002774 | THEO BURKE
31937 | Permanently Closed | 1901-01-01 | 1972-01-01 | 1988-12-19 | Petroleum | Unleaded gasoline | Unleaded gasoline |  | Steel | Steel |  | Painted or None | Steel |  | 1901-01-01 | [15 empty] | UST Currently In Use: 0; UST Temp Close: 0; AST Currently In Use: 0; AST Temp Closed: 0 | 0 | 0 | 4 | 14871-111-002774 | THEO BURKE
31938 | Permanently Closed | 1901-01-01 | 1956-01-01 |  | Petroleum | Unleaded gasoline | Unleaded gasoline |  | Steel | Steel |  | Painted or None |  |  | 1901-01-01 | [15 empty] | UST Currently In Use: 0; UST Temp Close: 0; AST Currently In Use: 0; AST Temp Closed: 0 | 0 | 0 | 5 | 14873-125-007570 | THERMAN & ZULA REED
31939 | Permanently Closed | 1901-01-01 | 1956-01-01 |  | Petroleum | Unleaded gasoline | Unleaded gasoline |  | Steel | Steel |  | Painted or None |  |  | 1901-01-01 | [15 empty] | UST Currently In Use: 0; UST Temp Close: 0; AST Currently In Use: 0; AST Temp Closed: 0 | 0 | 0 | 5 | 14873-125-007570 | THERMAN & ZULA REED
31940 | Permanently Closed | 1991-09-25 | 1967-01-01 | 1991-09-25 | Petroleum | On road diesel | On road diesel |  | Steel | Steel |  | Painted or None |  |  | 1901-01-01 | [15 empty] | UST Currently In Use: 0; UST Temp Close: 0; AST Currently In Use: 0; AST Temp Closed: 0 | 0 | 0 | 5 | 14873-125-007570 | THERMAN & ZULA REED
31941 | Permanently Closed | 1991-09-25 | 1977-01-01 | 1991-09-25 | Petroleum | Unleaded gasoline | Unleaded gasoline |  | Steel | Steel |  | Painted or None |  |  | 1901-01-01 | [15 empty] | UST Currently In Use: 0; UST Temp Close: 0; AST Currently In Use: 0; AST Temp Closed: 0 | 0 | 0 | 5 | 14873-125-007570 | THERMAN & ZULA REED
31942 | Permanently Closed | 1991-09-25 | 1974-01-01 | 1991-09-25 | Petroleum | On road diesel | On road diesel |  | Steel | Steel |  | Painted or None |  |  | 1901-01-01 | [15 empty] | UST Currently In Use: 0; UST Temp Close: 0; AST Currently In Use: 0; AST Temp Closed: 0 | 0 | 0 | 5 | 14873-125-007570 | THERMAN & ZULA REED
31943 | Permanently Closed | 1994-01-01 | 1972-01-01 | 1994-04-01 | Petroleum | On road diesel | On road diesel |  | Steel | Steel |  | Painted or None | Steel |  | 1901-01-01 | [15 empty] | UST Currently In Use: 0; UST Temp Close: 0; AST Currently In Use: 0; AST Temp Closed: 0 | 0 | 0 | 1 | 14874-127-010511 | BOREN EXPLOSIVES COMPANY
31944 | Permanently Closed | 1997-07-01 | 1979-01-01 | 1997-07-22 | Petroleum | On road diesel | On road diesel |  | Steel | Steel |  | Painted or None | Steel |  | 1901-01-01 | [6 empty] | Statistical Inventory Reconciliation (SIR) | [8 empty] | UST Currently In Use: 0; UST Temp Close: 0; AST Currently In Use: 0; AST Temp Closed: 0 | 0 | 0 | 1 | 20134-077-006044 | DAVID & JACKY WEST
31945 | Permanently Closed | 1998-08-07 | 1980-01-01 | 1998-08-07 | Petroleum | Unleaded gasoline | Unleaded gasoline |  | Steel | Steel |  | Painted or None | Steel |  | 1901-01-01 | [6 empty] | Statistical Inventory Reconciliation (SIR) | [8 empty] | UST Currently In Use: 0; UST Temp Close: 1; AST Currently In Use: 0; AST Temp Closed: 0 | 0 | 1 | 3 | 24556-049-000207 | LARRY HAYNES
31946 | Permanently Closed | 1998-08-07 | 1980-01-01 | 1998-08-07 | Petroleum | Unleaded gasoline | Unleaded gasoline |  | Steel | Steel |  | Painted or None | Steel |  | 1901-01-01 | [15 empty] | UST Currently In Use: 0; UST Temp Close: 1; AST Currently In Use: 0; AST Temp Closed: 0 | 0 | 1 | 3 | 24556-049-000207 | LARRY HAYNES
31947 | Permanently Closed | 1998-08-07 | 1980-01-01 | 1998-08-07 | Petroleum | Unleaded gasoline | Unleaded gasoline |  | Steel | Steel |  | Painted or None | Steel |  | 1901-01-01 | [15 empty] | UST Currently In Use: 0; UST Temp Close: 1; AST Currently In Use: 0; AST Temp Closed: 0 | 0 | 1 | 3 | 24556-049-000207 | LARRY HAYNES
31948 | Permanently Closed | 1997-09-18 | 1981-01-01 | 2000-05-20 | Petroleum | Unleaded gasoline | Unleaded gasoline |  | Fiberglass coated steel | Fiberglass coated steel |  |  | Steel |  | 1901-01-01 | [15 empty] | UST Currently In Use: 0; UST Temp Close: 0; AST Currently In Use: 0; AST Temp Closed: 0 | 0 | 0 | 3 | 14878-003-008330 | THOMAS D HICKS
31949 | Permanently Closed | 1997-09-18 | 1981-01-01 | 2000-05-20 | Petroleum | Unleaded gasoline | Unleaded gasoline |  | Steel | Steel |  | Painted or None | Steel |  | 1901-01-01 | [15 empty] | UST Currently In Use: 0; UST Temp Close: 0; AST Currently In Use: 0; AST Temp Closed: 0 | 0 | 0 | 3 | 14878-003-008330 | THOMAS D HICKS
31950 | Permanently Closed | 1997-09-18 | 1983-01-01 | 2000-05-20 | Petroleum | Unleaded gasoline | Unleaded gasoline |  | Fiberglass coated steel | Fiberglass coated steel |  |  | Steel |  | 1901-01-01 | [15 empty] | UST Currently In Use: 0; UST Temp Close: 0; AST Currently In Use: 0; AST Temp Closed: 0 | 0 | 0 | 3 | 14878-003-008330 | THOMAS D HICKS
31951 | Permanently Closed | 1992-04-29 | 1976-01-01 | 1992-04-29 | Petroleum | On road diesel | On road diesel |  | Steel | Steel |  | Painted or None |  |  | 1901-01-01 | [15 empty] | UST Currently In Use: 0; UST Temp Close: 0; AST Currently In Use: 0; AST Temp Closed: 0 | 0 | 0 | 5 | 14879-039-009380 | THOMAS E CARTER
31952 | Permanently Closed | 1992-04-29 | 1976-01-01 | 1992-04-29 | Petroleum | On road diesel | On road diesel |  | Steel | Steel |  | Painted or None |  |  | 1901-01-01 | [15 empty] | UST Currently In Use: 0; UST Temp Close: 0; AST Currently In Use: 0; AST Temp Closed: 0 | 0 | 0 | 5 | 14879-039-009380 | THOMAS E CARTER
31953 | Permanently Closed | 1992-04-29 | 1976-01-01 | 1992-04-29 | Petroleum | On road diesel | On road diesel |  | Steel | Steel |  | Painted or None |  |  | 1901-01-01 | [15 empty] | UST Currently In Use: 0; UST Temp Close: 0; AST Currently In Use: 0; AST Temp Closed: 0 | 0 | 0 | 5 | 14879-039-009380 | THOMAS E CARTER
31954 | Permanently Closed | 1992-04-29 | 1976-01-01 | 1992-04-29 | Petroleum | On road diesel | On road diesel |  | Steel | Steel |  | Painted or None |  |  | 1901-01-01 | [15 empty] | UST Currently In Use: 0; UST Temp Close: 0; AST Currently In Use: 0; AST Temp Closed: 0 | 0 | 0 | 5 | 14879-039-009380 | THOMAS E CARTER
31955 | Permanently Closed | 1992-04-29 | 1976-01-01 | 1992-04-29 | Petroleum | On road diesel | On road diesel |  | Steel | Steel |  | Painted or None |  |  | 1901-01-01 | [15 empty] | UST Currently In Use: 0; UST Temp Close: 0; AST Currently In Use: 0; AST Temp Closed: 0 | 0 | 0 | 5 | 14879-039-009380 | THOMAS E CARTER
31956 | Currently in Use |  | 1976-01-01 |  | Petroleum | Unleaded gasoline | Unleaded gasoline | Retail | Steel | Steel | Field installed cathodic protection |  | Fiberglass reinforced plastic |  |  |  | Catchment Basin, Single walled catchment basin | Automatic shutoff device At 95% full | Automatic shutoff device At 95% full |  |  | Continuous Automatic Tank Gauge |  | Automatic flow restrictor (MLLD) | Automatic flow restrictor (MLLD) |  |  | Annual line testing | Annual line testing |  | UST Currently In Use: 4; UST Temp Close: 0; AST Currently In Use: 0; AST Temp Closed: 0 | 4 | 0 | 2 | 12409-069-012798 | Tim Shirley
31957 | Currently in Use |  | 1976-01-01 |  | Petroleum | Premium gasoline | Premium gasoline | Retail | Steel | Steel | Field installed cathodic protection |  | Fiberglass reinforced plastic |  |  |  | Catchment Basin, Single walled catchment basin | Automatic shutoff device At 95% full | Automatic shutoff device At 95% full |  |  | Continuous Automatic Tank Gauge |  | Automatic flow restrictor (MLLD) | Automatic flow restrictor (MLLD) | Interstitial Monitoring within Secondary Containment |  | Annual line testing | Annual line testing |  | UST Currently In Use: 4; UST Temp Close: 0; AST Currently In Use: 0; AST Temp Closed: 0 | 4 | 0 | 2 | 12409-069-012798 | Tim Shirley
31958 | Currently in Use |  | 1976-01-01 |  | Petroleum | Other, EFREE | Other | Retail | Steel | Steel | Field installed cathodic protection |  | Fiberglass reinforced plastic |  |  |  | Catchment Basin, Single walled catchment basin | Automatic shutoff device At 95% full | Automatic shutoff device At 95% full |  |  | Continuous Automatic Tank Gauge |  | Automatic flow restrictor (MLLD) | Automatic flow restrictor (MLLD) | Interstitial Monitoring within Secondary Containment |  | Annual line testing | Annual line testing |  | UST Currently In Use: 4; UST Temp Close: 0; AST Currently In Use: 0; AST Temp Closed: 0 | 4 | 0 | 2 | 12409-069-012798 | Tim Shirley
31959 | Permanently Closed | 2001-01-19 | 1982-01-01 | 2001-01-19 | Petroleum | On road diesel | On road diesel | Retail | Steel | Steel |  | Painted or None | Steel | [17 empty] | UST Currently In Use: 4; UST Temp Close: 0; AST Currently In Use: 0; AST Temp Closed: 0 | 4 | 0 | 2 | 12409-069-012798 | Tim Shirley
31960 | Permanently Closed | 2001-01-24 | 1982-01-01 | 2001-01-24 | Petroleum | Kerosene | Kerosene | Retail | Steel | Steel |  | Painted or None | Steel | [17 empty] | UST Currently In Use: 4; UST Temp Close: 0; AST Currently In Use: 0; AST Temp Closed: 0 | 4 | 0 | 2 | 12409-069-012798 | Tim Shirley
31961 | Cannot Locate or abandoned | 2003-01-01 | 1982-01-01 |  | Petroleum | On road diesel | On road diesel | Retail | Steel | Steel | Coated & cathodic protection (sti-P3) |  | Steel |  | 1901-01-01 | Field installed cathodic protection | Catchment Basin, Single walled catchment basin | Automatic shutoff device At 95% full, Flow Rest 90% Full | Flow Rest 90% Full | [8 empty] | Groundwater monitoring, Vapor monitoring | Vapor monitoring |  | UST Currently In Use: 0; UST Temp Close: 0; AST Currently In Use: 0; AST Temp Closed: 0 | 0 | 0 | 0 | 20766-061-011003 | DERREK ROBINETTE
31962 | Cannot Locate or abandoned | 2003-01-01 | 1982-01-01 |  | Petroleum | Unleaded gasoline | Unleaded gasoline | Retail | Steel | Steel | Coated & cathodic protection (sti-P3) |  | Steel |  | 1901-01-01 | Field installed cathodic protection | Catchment Basin, Single walled catchment basin | Automatic shutoff device At 95% full, Flow Rest 90% Full | Flow Rest 90% Full | [8 empty] | Groundwater monitoring, Vapor monitoring | Vapor monitoring |  | UST Currently In Use: 0; UST Temp Close: 0; AST Currently In Use: 0; AST Temp Closed: 0 | 0 | 0 | 0 | 20766-061-011003 | DERREK ROBINETTE
31963 | Cannot Locate or abandoned | 2003-01-01 | 1982-01-01 |  | Petroleum | Unleaded gasoline | Unleaded gasoline | Retail | Steel | Steel | Coated & cathodic protection (sti-P3) |  | Steel |  | 1901-01-01 | Field installed cathodic protection | Catchment Basin, Single walled catchment basin | Automatic shutoff device At 95% full, Flow Rest 90% Full | Flow Rest 90% Full | [8 empty] | Groundwater monitoring, Vapor monitoring | Vapor monitoring |  | UST Currently In Use: 0; UST Temp Close: 0; AST Currently In Use: 0; AST Temp Closed: 0 | 0 | 0 | 0 | 20766-061-011003 | DERREK ROBINETTE
31964 | Cannot Locate or abandoned | 2003-01-01 | 1980-01-01 |  | Petroleum | On road diesel | On road diesel | Retail | Steel | Steel | Coated & cathodic protection (sti-P3) |  | Steel |  | 1901-01-01 | Field installed cathodic protection | Catchment Basin, Single walled catchment basin | Automatic shutoff device At 95% full, Flow Rest 90% Full | Flow Rest 90% Full | [8 empty] | Groundwater monitoring, Vapor monitoring | Vapor monitoring |  | UST Currently In Use: 0; UST Temp Close: 0; AST Currently In Use: 0; AST Temp Closed: 0 | 0 | 0 | 0 | 20766-061-011003 | DERREK ROBINETTE
31965 | Permanently Closed | 1901-01-01 | 1959-01-01 | 1988-12-09 | Petroleum | Used oil | Used oil |  | Steel | Steel |  |  |  |  | 1901-01-01 | [15 empty] | UST Currently In Use: 0; UST Temp Close: 0; AST Currently In Use: 0; AST Temp Closed: 0 | 0 | 0 | 1 | 14882-037-006733 | THOMAS G DARK
31966 | Permanently Closed | 1993-12-06 | 1983-01-01 | 1994-12-05 | Petroleum | Unleaded gasoline | Unleaded gasoline |  | Steel | Steel |  | Painted or None | Steel |  | 1901-01-01 | [15 empty] | UST Currently In Use: 0; UST Temp Close: 0; AST Currently In Use: 0; AST Temp Closed: 0 | 0 | 0 | 2 | 14884-131-001751 | THOMAS K WRIGHT
31967 | Permanently Closed | 1993-12-06 | 1983-01-01 | 1994-12-05 | Petroleum | Unleaded gasoline | Unleaded gasoline |  | Steel | Steel |  | Painted or None | Steel |  | 1901-01-01 | [15 empty] | UST Currently In Use: 0; UST Temp Close: 0; AST Currently In Use: 0; AST Temp Closed: 0 | 0 | 0 | 2 | 14884-131-001751 | THOMAS K WRIGHT
31968 | Retired | 1984-01-01 | 1943-01-01 01:00 |  | Petroleum | Other, X | Other |  | Fiberglass coated steel | Fiberglass coated steel |  |  | Steel |  | 1901-01-01 | [15 empty] | UST Currently In Use: 0; UST Temp Close: 0; AST Currently In Use: 0; AST Temp Closed: 0 | 0 | 0 | 0 | 14885-113-004642 | LAWRENCE B CARROLL
31969 | Permanently Closed | 1991-04-17 | 1933-01-01 | 1991-04-17 | Petroleum | Unleaded gasoline | Unleaded gasoline |  | Steel | Steel |  |  |  |  | 1901-01-01 | [15 empty] | UST Currently In Use: 4; UST Temp Close: 0; AST Currently In Use: 0; AST Temp Closed: 0 | 4 | 0 | 4 | 11448-025-004795 | DEWEESE ENTPS. INC
31970 | Permanently Closed | 1991-04-17 | 1933-01-01 | 1991-04-17 | Petroleum | Unleaded gasoline | Unleaded gasoline |  | Steel | Steel |  |  |  |  | 1901-01-01 | [15 empty] | UST Currently In Use: 4; UST Temp Close: 0; AST Currently In Use: 0; AST Temp Closed: 0 | 4 | 0 | 4 | 11448-025-004795 | DEWEESE ENTPS. INC
31971 | Permanently Closed | 1990-03-20 | 1933-01-01 |  | Petroleum | Unleaded gasoline | Unleaded gasoline |  | Steel | Steel |  |  |  |  | 1901-01-01 | [15 empty] | UST Currently In Use: 4; UST Temp Close: 0; AST Currently In Use: 0; AST Temp Closed: 0 | 4 | 0 | 4 | 11448-025-004795 | DEWEESE ENTPS. INC
31972 | Permanently Closed | 1988-12-20 | 1933-01-01 |  | Petroleum | On road diesel | On road diesel |  | Steel | Steel |  |  |  |  | 1901-01-01 | [15 empty] | UST Currently In Use: 4; UST Temp Close: 0; AST Currently In Use: 0; AST Temp Closed: 0 | 4 | 0 | 4 | 11448-025-004795 | DEWEESE ENTPS. INC
31973 | Permanently Closed | 1990-08-01 | 1974-01-01 | 1990-08-01 | Petroleum | Unleaded gasoline | Unleaded gasoline |  | Steel | Steel |  | Painted or None | Steel |  | 1901-01-01 | [15 empty] | UST Currently In Use: 0; UST Temp Close: 0; AST Currently In Use: 0; AST Temp Closed: 0 | 0 | 0 | 3 | 14888-023-010582 | THOMAS OIL CO
31974 | Permanently Closed | 1990-08-01 | 1974-01-01 | 1990-08-01 | Petroleum | Unleaded gasoline | Unleaded gasoline |  | Steel | Steel |  | Painted or None | Steel |  | 1901-01-01 | [15 empty] | UST Currently In Use: 0; UST Temp Close: 0; AST Currently In Use: 0; AST Temp Closed: 0 | 0 | 0 | 3 | 14888-023-010582 | THOMAS OIL CO
31975 | Permanently Closed | 1990-08-01 | 1974-01-01 | 1990-08-01 | Petroleum | Unleaded gasoline | Unleaded gasoline |  | Steel | Steel |  | Painted or None | Steel |  | 1901-01-01 | [15 empty] | UST Currently In Use: 0; UST Temp Close: 0; AST Currently In Use: 0; AST Temp Closed: 0 | 0 | 0 | 3 | 14888-023-010582 | THOMAS OIL CO
31976 | Permanently Closed | 1990-08-03 | 1982-01-01 | 1990-08-03 | Petroleum | Unleaded gasoline | Unleaded gasoline |  | Steel | Steel |  | Painted or None | Steel |  | 1901-01-01 | [15 empty] | UST Currently In Use: 0; UST Temp Close: 0; AST Currently In Use: 0; AST Temp Closed: 0 | 0 | 0 | 3 | 14888-023-010895 | THOMAS OIL CO
31977 | Permanently Closed | 1990-08-03 | 1982-01-01 | 1990-08-03 | Petroleum | Unleaded gasoline | Unleaded gasoline |  | Steel | Steel |  | Painted or None | Steel |  | 1901-01-01 | [15 empty] | UST Currently In Use: 0; UST Temp Close: 0; AST Currently In Use: 0; AST Temp Closed: 0 | 0 | 0 | 3 | 14888-023-010895 | THOMAS OIL CO
31978 | Permanently Closed | 1985-02-01 | 1964-01-01 | 1990-08-03 | Petroleum | Other, OTHER | Other |  | Steel | Steel |  | Painted or None | Steel |  | 1901-01-01 | [15 empty] | UST Currently In Use: 0; UST Temp Close: 0; AST Currently In Use: 0; AST Temp Closed: 0 | 0 | 0 | 3 | 14888-023-010895 | THOMAS OIL CO
31979 | Permanently Closed | 1976-06-01 | 1964-01-01 | 1988-11-02 | Petroleum | Unleaded gasoline | Unleaded gasoline |  | Steel | Steel |  | Painted or None | Steel |  | 1901-01-01 | [15 empty] | UST Currently In Use: 0; UST Temp Close: 0; AST Currently In Use: 0; AST Temp Closed: 0 | 0 | 0 | 2 | 14888-119-010884 | THOMAS OIL CO
31980 | Permanently Closed | 1976-06-01 | 1964-01-01 | 1988-11-02 | Petroleum | Unleaded gasoline | Unleaded gasoline |  | Steel | Steel |  | Painted or None | Steel |  | 1901-01-01 | [15 empty] | UST Currently In Use: 0; UST Temp Close: 0; AST Currently In Use: 0; AST Temp Closed: 0 | 0 | 0 | 2 | 14888-119-010884 | THOMAS OIL CO
31981 | Permanently Closed | 1976-10-01 | 1959-01-01 | 1988-11-02 | Petroleum | Unleaded gasoline | Unleaded gasoline |  | Steel | Steel |  | Painted or None | Steel |  | 1901-01-01 | [15 empty] | UST Currently In Use: 0; UST Temp Close: 0; AST Currently In Use: 0; AST Temp Closed: 0 | 0 | 0 | 2 | 14888-119-010885 | THOMAS OIL CO
31982 | Permanently Closed | 1976-10-01 | 1959-01-01 | 1988-11-02 | Petroleum | Unleaded gasoline | Unleaded gasoline |  | Steel | Steel |  | Painted or None | Steel |  | 1901-01-01 | [15 empty] | UST Currently In Use: 0; UST Temp Close: 0; AST Currently In Use: 0; AST Temp Closed: 0 | 0 | 0 | 2 | 14888-119-010885 | THOMAS OIL CO
31983 | Permanently Closed | 1972-05-01 | 1954-01-01 | 1988-11-01 | Petroleum | Unleaded gasoline | Unleaded gasoline |  | Steel | Steel |  | Painted or None | Steel |  | 1901-01-01 | [15 empty] | UST Currently In Use: 0; UST Temp Close: 0; AST Currently In Use: 0; AST Temp Closed: 0 | 0 | 0 | 1 | 14888-119-010887 | THOMAS OIL CO
31984 | Permanently Closed | 1972-06-01 | 1954-01-01 | 1988-11-01 | Petroleum | Unleaded gasoline | Unleaded gasoline |  | Steel | Steel |  | Painted or None | Steel |  | 1901-01-01 | [15 empty] | UST Currently In Use: 0; UST Temp Close: 0; AST Currently In Use: 0; AST Temp Closed: 0 | 0 | 0 | 2 | 14888-119-010888 | THOMAS OIL CO
31985 | Permanently Closed | 1972-06-01 | 1954-01-01 | 1988-11-01 | Petroleum | Unleaded gasoline | Unleaded gasoline |  | Steel | Steel |  | Painted or None | Steel |  | 1901-01-01 | [15 empty] | UST Currently In Use: 0; UST Temp Close: 0; AST Currently In Use: 0; AST Temp Closed: 0 | 0 | 0 | 2 | 14888-119-010888 | THOMAS OIL CO
31986 | Permanently Closed | 1990-12-07 | 1974-01-01 | 1990-12-07 | Petroleum | Unleaded gasoline | Unleaded gasoline |  | Steel | Steel |  | Painted or None | Steel |  | 1901-01-01 | [15 empty] | UST Currently In Use: 0; UST Temp Close: 0; AST Currently In Use: 0; AST Temp Closed: 0 | 0 | 0 | 2 | 14888-119-010889 | THOMAS OIL CO
31987 | Permanently Closed | 1990-12-07 | 1974-01-01 | 1990-12-07 | Petroleum | Unleaded gasoline | Unleaded gasoline |  | Steel | Steel |  | Painted or None | Steel |  | 1901-01-01 | [15 empty] | UST Currently In Use: 0; UST Temp Close: 0; AST Currently In Use: 0; AST Temp Closed: 0 | 0 | 0 | 2 | 14888-119-010889 | THOMAS OIL CO
31988 | Permanently Closed | 1989-09-01 | 1983-01-01 | 1989-09-01 | Petroleum | Unleaded gasoline | Unleaded gasoline |  | Steel | Steel |  | Painted or None | Steel |  | 1901-01-01 | [15 empty] | UST Currently In Use: 0; UST Temp Close: 0; AST Currently In Use: 0; AST Temp Closed: 0 | 0 | 0 | 3 | 14888-119-010890 | THOMAS OIL CO
31989 | Permanently Closed | 1989-09-01 | 1983-01-01 | 1989-09-01 | Petroleum | Unleaded gasoline | Unleaded gasoline |  | Steel | Steel |  | Painted or None | Steel |  | 1901-01-01 | [15 empty] | UST Currently In Use: 0; UST Temp Close: 0; AST Currently In Use: 0; AST Temp Closed: 0 | 0 | 0 | 3 | 14888-119-010890 | THOMAS OIL CO
31990 | Permanently Closed | 1989-09-01 | 1969-01-01 | 1989-09-01 | Petroleum | Used oil | Used oil |  | Steel | Steel |  | Painted or None | Steel |  | 1901-01-01 | [15 empty] | UST Currently In Use: 0; UST Temp Close: 0; AST Currently In Use: 0; AST Temp Closed: 0 | 0 | 0 | 3 | 14888-119-010890 | THOMAS OIL CO
31991 | Permanently Closed | 1901-01-01 | 1974-01-01 | 1988-12-08 | Petroleum | On road diesel | On road diesel |  | Steel | Steel |  | Painted or None | Steel |  | 1901-01-01 | [15 empty] | UST Currently In Use: 0; UST Temp Close: 0; AST Currently In Use: 0; AST Temp Closed: 0 | 0 | 0 | 1 | 14888-119-010891 | THOMAS OIL CO
31992 | Permanently Closed | 1988-10-07 | 1964-01-01 | 1988-10-07 | Petroleum | On road diesel | On road diesel |  | Steel | Steel |  | Painted or None | Steel |  | 1901-01-01 | [15 empty] | UST Currently In Use: 0; UST Temp Close: 0; AST Currently In Use: 0; AST Temp Closed: 0 | 0 | 0 | 4 | 14888-119-010892 | THOMAS OIL CO
31993 | Permanently Closed | 1988-10-07 | 1964-01-01 | 1988-10-07 | Petroleum | On road diesel | On road diesel |  | Steel | Steel |  | Painted or None | Steel |  | 1901-01-01 | [15 empty] | UST Currently In Use: 0; UST Temp Close: 0; AST Currently In Use: 0; AST Temp Closed: 0 | 0 | 0 | 4 | 14888-119-010892 | THOMAS OIL CO
31994 | Permanently Closed | 1988-10-07 | 1964-01-01 | 1988-10-07 | Petroleum | On road diesel | On road diesel |  | Steel | Steel |  | Painted or None | Steel |  | 1901-01-01 | [15 empty] | UST Currently In Use: 0; UST Temp Close: 0; AST Currently In Use: 0; AST Temp Closed: 0 | 0 | 0 | 4 | 14888-119-010892 | THOMAS OIL CO
31995 | Permanently Closed | 1988-10-07 | 1964-01-01 | 1988-10-07 | Petroleum | Used oil | Used oil |  | Steel | Steel |  | Painted or None | Steel |  | 1901-01-01 | [15 empty] | UST Currently In Use: 0; UST Temp Close: 0; AST Currently In Use: 0; AST Temp Closed: 0 | 0 | 0 | 4 | 14888-119-010892 | THOMAS OIL CO
31996 | Permanently Closed | 1901-01-01 | 1974-01-01 | 1988-12-19 | Petroleum | On road diesel | On road diesel |  | Steel | Steel |  | Painted or None | Steel |  | 1901-01-01 | [15 empty] | UST Currently In Use: 0; UST Temp Close: 0; AST Currently In Use: 0; AST Temp Closed: 0 | 0 | 0 | 2 | 14888-119-010893 | THOMAS OIL CO
31997 | Permanently Closed | 1980-12-01 | 1974-01-01 | 1988-12-19 | Petroleum | Unleaded gasoline | Unleaded gasoline |  | Steel | Steel |  | Painted or None | Steel |  | 1901-01-01 | [15 empty] | UST Currently In Use: 0; UST Temp Close: 0; AST Currently In Use: 0; AST Temp Closed: 0 | 0 | 0 | 2 | 14888-119-010893 | THOMAS OIL CO
31998 | Permanently Closed | 1901-01-01 | 1979-01-01 | 1988-11-03 | Petroleum | Unleaded gasoline | Unleaded gasoline |  | Steel | Steel |  | Painted or None | Steel |  | 1901-01-01 | [15 empty] | UST Currently In Use: 0; UST Temp Close: 0; AST Currently In Use: 0; AST Temp Closed: 0 | 0 | 0 | 2 | 14888-119-010894 | THOMAS OIL CO
31999 | Permanently Closed | 1901-01-01 | 1979-01-01 | 1988-11-03 | Petroleum | On road diesel | On road diesel |  | Steel | Steel |  | Painted or None | Steel |  | 1901-01-01 | [15 empty] | UST Currently In Use: 0; UST Temp Close: 0; AST Currently In Use: 0; AST Temp Closed: 0 | 0 | 0 | 2 | 14888-119-010894 | THOMAS OIL CO
32000 | Permanently Closed | 1992-05-01 | 1964-01-01 | 1992-05-01 | Petroleum | Unleaded gasoline | Unleaded gasoline | [7 empty] | 1901-01-01 | [15 empty] | UST Currently In Use: 0; UST Temp Close: 0; AST Currently In Use: 0; AST Temp Closed: 0 | 0 | 0 | 1 | 14893-025-002747 | CITY OF THOMASVILLE
32001 | Permanently Closed | 1901-01-01 | 1969-01-01 | 1989-07-31 | Petroleum | Unleaded gasoline | Unleaded gasoline |  | Steel | Steel |  | Painted or None | Steel |  | 1901-01-01 | [15 empty] | UST Currently In Use: 0; UST Temp Close: 0; AST Currently In Use: 0; AST Temp Closed: 0 | 0 | 0 | 1 | 14894-069-002683 | THOMLEYS INC
32002 | Permanently Closed | 1990-10-23 | 1973-01-01 | 1990-10-23 | Petroleum | Unleaded gasoline | Unleaded gasoline |  | Steel | Steel |  | Painted or None | Steel |  | 1901-01-01 | [15 empty] | UST Currently In Use: 2; UST Temp Close: 0; AST Currently In Use: 0; AST Temp Closed: 0 | 2 | 0 | 3 | 22877-039-008905 | STEVE AND DIANE TUCKER
32003 | Permanently Closed | 1990-10-23 | 1973-01-01 | 1990-10-23 | Petroleum | Unleaded gasoline | Unleaded gasoline |  | Steel | Steel |  | Painted or None | Steel |  | 1901-01-01 | [15 empty] | UST Currently In Use: 2; UST Temp Close: 0; AST Currently In Use: 0; AST Temp Closed: 0 | 2 | 0 | 3 | 22877-039-008905 | STEVE AND DIANE TUCKER
32004 | Permanently Closed | 1990-10-23 | 1973-01-01 | 1990-10-23 | Petroleum | Unleaded gasoline | Unleaded gasoline |  | Steel | Steel |  | Painted or None | Steel |  | 1901-01-01 | [15 empty] | UST Currently In Use: 2; UST Temp Close: 0; AST Currently In Use: 0; AST Temp Closed: 0 | 2 | 0 | 3 | 22877-039-008905 | STEVE AND DIANE TUCKER
32005 | Permanently Closed | 1901-01-01 | 1965-01-01 | 1988-03-01 | Petroleum | Unleaded gasoline | Unleaded gasoline |  | Steel | Steel |  | Painted or None | Steel |  | 1901-01-01 | [15 empty] | UST Currently In Use: 0; UST Temp Close: 0; AST Currently In Use: 0; AST Temp Closed: 0 | 0 | 0 | 1 | 14896-097-008102 | THOMPSON ENGINEERING TESTING INC
32006 | Permanently Closed | 1994-01-27 | 1979-01-01 | 1994-01-27 | Petroleum | Unleaded gasoline | Unleaded gasoline |  | Steel | Steel |  | Painted or None | Steel |  | 1901-01-01 | [15 empty] | UST Currently In Use: 0; UST Temp Close: 0; AST Currently In Use: 0; AST Temp Closed: 0 | 0 | 0 | 6 | 14897-003-012006 | THOMPSON TRACTOR CO
32007 | Permanently Closed | 1994-01-27 | 1979-01-01 | 1994-01-27 | Petroleum | On road diesel | On road diesel |  | Steel | Steel |  | Painted or None | Steel |  | 1901-01-01 | [15 empty] | UST Currently In Use: 0; UST Temp Close: 0; AST Currently In Use: 0; AST Temp Closed: 0 | 0 | 0 | 6 | 14897-003-012006 | THOMPSON TRACTOR CO
32008 | Permanently Closed | 1994-01-27 | 1979-01-01 | 1994-01-27 | Petroleum | Used oil | Used oil |  | Steel | Steel |  | Painted or None | Steel |  | 1901-01-01 | [15 empty] | UST Currently In Use: 0; UST Temp Close: 0; AST Currently In Use: 0; AST Temp Closed: 0 | 0 | 0 | 6 | 14897-003-012006 | THOMPSON TRACTOR CO
32009 | Permanently Closed | 1994-01-27 | 1979-01-01 | 1994-01-27 | Petroleum | Other, NEW OIL | Other |  | Steel | Steel |  | Painted or None | Steel |  | 1901-01-01 | [15 empty] | UST Currently In Use: 0; UST Temp Close: 0; AST Currently In Use: 0; AST Temp Closed: 0 | 0 | 0 | 6 | 14897-003-012006 | THOMPSON TRACTOR CO
32010 | Permanently Closed | 1994-01-27 | 1979-01-01 | 1994-01-27 | Petroleum | Other, NEW OIL | Other |  | Steel | Steel |  | Painted or None | Steel |  | 1901-01-01 | [15 empty] | UST Currently In Use: 0; UST Temp Close: 0; AST Currently In Use: 0; AST Temp Closed: 0 | 0 | 0 | 6 | 14897-003-012006 | THOMPSON TRACTOR CO
32011 | Permanently Closed | 1994-01-27 | 1979-01-01 | 1994-01-27 | Petroleum | Used oil | Used oil |  | Steel | Steel |  | Painted or None | Steel |  | 1901-01-01 | [15 empty] | UST Currently In Use: 0; UST Temp Close: 0; AST Currently In Use: 0; AST Temp Closed: 0 | 0 | 0 | 6 | 14897-003-012006 | THOMPSON TRACTOR CO
32012 | Permanently Closed | 1988-01-01 | 1973-01-01 | 1988-01-01 | Petroleum | On road diesel | On road diesel |  | Steel | Steel |  | Painted or None | Steel |  | 1901-01-01 | [15 empty] | UST Currently In Use: 0; UST Temp Close: 0; AST Currently In Use: 0; AST Temp Closed: 0 | 0 | 0 | 1 | 14897-015-009190 | THOMPSON TRACTOR CO
32013 | Permanently Closed | 1991-09-04 | 1964-01-01 | 1991-09-04 | Petroleum | Unleaded gasoline | Unleaded gasoline |  | Steel | Steel |  |  |  |  | 1901-01-01 | [15 empty] | UST Currently In Use: 0; UST Temp Close: 0; AST Currently In Use: 2; AST Temp Closed: 0 | 0 | 0 | 5 | 14897-073-002261 | THOMPSON TRACTOR CO
32014 | Permanently Closed | 1991-08-30 | 1972-01-01 | 1991-08-30 | Petroleum | Other, NEW OIL | Other |  | Steel | Steel |  | Painted or None | Other, ASPHALTIC |  | 1901-01-01 | [15 empty] | UST Currently In Use: 0; UST Temp Close: 0; AST Currently In Use: 2; AST Temp Closed: 0 | 0 | 0 | 5 | 14897-073-002261 | THOMPSON TRACTOR CO
32015 | Permanently Closed | 1991-08-30 | 1972-01-01 | 1991-08-30 | Petroleum | Other, NEW OIL | Other |  | Steel | Steel |  | Painted or None | Other, ASPHALTIC |  | 1901-01-01 | [15 empty] | UST Currently In Use: 0; UST Temp Close: 0; AST Currently In Use: 2; AST Temp Closed: 0 | 0 | 0 | 5 | 14897-073-002261 | THOMPSON TRACTOR CO
32016 | Permanently Closed | 1991-08-30 | 1972-01-01 | 1991-08-30 | Petroleum | Other, NEW OIL | Other |  | Steel | Steel |  | Painted or None | Other, ASPHALTIC |  | 1901-01-01 | [15 empty] | UST Currently In Use: 0; UST Temp Close: 0; AST Currently In Use: 2; AST Temp Closed: 0 | 0 | 0 | 5 | 14897-073-002261 | THOMPSON TRACTOR CO
32017 | Permanently Closed | 1991-08-30 | 1972-01-01 | 1991-08-30 | Petroleum | Other, NEW OIL | Other |  | Steel | Steel |  | Painted or None | Other, ASPHALTIC |  | 1901-01-01 | [15 empty] | UST Currently In Use: 0; UST Temp Close: 0; AST Currently In Use: 2; AST Temp Closed: 0 | 0 | 0 | 5 | 14897-073-002261 | THOMPSON TRACTOR CO
32018 | Permanently Closed | 1993-10-12 | 1976-01-01 | 1993-10-12 | Petroleum | On road diesel | On road diesel |  | Steel | Steel |  | Painted or None | Steel |  | 1901-01-01 | [15 empty] | UST Currently In Use: 0; UST Temp Close: 0; AST Currently In Use: 0; AST Temp Closed: 0 | 0 | 0 | 9 | 14897-101-012005 | THOMPSON TRACTOR CO
32019 | Permanently Closed | 1993-10-12 | 1976-01-01 | 1993-10-12 | Petroleum | Unleaded gasoline | Unleaded gasoline |  | Steel | Steel |  | Painted or None | Steel |  | 1901-01-01 | [15 empty] | UST Currently In Use: 0; UST Temp Close: 0; AST Currently In Use: 0; AST Temp Closed: 0 | 0 | 0 | 9 | 14897-101-012005 | THOMPSON TRACTOR CO
32020 | Permanently Closed | 1993-10-12 | 1976-01-01 | 1993-10-12 | Petroleum | Used oil | Used oil |  | Steel | Steel |  | Painted or None | Steel |  | 1901-01-01 | [15 empty] | UST Currently In Use: 0; UST Temp Close: 0; AST Currently In Use: 0; AST Temp Closed: 0 | 0 | 0 | 9 | 14897-101-012005 | THOMPSON TRACTOR CO
32021 | Permanently Closed | 1993-10-12 | 1976-01-01 | 1993-10-12 | Petroleum | On road diesel | On road diesel |  | Steel | Steel |  | Painted or None | Steel |  | 1901-01-01 | [15 empty] | UST Currently In Use: 0; UST Temp Close: 0; AST Currently In Use: 0; AST Temp Closed: 0 | 0 | 0 | 9 | 14897-101-012005 | THOMPSON TRACTOR CO
32022 | Permanently Closed | 1993-10-12 | 1976-01-01 | 1993-10-12 | Petroleum | On road diesel | On road diesel |  | Steel | Steel |  | Painted or None | Steel |  | 1901-01-01 | [15 empty] | UST Currently In Use: 0; UST Temp Close: 0; AST Currently In Use: 0; AST Temp Closed: 0 | 0 | 0 | 9 | 14897-101-012005 | THOMPSON TRACTOR CO
32023 | Permanently Closed | 1993-10-12 | 1976-01-01 | 1993-10-12 | Petroleum | Other, NEW OIL | Other |  | Steel | Steel |  | Painted or None | Steel |  | 1901-01-01 | [15 empty] | UST Currently In Use: 0; UST Temp Close: 0; AST Currently In Use: 0; AST Temp Closed: 0 | 0 | 0 | 9 | 14897-101-012005 | THOMPSON TRACTOR CO
32024 | Permanently Closed | 1993-10-12 | 1976-01-01 | 1993-10-12 | Petroleum | On road diesel | On road diesel |  | Steel | Steel |  | Painted or None | Steel |  | 1901-01-01 | [15 empty] | UST Currently In Use: 0; UST Temp Close: 0; AST Currently In Use: 0; AST Temp Closed: 0 | 0 | 0 | 9 | 14897-101-012005 | THOMPSON TRACTOR CO
32025 | Permanently Closed | 1993-10-12 | 1976-01-01 | 1993-10-12 | Petroleum | On road diesel | On road diesel |  | Steel | Steel |  | Painted or None | Steel |  | 1901-01-01 | [15 empty] | UST Currently In Use: 0; UST Temp Close: 0; AST Currently In Use: 0; AST Temp Closed: 0 | 0 | 0 | 9 | 14897-101-012005 | THOMPSON TRACTOR CO
32026 | Permanently Closed | 1993-10-12 | 1985-01-01 | 1993-10-12 | Petroleum | Used oil | Used oil |  | Steel | Steel |  | Painted or None | Steel |  | 1901-01-01 | [15 empty] | UST Currently In Use: 0; UST Temp Close: 0; AST Currently In Use: 0; AST Temp Closed: 0 | 0 | 0 | 9 | 14897-101-012005 | THOMPSON TRACTOR CO
32027 | Permanently Closed | 1990-08-24 | 1966-01-01 | 1990-08-24 | Petroleum | Used oil | Used oil |  | Steel | Steel |  | Painted or None | Other, ASPHALTIC |  | 1901-01-01 | [15 empty] | UST Currently In Use: 0; UST Temp Close: 0; AST Currently In Use: 0; AST Temp Closed: 0 | 0 | 0 | 2 | 14898-103-003882 | THOMPSON TRACTOR CO
32028 | Permanently Closed | 1990-08-23 | 1966-01-01 | 1990-08-23 | Petroleum | On road diesel | On road diesel |  | Steel | Steel |  | Painted or None | Other, ASPHALTIC |  | 1901-01-01 | [15 empty] | UST Currently In Use: 0; UST Temp Close: 0; AST Currently In Use: 0; AST Temp Closed: 0 | 0 | 0 | 2 | 14898-103-003882 | THOMPSON TRACTOR CO
32029 | Retired | 1956-01-01 | 1977-01-01 |  | Petroleum | Unleaded gasoline | Unleaded gasoline |  | Steel | Steel |  | Painted or None | Steel |  | 1901-01-01 | [15 empty] | UST Currently In Use: 0; UST Temp Close: 0; AST Currently In Use: 0; AST Temp Closed: 0 | 0 | 0 | 0 | 14900-045-002850 | THONI OIL MAGIC BENZOL GAS STAT INC
32030 | Retired | 1956-01-01 | 1976-01-01 |  | Petroleum | Unleaded gasoline | Unleaded gasoline |  | Steel | Steel |  | Painted or None | Steel |  | 1901-01-01 | [15 empty] | UST Currently In Use: 0; UST Temp Close: 0; AST Currently In Use: 0; AST Temp Closed: 0 | 0 | 0 | 0 | 14900-045-002850 | THONI OIL MAGIC BENZOL GAS STAT INC
32031 | Retired | 1956-01-01 | 1976-01-01 |  | Petroleum | Unleaded gasoline | Unleaded gasoline |  | Steel | Steel |  | Painted or None | Steel |  | 1901-01-01 | [15 empty] | UST Currently In Use: 0; UST Temp Close: 0; AST Currently In Use: 0; AST Temp Closed: 0 | 0 | 0 | 0 | 14900-045-002850 | THONI OIL MAGIC BENZOL GAS STAT INC
32032 | Retired | 1956-01-01 | 1976-01-01 |  | Petroleum | Unleaded gasoline | Unleaded gasoline |  | Steel | Steel |  | Painted or None | Steel |  | 1901-01-01 | [15 empty] | UST Currently In Use: 0; UST Temp Close: 0; AST Currently In Use: 0; AST Temp Closed: 0 | 0 | 0 | 0 | 14900-045-002850 | THONI OIL MAGIC BENZOL GAS STAT INC
32033 | Retired | 1956-01-01 | 1976-01-01 |  | Petroleum | Unleaded gasoline | Unleaded gasoline |  | Steel | Steel |  | Painted or None | Steel |  | 1901-01-01 | [15 empty] | UST Currently In Use: 0; UST Temp Close: 0; AST Currently In Use: 0; AST Temp Closed: 0 | 0 | 0 | 0 | 14900-045-002850 | THONI OIL MAGIC BENZOL GAS STAT INC
32034 | Permanently Closed | 1992-10-05 | 1979-01-01 | 1992-10-05 | Petroleum | Unleaded gasoline | Unleaded gasoline |  | Steel | Steel |  | Painted or None | Steel |  | 1901-01-01 | [15 empty] | UST Currently In Use: 0; UST Temp Close: 0; AST Currently In Use: 0; AST Temp Closed: 0 | 0 | 0 | 5 | 14900-097-002851 | THONI OIL MAGIC BENZOL GAS STAT INC
32035 | Permanently Closed | 1992-10-05 | 1976-01-01 | 1992-10-05 | Petroleum | Unleaded gasoline | Unleaded gasoline |  | Steel | Steel |  | Painted or None | Steel |  | 1901-01-01 | [15 empty] | UST Currently In Use: 0; UST Temp Close: 0; AST Currently In Use: 0; AST Temp Closed: 0 | 0 | 0 | 5 | 14900-097-002851 | THONI OIL MAGIC BENZOL GAS STAT INC
32036 | Permanently Closed | 1992-10-05 | 1976-01-01 | 1992-10-05 | Petroleum | Unleaded gasoline | Unleaded gasoline |  | Steel | Steel |  | Painted or None | Steel |  | 1901-01-01 | [15 empty] | UST Currently In Use: 0; UST Temp Close: 0; AST Currently In Use: 0; AST Temp Closed: 0 | 0 | 0 | 5 | 14900-097-002851 | THONI OIL MAGIC BENZOL GAS STAT INC
32037 | Permanently Closed | 1992-10-05 | 1976-01-01 | 1992-10-05 | Petroleum | Unleaded gasoline | Unleaded gasoline |  | Steel | Steel |  | Painted or None | Steel |  | 1901-01-01 | [15 empty] | UST Currently In Use: 0; UST Temp Close: 0; AST Currently In Use: 0; AST Temp Closed: 0 | 0 | 0 | 5 | 14900-097-002851 | THONI OIL MAGIC BENZOL GAS STAT INC
32038 | Permanently Closed | 1992-10-05 | 1976-01-01 | 1992-10-05 | Petroleum | Unleaded gasoline | Unleaded gasoline |  | Steel | Steel |  | Painted or None | Steel |  | 1901-01-01 | [15 empty] | UST Currently In Use: 0; UST Temp Close: 0; AST Currently In Use: 0; AST Temp Closed: 0 | 0 | 0 | 5 | 14900-097-002851 | THONI OIL MAGIC BENZOL GAS STAT INC
32039 | Permanently Closed | 1992-09-09 | 1981-01-01 | 1992-09-09 | Petroleum | Unleaded gasoline | Unleaded gasoline |  | Steel | Steel |  | Painted or None | Steel |  | 1901-01-01 | [15 empty] | UST Currently In Use: 0; UST Temp Close: 0; AST Currently In Use: 0; AST Temp Closed: 0 | 0 | 0 | 3 | 14900-097-002853 | THONI OIL MAGIC BENZOL GAS STAT INC
32040 | Permanently Closed | 1992-09-09 | 1981-01-01 | 1992-09-09 | Petroleum | Unleaded gasoline | Unleaded gasoline |  | Steel | Steel |  | Painted or None | Steel |  | 1901-01-01 | [15 empty] | UST Currently In Use: 0; UST Temp Close: 0; AST Currently In Use: 0; AST Temp Closed: 0 | 0 | 0 | 3 | 14900-097-002853 | THONI OIL MAGIC BENZOL GAS STAT INC
32041 | Permanently Closed | 1992-09-09 | 1981-01-01 | 1992-09-09 | Petroleum | Unleaded gasoline | Unleaded gasoline |  | Steel | Steel |  | Painted or None | Steel |  | 1901-01-01 | [15 empty] | UST Currently In Use: 0; UST Temp Close: 0; AST Currently In Use: 0; AST Temp Closed: 0 | 0 | 0 | 3 | 14900-097-002853 | THONI OIL MAGIC BENZOL GAS STAT INC
32042 | Permanently Closed | 1985-01-01 | 1978-01-01 | 1985-01-01 | Petroleum | Unleaded gasoline | Unleaded gasoline |  | Steel | Steel |  | Painted or None | Steel |  | 1901-01-01 | [15 empty] | UST Currently In Use: 0; UST Temp Close: 0; AST Currently In Use: 0; AST Temp Closed: 0 | 0 | 0 | 5 | 16918-101-002849 | MAJOR OIL CO INC
32043 | Permanently Closed | 1985-01-01 | 1978-01-01 | 1985-01-01 | Petroleum | Unleaded gasoline | Unleaded gasoline |  | Steel | Steel |  | Painted or None | Steel |  | 1901-01-01 | [15 empty] | UST Currently In Use: 0; UST Temp Close: 0; AST Currently In Use: 0; AST Temp Closed: 0 | 0 | 0 | 5 | 16918-101-002849 | MAJOR OIL CO INC
32044 | Permanently Closed | 1985-01-01 | 1978-01-01 | 1985-01-01 | Petroleum | Unleaded gasoline | Unleaded gasoline |  | Steel | Steel |  | Painted or None | Steel |  | 1901-01-01 | [15 empty] | UST Currently In Use: 0; UST Temp Close: 0; AST Currently In Use: 0; AST Temp Closed: 0 | 0 | 0 | 5 | 16918-101-002849 | MAJOR OIL CO INC
32045 | Permanently Closed | 1985-01-01 | 1976-01-01 | 1985-01-01 | Petroleum | On road diesel | On road diesel |  | Steel | Steel |  | Painted or None | Steel |  | 1901-01-01 | [15 empty] | UST Currently In Use: 0; UST Temp Close: 0; AST Currently In Use: 0; AST Temp Closed: 0 | 0 | 0 | 5 | 16918-101-002849 | MAJOR OIL CO INC
32046 | Permanently Closed | 1985-01-01 | 1978-01-01 | 1985-01-01 | Petroleum | On road diesel | On road diesel |  | Steel | Steel |  | Painted or None | Steel |  | 1901-01-01 | [15 empty] | UST Currently In Use: 0; UST Temp Close: 0; AST Currently In Use: 0; AST Temp Closed: 0 | 0 | 0 | 5 | 16918-101-002849 | MAJOR OIL CO INC
32047 | Permanently Closed | 1901-01-01 | 1977-01-01 | 2011-11-11 | Petroleum | Unleaded gasoline | Unleaded gasoline |  | Steel | Steel |  | Painted or None | Steel |  | 1901-01-01 | [15 empty] | UST Currently In Use: 0; UST Temp Close: 0; AST Currently In Use: 0; AST Temp Closed: 0 | 0 | 0 | 4 | 14900-117-002852 | THONI OIL MAGIC BENZOL GAS STAT INC
32048 | Permanently Closed | 1901-01-01 | 1976-01-01 | 2011-11-11 | Petroleum | Unleaded gasoline | Unleaded gasoline |  | Steel | Steel |  | Painted or None | Steel |  | 1901-01-01 | [15 empty] | UST Currently In Use: 0; UST Temp Close: 0; AST Currently In Use: 0; AST Temp Closed: 0 | 0 | 0 | 4 | 14900-117-002852 | THONI OIL MAGIC BENZOL GAS STAT INC
32049 | Permanently Closed | 1901-01-01 | 1976-01-01 | 2011-11-11 | Petroleum | Unleaded gasoline | Unleaded gasoline |  | Steel | Steel |  | Painted or None | Steel |  | 1901-01-01 | [15 empty] | UST Currently In Use: 0; UST Temp Close: 0; AST Currently In Use: 0; AST Temp Closed: 0 | 0 | 0 | 4 | 14900-117-002852 | THONI OIL MAGIC BENZOL GAS STAT INC
32050 | Permanently Closed | 1901-01-01 | 1976-01-01 | 2011-11-11 | Petroleum | Unleaded gasoline | Unleaded gasoline |  | Steel | Steel |  | Painted or None | Steel |  | 1901-01-01 | [15 empty] | UST Currently In Use: 0; UST Temp Close: 0; AST Currently In Use: 0; AST Temp Closed: 0 | 0 | 0 | 4 | 14900-117-002852 | THONI OIL MAGIC BENZOL GAS STAT INC
32051 | Permanently Closed | 1998-04-01 | 1973-08-25 | 1998-05-05 | Petroleum | Unleaded gasoline | Unleaded gasoline | Retail | Steel | Steel |  | Painted or None | Steel |  | 1901-01-01 | [6 empty] | Statistical Inventory Reconciliation (SIR) | [5 empty] | Groundwater monitoring, Statistical inventory reconciliation (SIR) | Statistical inventory reconciliation (SIR) |  | UST Currently In Use: 0; UST Temp Close: 4; AST Currently In Use: 0; AST Temp Closed: 0 | 0 | 4 | 3 | 24343-069-008421 | JERRY SKIPPER
32052 | Permanently Closed | 1998-04-01 | 1973-08-25 | 1998-05-05 | Petroleum | Unleaded gasoline | Unleaded gasoline | Retail | Steel | Steel |  | Painted or None | Steel |  | 1901-01-01 | [6 empty] | Statistical Inventory Reconciliation (SIR) | [5 empty] | Groundwater monitoring, Statistical inventory reconciliation (SIR) | Statistical inventory reconciliation (SIR) |  | UST Currently In Use: 0; UST Temp Close: 4; AST Currently In Use: 0; AST Temp Closed: 0 | 0 | 4 | 3 | 24343-069-008421 | JERRY SKIPPER
32053 | Permanently Closed | 1998-04-01 | 1973-08-25 | 1998-05-05 | Petroleum | Unleaded gasoline | Unleaded gasoline | Retail | Steel | Steel |  | Painted or None | Steel |  | 1901-01-01 | [6 empty] | Statistical Inventory Reconciliation (SIR) | [5 empty] | Groundwater monitoring, Statistical inventory reconciliation (SIR) | Statistical inventory reconciliation (SIR) |  | UST Currently In Use: 0; UST Temp Close: 4; AST Currently In Use: 0; AST Temp Closed: 0 | 0 | 4 | 3 | 24343-069-008421 | JERRY SKIPPER
32054 | Permanently Closed | 1990-10-20 | 1981-01-01 | 1990-10-20 | Petroleum | Unleaded gasoline | Unleaded gasoline |  | Steel | Steel |  | Painted or None | Steel |  | 1901-01-01 | [15 empty] | UST Currently In Use: 0; UST Temp Close: 0; AST Currently In Use: 0; AST Temp Closed: 0 | 0 | 0 | 2 | 14902-059-010136 | THORN'S ONE STOP ALVIE THORN
32055 | Permanently Closed | 1990-10-20 | 1981-01-01 | 1990-10-20 | Petroleum | Unleaded gasoline | Unleaded gasoline |  | Steel | Steel |  | Painted or None | Steel |  | 1901-01-01 | [15 empty] | UST Currently In Use: 0; UST Temp Close: 0; AST Currently In Use: 0; AST Temp Closed: 0 | 0 | 0 | 2 | 14902-059-010136 | THORN'S ONE STOP ALVIE THORN
32056 | Permanently Closed | 1998-12-22 | 1973-01-01 | 1999-09-30 | Petroleum | Unleaded gasoline | Unleaded gasoline |  | Steel | Steel |  | Painted or None | Steel |  | 1901-01-01 | [15 empty] | UST Currently In Use: 0; UST Temp Close: 0; AST Currently In Use: 0; AST Temp Closed: 0 | 0 | 0 | 2 | 14903-017-005066 | THORNTON OIL CO INC
32057 | Permanently Closed | 1998-12-22 | 1973-01-01 | 1999-09-30 | Petroleum | Unleaded gasoline | Unleaded gasoline |  | Steel | Steel |  | Painted or None | Steel |  | 1901-01-01 | [15 empty] | UST Currently In Use: 0; UST Temp Close: 0; AST Currently In Use: 0; AST Temp Closed: 0 | 0 | 0 | 2 | 14903-017-005066 | THORNTON OIL CO INC
32058 | Permanently Closed | 1986-08-08 | 1959-01-01 | 1986-08-08 | Petroleum | Unleaded gasoline | Unleaded gasoline |  | Steel | Steel |  | Painted or None | Steel |  | 1901-01-01 | [15 empty] | UST Currently In Use: 0; UST Temp Close: 0; AST Currently In Use: 0; AST Temp Closed: 0 | 0 | 0 | 2 | 14903-017-005067 | THORNTON OIL CO INC
32059 | Permanently Closed | 1986-08-08 | 1959-01-01 | 1986-08-08 | Petroleum | Unleaded gasoline | Unleaded gasoline |  | Steel | Steel |  | Painted or None | Steel |  | 1901-01-01 | [15 empty] | UST Currently In Use: 0; UST Temp Close: 0; AST Currently In Use: 0; AST Temp Closed: 0 | 0 | 0 | 2 | 14903-017-005067 | THORNTON OIL CO INC
32060 | Permanently Closed | 1982-09-01 | 1966-01-01 | 1988-12-12 | Petroleum | Unleaded gasoline | Unleaded gasoline |  | Steel | Steel |  | Painted or None | Steel |  | 1901-01-01 | [15 empty] | UST Currently In Use: 0; UST Temp Close: 0; AST Currently In Use: 0; AST Temp Closed: 0 | 0 | 0 | 1 | 14903-051-005051 | THORNTON OIL CO INC
32061 | Retired | 1988-08-08 | 1959-01-01 |  | Petroleum | Unleaded gasoline | Unleaded gasoline |  | Steel | Steel |  | Painted or None | Steel |  | 1901-01-01 | [15 empty] | UST Currently In Use: 0; UST Temp Close: 0; AST Currently In Use: 0; AST Temp Closed: 0 | 0 | 0 | 0 | 14903-051-005055 | THORNTON OIL CO INC
32062 | Retired | 1988-08-08 | 1959-01-01 |  | Petroleum | Unleaded gasoline | Unleaded gasoline |  | Steel | Steel |  | Painted or None | Steel |  | 1901-01-01 | [15 empty] | UST Currently In Use: 0; UST Temp Close: 0; AST Currently In Use: 0; AST Temp Closed: 0 | 0 | 0 | 0 | 14903-051-005055 | THORNTON OIL CO INC
32063 | Retired | 1988-08-08 | 1959-01-01 |  | Petroleum | Unleaded gasoline | Unleaded gasoline |  | Steel | Steel |  | Painted or None | Steel |  | 1901-01-01 | [15 empty] | UST Currently In Use: 0; UST Temp Close: 0; AST Currently In Use: 0; AST Temp Closed: 0 | 0 | 0 | 0 | 14903-051-005055 | THORNTON OIL CO INC
32064 | Retired | 1988-08-08 | 1959-01-01 |  | Petroleum | Unleaded gasoline | Unleaded gasoline |  | Steel | Steel |  | Painted or None | Steel |  | 1901-01-01 | [15 empty] | UST Currently In Use: 0; UST Temp Close: 0; AST Currently In Use: 0; AST Temp Closed: 0 | 0 | 0 | 0 | 14903-051-005055 | THORNTON OIL CO INC
32065 | Permanently Closed | 1999-09-15 | 1966-01-01 | 1999-09-15 | Petroleum | Unleaded gasoline | Unleaded gasoline | Retail | Steel | Steel |  | Painted or None | Steel |  | 1901-01-01 | [15 empty] | UST Currently In Use: 0; UST Temp Close: 0; AST Currently In Use: 0; AST Temp Closed: 0 | 0 | 0 | 3 | 14903-081-005054 | THORNTON OIL CO INC
32066 | Permanently Closed | 1999-09-15 | 1966-01-01 | 1999-09-15 | Petroleum | Unleaded gasoline | Unleaded gasoline | Retail | Steel | Steel |  | Painted or None | Steel |  | 1901-01-01 | [15 empty] | UST Currently In Use: 0; UST Temp Close: 0; AST Currently In Use: 0; AST Temp Closed: 0 | 0 | 0 | 3 | 14903-081-005054 | THORNTON OIL CO INC
32067 | Permanently Closed | 1999-09-15 | 1966-01-01 | 1999-09-15 | Petroleum | Unleaded gasoline | Unleaded gasoline | Retail | Steel | Steel |  | Painted or None | Steel |  | 1901-01-01 | [15 empty] | UST Currently In Use: 0; UST Temp Close: 0; AST Currently In Use: 0; AST Temp Closed: 0 | 0 | 0 | 3 | 14903-081-005054 | THORNTON OIL CO INC
32068 | Currently in Use |  | 1978-01-01 |  | Petroleum | Unleaded gasoline | Unleaded gasoline | Retail | Single Wall, Steel | Steel | Field installed cathodic protection |  | Single Wall, Steel |  |  | Field installed cathodic protection | Catchment Basin, Single walled catchment basin | Automatic shutoff device At 95% full | Automatic shutoff device At 95% full |  |  | Continuous Automatic Tank Gauge | [8 empty] | UST Currently In Use: 3; UST Temp Close: 0; AST Currently In Use: 0; AST Temp Closed: 0 | 3 | 0 | 1 | 24188-081-005071 | KIRTI PATEL
32069 | Currently in Use |  | 1978-01-01 |  | Petroleum | Premium gasoline | Premium gasoline | Retail | Single Wall, Steel | Steel | Field installed cathodic protection |  | Single Wall, Steel |  |  | Field installed cathodic protection | Catchment Basin, Single walled catchment basin | Automatic shutoff device At 95% full | Automatic shutoff device At 95% full |  |  | Continuous Automatic Tank Gauge | [8 empty] | UST Currently In Use: 3; UST Temp Close: 0; AST Currently In Use: 0; AST Temp Closed: 0 | 3 | 0 | 1 | 24188-081-005071 | KIRTI PATEL
32070 | Currently in Use |  | 1978-01-01 |  | Petroleum | Unleaded gasoline | Unleaded gasoline | Retail | Single Wall, Steel | Steel | Field installed cathodic protection |  | Single Wall, Steel |  |  | Field installed cathodic protection | Catchment Basin, Single walled catchment basin | Automatic shutoff device At 95% full | Automatic shutoff device At 95% full |  |  | Continuous Automatic Tank Gauge | [8 empty] | UST Currently In Use: 3; UST Temp Close: 0; AST Currently In Use: 0; AST Temp Closed: 0 | 3 | 0 | 1 | 24188-081-005071 | KIRTI PATEL
32071 | Permanently Closed | 1995-01-03 | 1968-01-01 | 1995-01-03 | Petroleum | On road diesel | On road diesel |  | Steel | Steel |  | Painted or None | Steel | [17 empty] | UST Currently In Use: 3; UST Temp Close: 0; AST Currently In Use: 0; AST Temp Closed: 0 | 3 | 0 | 1 | 24188-081-005071 | KIRTI PATEL
32072 | Cannot Locate or abandoned | 1988-12-15 | 1979-01-01 |  | Petroleum | Unleaded gasoline | Unleaded gasoline |  | Steel | Steel |  |  | Steel |  | 1901-01-01 | [15 empty] | UST Currently In Use: 0; UST Temp Close: 0; AST Currently In Use: 0; AST Temp Closed: 0 | 0 | 0 | 0 | 14903-087-014737 | THORNTON OIL CO INC
32073 | Cannot Locate or abandoned | 1988-12-15 | 1979-01-01 |  | Petroleum | Unleaded gasoline | Unleaded gasoline |  | Steel | Steel |  |  | Steel |  | 1901-01-01 | [15 empty] | UST Currently In Use: 0; UST Temp Close: 0; AST Currently In Use: 0; AST Temp Closed: 0 | 0 | 0 | 0 | 14903-087-014737 | THORNTON OIL CO INC
32074 | Cannot Locate or abandoned | 1988-12-15 | 1979-01-01 |  | Petroleum | Unleaded gasoline | Unleaded gasoline |  | Steel | Steel |  |  | Steel |  | 1901-01-01 | [15 empty] | UST Currently In Use: 0; UST Temp Close: 0; AST Currently In Use: 0; AST Temp Closed: 0 | 0 | 0 | 0 | 14903-087-014737 | THORNTON OIL CO INC
32075 | Permanently Closed | 1988-12-19 | 1954-01-01 |  | Petroleum | Unleaded gasoline | Unleaded gasoline |  | Steel | Steel |  | Painted or None | Steel |  | 1901-01-01 | [15 empty] | UST Currently In Use: 0; UST Temp Close: 0; AST Currently In Use: 0; AST Temp Closed: 0 | 0 | 0 | 2 | 14903-123-003749 | THORNTON OIL CO INC
32076 | Permanently Closed | 1988-12-19 | 1954-01-01 |  | Petroleum | Unleaded gasoline | Unleaded gasoline |  | Steel | Steel |  | Painted or None | Steel |  | 1901-01-01 | [15 empty] | UST Currently In Use: 0; UST Temp Close: 0; AST Currently In Use: 0; AST Temp Closed: 0 | 0 | 0 | 2 | 14903-123-003749 | THORNTON OIL CO INC
32077 | Permanently Closed | 1988-12-13 | 1974-01-01 |  | Petroleum | Unleaded gasoline | Unleaded gasoline |  | Steel | Steel |  | Painted or None | Steel |  | 1901-01-01 | [15 empty] | UST Currently In Use: 0; UST Temp Close: 0; AST Currently In Use: 0; AST Temp Closed: 0 | 0 | 0 | 1 | 14903-123-005049 | THORNTON OIL CO INC
32078 | Permanently Closed | 1998-12-22 | 1964-01-01 | 1999-09-30 | Petroleum | On road diesel | On road diesel |  | Steel | Steel |  | Painted or None | Steel |  | 1901-01-01 | [15 empty] | UST Currently In Use: 0; UST Temp Close: 0; AST Currently In Use: 0; AST Temp Closed: 0 | 0 | 0 | 2 | 14903-123-005050 | THORNTON OIL CO INC
32079 | Permanently Closed | 1998-12-22 | 1964-01-01 | 1999-09-30 | Petroleum | Unleaded gasoline | Unleaded gasoline |  | Steel | Steel |  | Painted or None | Steel |  | 1901-01-01 | [15 empty] | UST Currently In Use: 0; UST Temp Close: 0; AST Currently In Use: 0; AST Temp Closed: 0 | 0 | 0 | 2 | 14903-123-005050 | THORNTON OIL CO INC
32080 | Permanently Closed | 1976-08-01 | 1964-01-01 |  | Petroleum | Unleaded gasoline | Unleaded gasoline |  | Steel | Steel |  | Painted or None | Steel |  | 1901-01-01 | [15 empty] | UST Currently In Use: 0; UST Temp Close: 0; AST Currently In Use: 0; AST Temp Closed: 0 | 0 | 0 | 2 | 14903-123-005052 | THORNTON OIL CO INC
32081 | Permanently Closed | 1976-08-01 | 1964-01-01 |  | Petroleum | Unleaded gasoline | Unleaded gasoline |  | Steel | Steel |  | Painted or None | Steel |  | 1901-01-01 | [15 empty] | UST Currently In Use: 0; UST Temp Close: 0; AST Currently In Use: 0; AST Temp Closed: 0 | 0 | 0 | 2 | 14903-123-005052 | THORNTON OIL CO INC
32082 | Permanently Closed | 1988-12-21 | 1969-01-01 |  | Petroleum | On road diesel | On road diesel |  | Steel | Steel |  | Painted or None | Steel |  | 1901-01-01 | [15 empty] | UST Currently In Use: 0; UST Temp Close: 0; AST Currently In Use: 0; AST Temp Closed: 0 | 0 | 0 | 2 | 14903-123-005053 | THORNTON OIL CO INC
32083 | Permanently Closed | 1988-12-21 | 1969-01-01 |  | Petroleum | Unleaded gasoline | Unleaded gasoline |  | Steel | Steel |  | Painted or None | Steel |  | 1901-01-01 | [15 empty] | UST Currently In Use: 0; UST Temp Close: 0; AST Currently In Use: 0; AST Temp Closed: 0 | 0 | 0 | 2 | 14903-123-005053 | THORNTON OIL CO INC
32084 | Cannot Locate or abandoned | 1998-12-22 | 1983-01-01 |  | Petroleum | Unleaded gasoline | Unleaded gasoline |  | Steel | Steel |  | Painted or None | Steel |  | 1901-01-01 | [15 empty] | UST Currently In Use: 0; UST Temp Close: 0; AST Currently In Use: 0; AST Temp Closed: 0 | 0 | 0 | 0 | 14903-123-005057 | THORNTON OIL CO INC
32085 | Cannot Locate or abandoned | 1998-12-22 | 1964-01-01 |  | Petroleum | Unleaded gasoline | Unleaded gasoline |  | Steel | Steel |  | Painted or None | Steel |  | 1901-01-01 | [15 empty] | UST Currently In Use: 0; UST Temp Close: 0; AST Currently In Use: 0; AST Temp Closed: 0 | 0 | 0 | 0 | 14903-123-005057 | THORNTON OIL CO INC
32086 | Cannot Locate or abandoned | 1998-12-22 | 1974-01-01 |  | Petroleum | On road diesel | On road diesel |  | Steel | Steel |  | Painted or None | Steel |  | 1901-01-01 | [15 empty] | UST Currently In Use: 0; UST Temp Close: 0; AST Currently In Use: 0; AST Temp Closed: 0 | 0 | 0 | 0 | 14903-123-005057 | THORNTON OIL CO INC
32087 | Cannot Locate or abandoned | 1998-12-22 | 1974-01-01 |  | Petroleum | Unleaded gasoline | Unleaded gasoline |  | Steel | Steel |  | Painted or None | Steel |  | 1901-01-01 | [15 empty] | UST Currently In Use: 0; UST Temp Close: 0; AST Currently In Use: 0; AST Temp Closed: 0 | 0 | 0 | 0 | 14903-123-005057 | THORNTON OIL CO INC
32088 | Cannot Locate or abandoned | 1998-12-22 | 1974-01-01 |  | Petroleum | Unleaded gasoline | Unleaded gasoline |  | Steel | Steel |  | Painted or None | Steel |  | 1901-01-01 | [15 empty] | UST Currently In Use: 0; UST Temp Close: 0; AST Currently In Use: 0; AST Temp Closed: 0 | 0 | 0 | 0 | 14903-123-005057 | THORNTON OIL CO INC
32089 | Permanently Closed | 1976-06-01 | 1959-01-01 |  | Petroleum | Unleaded gasoline | Unleaded gasoline |  | Steel | Steel |  | Painted or None | Steel |  | 1901-01-01 | [15 empty] | UST Currently In Use: 0; UST Temp Close: 0; AST Currently In Use: 0; AST Temp Closed: 0 | 0 | 0 | 2 | 14903-123-005058 | THORNTON OIL CO INC
32090 | Permanently Closed | 1976-06-01 | 1959-01-01 |  | Petroleum | Unleaded gasoline | Unleaded gasoline |  | Steel | Steel |  | Painted or None | Steel |  | 1901-01-01 | [15 empty] | UST Currently In Use: 0; UST Temp Close: 0; AST Currently In Use: 0; AST Temp Closed: 0 | 0 | 0 | 2 | 14903-123-005058 | THORNTON OIL CO INC
32091 | Permanently Closed | 1988-12-20 | 1964-01-01 | 1988-12-20 | Petroleum | On road diesel | On road diesel |  | Steel | Steel |  | Painted or None | Steel |  | 1901-01-01 | [15 empty] | UST Currently In Use: 0; UST Temp Close: 0; AST Currently In Use: 0; AST Temp Closed: 0 | 0 | 0 | 4 | 14903-123-005059 | THORNTON OIL CO INC
32092 | Permanently Closed | 1988-12-20 | 1964-01-01 | 1988-12-20 | Petroleum | On road diesel | On road diesel |  | Steel | Steel |  | Painted or None | Steel |  | 1901-01-01 | [15 empty] | UST Currently In Use: 0; UST Temp Close: 0; AST Currently In Use: 0; AST Temp Closed: 0 | 0 | 0 | 4 | 14903-123-005059 | THORNTON OIL CO INC
32093 | Permanently Closed | 1988-12-20 | 1964-01-01 | 1988-12-20 | Petroleum | On road diesel | On road diesel |  | Steel | Steel |  | Painted or None | Steel |  | 1901-01-01 | [15 empty] | UST Currently In Use: 0; UST Temp Close: 0; AST Currently In Use: 0; AST Temp Closed: 0 | 0 | 0 | 4 | 14903-123-005059 | THORNTON OIL CO INC
32094 | Permanently Closed | 1988-12-20 | 1964-01-01 | 1988-12-20 | Petroleum | On road diesel | On road diesel |  | Steel | Steel |  | Painted or None | Steel |  | 1901-01-01 | [15 empty] | UST Currently In Use: 0; UST Temp Close: 0; AST Currently In Use: 0; AST Temp Closed: 0 | 0 | 0 | 4 | 14903-123-005059 | THORNTON OIL CO INC
32095 | Permanently Closed | 1980-05-01 | 1969-01-01 | 1986-06-02 | Petroleum | Unleaded gasoline | Unleaded gasoline |  | Steel | Steel |  | Painted or None | Steel |  | 1901-01-01 | [15 empty] | UST Currently In Use: 0; UST Temp Close: 0; AST Currently In Use: 0; AST Temp Closed: 0 | 0 | 0 | 2 | 14903-123-005060 | THORNTON OIL CO INC
32096 | Permanently Closed | 1980-05-01 | 1969-01-01 | 1986-06-02 | Petroleum | Unleaded gasoline | Unleaded gasoline |  | Steel | Steel |  | Painted or None | Steel |  | 1901-01-01 | [15 empty] | UST Currently In Use: 0; UST Temp Close: 0; AST Currently In Use: 0; AST Temp Closed: 0 | 0 | 0 | 2 | 14903-123-005060 | THORNTON OIL CO INC
32097 | Permanently Closed | 1998-12-22 | 1974-01-01 | 1999-09-30 | Petroleum | Unleaded gasoline | Unleaded gasoline | Retail | Steel | Steel |  | Painted or None | Steel |  | 1901-01-01 | [15 empty] | UST Currently In Use: 0; UST Temp Close: 0; AST Currently In Use: 0; AST Temp Closed: 0 | 0 | 0 | 3 | 14903-123-005061 | THORNTON OIL CO INC
32098 | Permanently Closed | 1998-12-22 | 1964-01-01 | 1999-09-30 | Petroleum | Unleaded gasoline | Unleaded gasoline | Retail | Steel | Steel |  | Painted or None | Steel |  | 1901-01-01 | [15 empty] | UST Currently In Use: 0; UST Temp Close: 0; AST Currently In Use: 0; AST Temp Closed: 0 | 0 | 0 | 3 | 14903-123-005061 | THORNTON OIL CO INC
32099 | Permanently Closed | 1998-12-22 | 1964-01-01 | 1999-09-30 | Petroleum | Unleaded gasoline | Unleaded gasoline | Retail | Steel | Steel |  | Painted or None | Steel |  | 1901-01-01 | [15 empty] | UST Currently In Use: 0; UST Temp Close: 0; AST Currently In Use: 0; AST Temp Closed: 0 | 0 | 0 | 3 | 14903-123-005061 | THORNTON OIL CO INC
32100 | Permanently Closed | 1983-04-01 | 1966-01-01 | 1988-12-15 | Petroleum | Unleaded gasoline | Unleaded gasoline |  | Steel | Steel |  | Painted or None | Steel |  | 1901-01-01 | [15 empty] | UST Currently In Use: 0; UST Temp Close: 0; AST Currently In Use: 0; AST Temp Closed: 0 | 0 | 0 | 2 | 14903-123-005063 | THORNTON OIL CO INC
32101 | Permanently Closed | 1983-04-01 | 1966-01-01 | 1988-12-15 | Petroleum | Unleaded gasoline | Unleaded gasoline |  | Steel | Steel |  | Painted or None | Steel |  | 1901-01-01 | [15 empty] | UST Currently In Use: 0; UST Temp Close: 0; AST Currently In Use: 0; AST Temp Closed: 0 | 0 | 0 | 2 | 14903-123-005063 | THORNTON OIL CO INC
32102 | Permanently Closed | 1998-12-22 | 1974-01-01 | 1999-09-30 | Petroleum | Unleaded gasoline | Unleaded gasoline | Retail | Steel | Steel |  | Painted or None | Steel |  | 1901-01-01 | [15 empty] | UST Currently In Use: 0; UST Temp Close: 0; AST Currently In Use: 0; AST Temp Closed: 0 | 0 | 0 | 2 | 14903-123-005064 | THORNTON OIL CO INC
32103 | Permanently Closed | 1998-12-22 | 1983-01-01 | 1999-09-30 | Petroleum | Unleaded gasoline | Unleaded gasoline | Retail | Steel | Steel |  | Painted or None | Steel |  | 1901-01-01 | [15 empty] | UST Currently In Use: 0; UST Temp Close: 0; AST Currently In Use: 0; AST Temp Closed: 0 | 0 | 0 | 2 | 14903-123-005064 | THORNTON OIL CO INC
32104 | Retired | 1988-08-08 | 1954-01-01 |  | Petroleum | Unleaded gasoline | Unleaded gasoline |  | Steel | Steel |  | Painted or None | Steel |  | 1901-01-01 | [15 empty] | UST Currently In Use: 0; UST Temp Close: 0; AST Currently In Use: 0; AST Temp Closed: 0 | 0 | 0 | 0 | 14903-123-005069 | THORNTON OIL CO INC
32105 | Retired | 1988-08-08 | 1954-01-01 |  | Petroleum | Unleaded gasoline | Unleaded gasoline |  | Steel | Steel |  | Painted or None | Steel |  | 1901-01-01 | [15 empty] | UST Currently In Use: 0; UST Temp Close: 0; AST Currently In Use: 0; AST Temp Closed: 0 | 0 | 0 | 0 | 14903-123-005069 | THORNTON OIL CO INC
32106 | Permanently Closed | 1979-03-01 | 1954-01-01 |  | Petroleum | Unleaded gasoline | Unleaded gasoline |  | Steel | Steel |  | Painted or None | Steel |  | 1901-01-01 | [15 empty] | UST Currently In Use: 0; UST Temp Close: 0; AST Currently In Use: 0; AST Temp Closed: 0 | 0 | 0 | 2 | 14903-123-005070 | THORNTON OIL CO INC
32107 | Permanently Closed | 1979-03-01 | 1954-01-01 |  | Petroleum | Unleaded gasoline | Unleaded gasoline |  | Steel | Steel |  | Painted or None | Steel |  | 1901-01-01 | [15 empty] | UST Currently In Use: 0; UST Temp Close: 0; AST Currently In Use: 0; AST Temp Closed: 0 | 0 | 0 | 2 | 14903-123-005070 | THORNTON OIL CO INC
32108 | Permanently Closed | 1988-12-15 | 1964-01-01 | 1988-12-15 | Petroleum | Unleaded gasoline | Unleaded gasoline |  | Steel | Steel |  | Painted or None | Steel |  | 1901-01-01 | [15 empty] | UST Currently In Use: 0; UST Temp Close: 0; AST Currently In Use: 0; AST Temp Closed: 0 | 0 | 0 | 2 | 14903-123-005072 | THORNTON OIL CO INC
32109 | Permanently Closed | 1988-12-15 | 1964-01-01 | 1988-12-15 | Petroleum | Unleaded gasoline | Unleaded gasoline |  | Steel | Steel |  | Painted or None | Steel |  | 1901-01-01 | [15 empty] | UST Currently In Use: 0; UST Temp Close: 0; AST Currently In Use: 0; AST Temp Closed: 0 | 0 | 0 | 2 | 14903-123-005072 | THORNTON OIL CO INC
32110 | Permanently Closed | 1991-12-23 | 1954-01-01 | 1993-05-25 | Petroleum | Unleaded gasoline | Unleaded gasoline |  | Steel | Steel |  | Painted or None | Steel |  | 1901-01-01 | [15 empty] | UST Currently In Use: 0; UST Temp Close: 0; AST Currently In Use: 0; AST Temp Closed: 0 | 0 | 0 | 3 | 14903-123-005075 | THORNTON OIL CO INC
32111 | Permanently Closed | 1991-12-23 | 1954-01-01 | 1993-05-25 | Petroleum | Unleaded gasoline | Unleaded gasoline |  | Steel | Steel |  | Painted or None | Steel |  | 1901-01-01 | [15 empty] | UST Currently In Use: 0; UST Temp Close: 0; AST Currently In Use: 0; AST Temp Closed: 0 | 0 | 0 | 3 | 14903-123-005075 | THORNTON OIL CO INC
32112 | Permanently Closed | 1991-12-23 | 1972-01-01 | 1993-05-25 | Petroleum | Unleaded gasoline | Unleaded gasoline |  | Steel | Steel |  | Painted or None | Steel |  | 1901-01-01 | [15 empty] | UST Currently In Use: 0; UST Temp Close: 0; AST Currently In Use: 0; AST Temp Closed: 0 | 0 | 0 | 3 | 14903-123-005075 | THORNTON OIL CO INC
32113 | Permanently Closed | 1998-03-01 | 1984-01-01 | 1998-06-11 | Petroleum | Unleaded gasoline | Unleaded gasoline |  | Steel | Steel |  | Painted or None | Steel |  | 1901-01-01 | [12 empty] | Annual line testing | Annual line testing |  | UST Currently In Use: 0; UST Temp Close: 0; AST Currently In Use: 0; AST Temp Closed: 0 | 0 | 0 | 4 | 14905-083-001253 | THRASHER OIL CO
32114 | Permanently Closed | 1998-03-01 | 1984-01-01 | 1998-06-11 | Petroleum | Unleaded gasoline | Unleaded gasoline |  | Steel | Steel |  | Painted or None | Steel |  | 1901-01-01 | [12 empty] | Annual line testing | Annual line testing |  | UST Currently In Use: 0; UST Temp Close: 0; AST Currently In Use: 0; AST Temp Closed: 0 | 0 | 0 | 4 | 14905-083-001253 | THRASHER OIL CO
32115 | Permanently Closed | 1998-03-01 | 1984-01-01 | 1998-06-11 | Petroleum | Unleaded gasoline | Unleaded gasoline |  | Steel | Steel |  | Painted or None | Steel |  | 1901-01-01 | [12 empty] | Annual line testing | Annual line testing |  | UST Currently In Use: 0; UST Temp Close: 0; AST Currently In Use: 0; AST Temp Closed: 0 | 0 | 0 | 4 | 14905-083-001253 | THRASHER OIL CO
32116 | Currently in Use |  | 1990-06-15 |  | Petroleum | On road diesel | On road diesel | Retail | Steel | Steel | Coated & cathodic protection (sti-P3), Field installed cathodic protection |  | Fiberglass reinforced plastic |  | 1901-01-01 |  | Catchment Basin, Single walled catchment basin | Automatic shutoff device At 95% full | Automatic shutoff device At 95% full |  |  | Continuous Automatic Tank Gauge, Statistical Inventory Reconciliation (SIR) |  | Automatic shutoff device (AELLD), Containment Sump | Containment Sump |  |  | Annual line testing, Continuous alarm system, Statistical inventory reconciliation (SIR) | Statistical inventory reconciliation (SIR) |  | UST Currently In Use: 4; UST Temp Close: 0; AST Currently In Use: 0; AST Temp Closed: 0 | 4 | 0 | 0 | 11576-083-015330 | DUTCH OIL COMPANY
32117 | Currently in Use |  | 1990-06-15 |  | Petroleum | Mid-grade gasoline | Mid-grade gasoline | Retail | Steel | Steel | Coated & cathodic protection (sti-P3), Field installed cathodic protection |  | Fiberglass reinforced plastic |  | 1901-01-01 |  | Catchment Basin, Single walled catchment basin | Automatic shutoff device At 95% full | Automatic shutoff device At 95% full |  |  | Continuous Automatic Tank Gauge, Statistical Inventory Reconciliation (SIR) |  | Automatic shutoff device (AELLD), Containment Sump | Containment Sump |  |  | Annual line testing, Continuous alarm system, Statistical inventory reconciliation (SIR) | Statistical inventory reconciliation (SIR) |  | UST Currently In Use: 4; UST Temp Close: 0; AST Currently In Use: 0; AST Temp Closed: 0 | 4 | 0 | 0 | 11576-083-015330 | DUTCH OIL COMPANY
32118 | Currently in Use |  | 1990-06-15 |  | Petroleum | Premium gasoline | Premium gasoline | Retail | Steel | Steel | Coated & cathodic protection (sti-P3), Field installed cathodic protection |  | Fiberglass reinforced plastic |  | 1901-01-01 |  | Catchment Basin, Single walled catchment basin | Automatic shutoff device At 95% full | Automatic shutoff device At 95% full |  |  | Continuous Automatic Tank Gauge, Statistical Inventory Reconciliation (SIR) |  | Automatic shutoff device (AELLD), Containment Sump | Containment Sump |  |  | Annual line testing, Continuous alarm system, Statistical inventory reconciliation (SIR) | Statistical inventory reconciliation (SIR) |  | UST Currently In Use: 4; UST Temp Close: 0; AST Currently In Use: 0; AST Temp Closed: 0 | 4 | 0 | 0 | 11576-083-015330 | DUTCH OIL COMPANY
32119 | Permanently Closed | 1987-03-01 | 1969-01-01 | 1988-01-01 | Petroleum | On road diesel | On road diesel |  | Steel | Steel |  | Painted or None | Steel |  | 1901-01-01 | [15 empty] | UST Currently In Use: 0; UST Temp Close: 0; AST Currently In Use: 0; AST Temp Closed: 0 | 0 | 0 | 4 | 14905-089-001241 | THRASHER OIL CO
32120 | Permanently Closed | 1987-03-01 | 1969-01-01 | 1988-01-01 | Petroleum | On road diesel | On road diesel |  | Steel | Steel |  | Painted or None | Steel |  | 1901-01-01 | [15 empty] | UST Currently In Use: 0; UST Temp Close: 0; AST Currently In Use: 0; AST Temp Closed: 0 | 0 | 0 | 4 | 14905-089-001241 | THRASHER OIL CO
32121 | Permanently Closed | 1901-01-01 | 1973-01-01 | 1988-01-01 | Petroleum | On road diesel | On road diesel |  | Steel | Steel |  | Painted or None | Steel |  | 1901-01-01 | [15 empty] | UST Currently In Use: 0; UST Temp Close: 0; AST Currently In Use: 0; AST Temp Closed: 0 | 0 | 0 | 4 | 14905-089-001241 | THRASHER OIL CO
32122 | Permanently Closed | 1901-01-01 | 1973-01-01 | 1988-01-01 | Petroleum | On road diesel | On road diesel |  | Steel | Steel |  | Painted or None | Steel |  | 1901-01-01 | [15 empty] | UST Currently In Use: 0; UST Temp Close: 0; AST Currently In Use: 0; AST Temp Closed: 0 | 0 | 0 | 4 | 14905-089-001241 | THRASHER OIL CO
32123 | Permanently Closed | 1996-09-06 | 1980-01-01 | 1996-09-06 | Petroleum | Unleaded gasoline | Unleaded gasoline |  | Steel | Steel |  | Painted or None | Steel |  | 1901-01-01 | [12 empty] | Annual line testing | Annual line testing |  | UST Currently In Use: 0; UST Temp Close: 0; AST Currently In Use: 0; AST Temp Closed: 0 | 0 | 0 | 2 | 14905-089-001242 | THRASHER OIL CO
32124 | Permanently Closed | 1996-09-06 | 1981-01-01 | 1996-09-06 | Petroleum | Unleaded gasoline | Unleaded gasoline |  | Steel | Steel |  | Painted or None | Steel |  | 1901-01-01 | [12 empty] | Annual line testing | Annual line testing |  | UST Currently In Use: 0; UST Temp Close: 0; AST Currently In Use: 0; AST Temp Closed: 0 | 0 | 0 | 2 | 14905-089-001242 | THRASHER OIL CO
32125 | Currently in Use |  | 1983-01-01 |  | Petroleum | Unleaded gasoline | Unleaded gasoline | Retail | Single Wall, Steel | Steel | Coated & cathodic protection (sti-P3), Field installed cathodic protection |  | Double Wall, Fiberglass reinforced plastic |  |  |  | Catchment Basin, Single walled catchment basin | Automatic shutoff device At 95% full | Automatic shutoff device At 95% full |  |  | Continuous Automatic Tank Gauge |  | Automatic shutoff device (AELLD), Containment Sump | Containment Sump | Interstitial Monitoring within Secondary Containment | SENSOR TO ATG | Continuous alarm system | Continuous alarm system |  | UST Currently In Use: 3; UST Temp Close: 0; AST Currently In Use: 0; AST Temp Closed: 0 | 3 | 0 | 0 | 11576-089-001243 | DUTCH OIL COMPANY
32126 | Currently in Use |  | 1983-01-01 |  | Petroleum | Premium gasoline | Premium gasoline | Retail | Single Wall, Steel | Steel | Coated & cathodic protection (sti-P3), Field installed cathodic protection |  | Double Wall |  |  |  | Catchment Basin, Single walled catchment basin | Automatic shutoff device At 95% full | Automatic shutoff device At 95% full |  |  | Continuous Automatic Tank Gauge |  | Automatic shutoff device (AELLD), Containment Sump | Containment Sump | Interstitial Monitoring within Secondary Containment | SENSOR TO ATG | Continuous alarm system | Continuous alarm system |  | UST Currently In Use: 3; UST Temp Close: 0; AST Currently In Use: 0; AST Temp Closed: 0 | 3 | 0 | 0 | 11576-089-001243 | DUTCH OIL COMPANY
32127 | Currently in Use |  | 1983-01-01 |  | Petroleum | On road diesel | On road diesel | Retail | Single Wall, Steel | Steel | Coated & cathodic protection (sti-P3), Field installed cathodic protection |  | Double Wall, Fiberglass reinforced plastic |  |  |  | Catchment Basin, Single walled catchment basin | Automatic shutoff device At 95% full | Automatic shutoff device At 95% full |  |  | Continuous Automatic Tank Gauge |  | Automatic shutoff device (AELLD), Containment Sump | Containment Sump | Interstitial Monitoring within Secondary Containment | SENSOR TO ATG | Continuous alarm system | Continuous alarm system |  | UST Currently In Use: 3; UST Temp Close: 0; AST Currently In Use: 0; AST Temp Closed: 0 | 3 | 0 | 0 | 11576-089-001243 | DUTCH OIL COMPANY
32128 | Permanently Closed | 2002-07-08 | 1972-01-01 | 2002-07-08 | Petroleum | Unleaded gasoline | Unleaded gasoline | Retail | Steel | Steel | Field installed cathodic protection |  | Steel |  | 1901-01-01 | Field installed cathodic protection | Catchment Basin, Single walled catchment basin | Automatic shutoff device At 95% full | Automatic shutoff device At 95% full |  |  | Continuous Automatic Tank Gauge | [8 empty] | UST Currently In Use: 0; UST Temp Close: 0; AST Currently In Use: 0; AST Temp Closed: 0 | 0 | 0 | 5 | 14547-089-001244 | THE SPENCER COMPANIES INC
32129 | Permanently Closed | 2002-07-08 | 1972-01-01 | 2002-07-08 | Petroleum | Mid-grade gasoline | Mid-grade gasoline | Retail | Steel | Steel | Field installed cathodic protection |  | Steel |  | 1901-01-01 | Field installed cathodic protection | Catchment Basin, Single walled catchment basin | Automatic shutoff device At 95% full | Automatic shutoff device At 95% full |  |  | Continuous Automatic Tank Gauge | [8 empty] | UST Currently In Use: 0; UST Temp Close: 0; AST Currently In Use: 0; AST Temp Closed: 0 | 0 | 0 | 5 | 14547-089-001244 | THE SPENCER COMPANIES INC
32130 | Permanently Closed | 2002-07-08 | 1980-01-01 | 2002-07-08 | Petroleum | Premium gasoline | Premium gasoline | Retail | Steel | Steel | Field installed cathodic protection |  | Steel |  | 1901-01-01 | Field installed cathodic protection | Catchment Basin, Single walled catchment basin | Automatic shutoff device At 95% full | Automatic shutoff device At 95% full |  |  | Continuous Automatic Tank Gauge | [8 empty] | UST Currently In Use: 0; UST Temp Close: 0; AST Currently In Use: 0; AST Temp Closed: 0 | 0 | 0 | 5 | 14547-089-001244 | THE SPENCER COMPANIES INC
32131 | Permanently Closed | 2002-07-08 | 1970-01-01 | 2002-07-08 | Petroleum | On road diesel | On road diesel | Retail | Steel | Steel | Field installed cathodic protection |  | Steel |  | 1901-01-01 | Field installed cathodic protection | Catchment Basin, Single walled catchment basin | Automatic shutoff device At 95% full | Automatic shutoff device At 95% full |  |  | Continuous Automatic Tank Gauge | [8 empty] | UST Currently In Use: 0; UST Temp Close: 0; AST Currently In Use: 0; AST Temp Closed: 0 | 0 | 0 | 5 | 14547-089-001244 | THE SPENCER COMPANIES INC
32132 | Currently in Use |  | 1975-01-01 |  | Petroleum | Unleaded gasoline | Unleaded gasoline | Retail | Single Wall, Steel | Steel | Field installed cathodic protection |  | Single Wall, Steel |  |  | Field installed cathodic protection | Catchment Basin, Single walled catchment basin | Automatic shutoff device At 95% full | Automatic shutoff device At 95% full |  |  | Statistical Inventory Reconciliation (SIR) |  | Automatic flow restrictor (MLLD), Containment Sump | Containment Sump |  |  | Annual line testing, Statistical inventory reconciliation (SIR) | Statistical inventory reconciliation (SIR) |  | UST Currently In Use: 3; UST Temp Close: 0; AST Currently In Use: 0; AST Temp Closed: 0 | 3 | 0 | 0 | 11576-089-001245 | DUTCH OIL COMPANY
32133 | Currently in Use |  | 1975-01-01 |  | Petroleum | On road diesel | On road diesel | Retail | Single Wall, Steel | Steel | Field installed cathodic protection |  | Single Wall, Steel |  | 1901-01-01 | Field installed cathodic protection | Catchment Basin, Single walled catchment basin | Automatic shutoff device At 95% full | Automatic shutoff device At 95% full |  |  | Statistical Inventory Reconciliation (SIR) |  | Automatic flow restrictor (MLLD), Containment Sump | Containment Sump |  |  | Annual line testing, Statistical inventory reconciliation (SIR) | Statistical inventory reconciliation (SIR) |  | UST Currently In Use: 3; UST Temp Close: 0; AST Currently In Use: 0; AST Temp Closed: 0 | 3 | 0 | 0 | 11576-089-001245 | DUTCH OIL COMPANY
32134 | Currently in Use |  | 1975-01-01 |  | Petroleum | Premium gasoline | Premium gasoline | Retail | Single Wall, Steel | Steel | Field installed cathodic protection |  | Single Wall, Steel |  |  | Field installed cathodic protection | Catchment Basin, Single walled catchment basin | Automatic shutoff device At 95% full | Automatic shutoff device At 95% full |  |  | Statistical Inventory Reconciliation (SIR) |  | Automatic flow restrictor (MLLD), Containment Sump | Containment Sump |  |  | Annual line testing, Statistical inventory reconciliation (SIR) | Statistical inventory reconciliation (SIR) |  | UST Currently In Use: 3; UST Temp Close: 0; AST Currently In Use: 0; AST Temp Closed: 0 | 3 | 0 | 0 | 11576-089-001245 | DUTCH OIL COMPANY
32135 | Currently in Use |  | 1975-01-01 |  | Petroleum | Unleaded gasoline | Unleaded gasoline | Retail | Single Wall, Steel | Steel | Field installed cathodic protection |  | Single Wall, Steel |  |  | Field installed cathodic protection | Catchment Basin, Single walled catchment basin | Automatic shutoff device At 95% full | Automatic shutoff device At 95% full |  |  | Statistical Inventory Reconciliation (SIR) |  | Automatic flow restrictor (MLLD), Containment Sump | Containment Sump |  |  | Statistical inventory reconciliation (SIR) | Statistical inventory reconciliation (SIR) |  | UST Currently In Use: 3; UST Temp Close: 0; AST Currently In Use: 0; AST Temp Closed: 0 | 3 | 0 | 0 | 11576-089-001246 | DUTCH OIL COMPANY
32136 | Currently in Use |  | 1975-01-01 |  | Petroleum | Premium gasoline | Premium gasoline | Retail | Single Wall, Steel | Steel | Field installed cathodic protection |  | Single Wall, Steel |  |  | Field installed cathodic protection | Catchment Basin, Single walled catchment basin | Automatic shutoff device At 95% full | Automatic shutoff device At 95% full |  |  | Statistical Inventory Reconciliation (SIR) |  | Automatic flow restrictor (MLLD), Containment Sump | Containment Sump |  |  | Statistical inventory reconciliation (SIR) | Statistical inventory reconciliation (SIR) |  | UST Currently In Use: 3; UST Temp Close: 0; AST Currently In Use: 0; AST Temp Closed: 0 | 3 | 0 | 0 | 11576-089-001246 | DUTCH OIL COMPANY
32137 | Currently in Use |  | 1975-01-01 |  | Petroleum | On road diesel | On road diesel | Retail | Single Wall, Steel | Steel | Field installed cathodic protection |  | Single Wall, Steel |  |  | Field installed cathodic protection | Catchment Basin, Single walled catchment basin | Automatic shutoff device At 95% full | Automatic shutoff device At 95% full |  |  | Statistical Inventory Reconciliation (SIR) |  | Automatic flow restrictor (MLLD), Containment Sump | Containment Sump |  |  | Statistical inventory reconciliation (SIR) | Statistical inventory reconciliation (SIR) |  | UST Currently In Use: 3; UST Temp Close: 0; AST Currently In Use: 0; AST Temp Closed: 0 | 3 | 0 | 0 | 11576-089-001246 | DUTCH OIL COMPANY
32138 | Currently in Use |  | 1970-01-01 |  | Petroleum | Unleaded gasoline | Unleaded gasoline | Retail | Single Wall, Steel | Steel | Field installed cathodic protection |  | Single Wall, Steel |  | 1901-01-01 | Field installed cathodic protection | Catchment Basin, Single walled catchment basin | Automatic shutoff device At 95% full | Automatic shutoff device At 95% full |  |  | Continuous Automatic Tank Gauge | [8 empty] | UST Currently In Use: 3; UST Temp Close: 0; AST Currently In Use: 0; AST Temp Closed: 0 | 3 | 0 | 0 | 23080-089-001247 | SHREE UGTAIMA INC.
32140 | Currently in Use |  | 1970-01-01 |  | Petroleum | On road diesel | On road diesel | Retail | Single Wall, Steel | Steel | Field installed cathodic protection |  | Single Wall, Steel |  | 1901-01-01 | Field installed cathodic protection | Catchment Basin, Single walled catchment basin | Flow Rest 90% Full | Flow Rest 90% Full |  |  | Continuous Automatic Tank Gauge | [8 empty] | UST Currently In Use: 3; UST Temp Close: 0; AST Currently In Use: 0; AST Temp Closed: 0 | 3 | 0 | 0 | 23080-089-001247 | SHREE UGTAIMA INC.
32141 | Currently in Use |  | 1970-01-01 |  | Petroleum | Premium gasoline | Premium gasoline | Retail | Single Wall, Steel | Steel | Field installed cathodic protection |  | Single Wall, Steel |  | 1901-01-01 | Field installed cathodic protection | Catchment Basin, Single walled catchment basin | Flow Rest 90% Full | Flow Rest 90% Full |  |  | Continuous Automatic Tank Gauge | [8 empty] | UST Currently In Use: 3; UST Temp Close: 0; AST Currently In Use: 0; AST Temp Closed: 0 | 3 | 0 | 0 | 23080-089-001247 | SHREE UGTAIMA INC.
32142 | Currently in Use |  | 1978-01-05 |  | Petroleum | Unleaded gasoline | Unleaded gasoline | Retail | Single Wall, Steel | Steel | Coated & cathodic protection (sti-P3), Field installed cathodic protection |  | Double Wall, Fiberglass reinforced plastic |  |  |  | Catchment Basin, Single walled catchment basin | Automatic shutoff device At 95% full | Automatic shutoff device At 95% full |  |  | Statistical Inventory Reconciliation (SIR) |  | Automatic flow restrictor (MLLD), Containment Sump | Containment Sump | Interstitial Monitoring within Secondary Containment | MANUAL/VISUAL CHECK | Statistical inventory reconciliation (SIR) | Statistical inventory reconciliation (SIR) |  | UST Currently In Use: 3; UST Temp Close: 0; AST Currently In Use: 0; AST Temp Closed: 0 | 3 | 0 | 0 | 11576-089-001248 | DUTCH OIL COMPANY
32143 | Currently in Use |  | 1978-01-05 |  | Petroleum | On road diesel | On road diesel | Retail | Single Wall, Steel | Steel | Coated & cathodic protection (sti-P3), Field installed cathodic protection |  | Double Wall, Fiberglass reinforced plastic |  |  |  | Catchment Basin, Single walled catchment basin | Automatic shutoff device At 95% full | Automatic shutoff device At 95% full |  |  | Statistical Inventory Reconciliation (SIR) |  | Automatic flow restrictor (MLLD), Containment Sump | Containment Sump | Interstitial Monitoring within Secondary Containment | MANUAL/VISUAL CHECK | Statistical inventory reconciliation (SIR) | Statistical inventory reconciliation (SIR) |  | UST Currently In Use: 3; UST Temp Close: 0; AST Currently In Use: 0; AST Temp Closed: 0 | 3 | 0 | 0 | 11576-089-001248 | DUTCH OIL COMPANY
32144 | Currently in Use |  | 1978-01-05 |  | Petroleum | Premium gasoline | Premium gasoline | Retail | Single Wall, Steel | Steel | Coated & cathodic protection (sti-P3), Field installed cathodic protection |  | Double Wall, Fiberglass reinforced plastic |  |  |  | Catchment Basin, Single walled catchment basin | Automatic shutoff device At 95% full | Automatic shutoff device At 95% full |  |  | Statistical Inventory Reconciliation (SIR) |  | Automatic flow restrictor (MLLD), Containment Sump | Containment Sump | Interstitial Monitoring within Secondary Containment | MANUAL/VISUAL CHECK | Statistical inventory reconciliation (SIR) | Statistical inventory reconciliation (SIR) |  | UST Currently In Use: 3; UST Temp Close: 0; AST Currently In Use: 0; AST Temp Closed: 0 | 3 | 0 | 0 | 11576-089-001248 | DUTCH OIL COMPANY
32145 | Permanently Closed | 1990-02-07 | 1978-01-01 | 1990-02-07 | Petroleum | Unleaded gasoline | Unleaded gasoline |  | Steel | Steel |  | Painted or None | Steel |  | 1901-01-01 | [6 empty] | Statistical Inventory Reconciliation (SIR) | [8 empty] | UST Currently In Use: 0; UST Temp Close: 0; AST Currently In Use: 0; AST Temp Closed: 0 | 0 | 0 | 7 | 14547-089-001249 | THE SPENCER COMPANIES INC
32146 | Permanently Closed | 1990-02-07 | 1978-01-01 | 1990-02-07 | Petroleum | Unleaded gasoline | Unleaded gasoline |  | Steel | Steel |  | Painted or None | Steel |  | 1901-01-01 | [6 empty] | Statistical Inventory Reconciliation (SIR) | [8 empty] | UST Currently In Use: 0; UST Temp Close: 0; AST Currently In Use: 0; AST Temp Closed: 0 | 0 | 0 | 7 | 14547-089-001249 | THE SPENCER COMPANIES INC
32147 | Permanently Closed | 1990-02-09 | 1978-01-01 | 1990-03-28 | Petroleum | Unleaded gasoline | Unleaded gasoline |  | Steel | Steel |  | Painted or None | Steel |  | 1901-01-01 | [6 empty] | Statistical Inventory Reconciliation (SIR) | [8 empty] | UST Currently In Use: 0; UST Temp Close: 0; AST Currently In Use: 0; AST Temp Closed: 0 | 0 | 0 | 7 | 14547-089-001249 | THE SPENCER COMPANIES INC
32148 | Permanently Closed | 1990-02-07 | 1978-01-01 | 1990-02-07 | Petroleum | On road diesel | On road diesel |  | Steel | Steel |  | Painted or None | Steel |  | 1901-01-01 | [15 empty] | UST Currently In Use: 0; UST Temp Close: 0; AST Currently In Use: 0; AST Temp Closed: 0 | 0 | 0 | 7 | 14547-089-001249 | THE SPENCER COMPANIES INC
32149 | Permanently Closed | 2010-06-14 | 1972-01-01 | 2014-10-28 | Petroleum | Unleaded gasoline | Unleaded gasoline | Retail | Steel | Steel | Field installed cathodic protection |  | Steel |  |  | Field installed cathodic protection | Catchment Basin, Single walled catchment basin | Automatic shutoff device At 95% full | Automatic shutoff device At 95% full |  |  | Continuous Automatic Tank Gauge | [8 empty] | UST Currently In Use: 0; UST Temp Close: 0; AST Currently In Use: 0; AST Temp Closed: 0 | 0 | 0 | 3 | 21732-089-001251 | T. FRANK MORRING
32150 | Permanently Closed | 2011-06-14 | 1972-01-01 | 2014-10-28 | Petroleum | Mid-grade gasoline | Mid-grade gasoline | Retail | Steel | Steel | Field installed cathodic protection |  | Steel |  |  | Field installed cathodic protection | Catchment Basin, Single walled catchment basin | Automatic shutoff device At 95% full | Automatic shutoff device At 95% full |  |  | Continuous Automatic Tank Gauge | [8 empty] | UST Currently In Use: 0; UST Temp Close: 0; AST Currently In Use: 0; AST Temp Closed: 0 | 0 | 0 | 3 | 21732-089-001251 | T. FRANK MORRING
32151 | Permanently Closed | 2011-06-14 | 1972-01-01 | 2014-10-28 | Petroleum | On road diesel | On road diesel | Retail | Steel | Steel | Field installed cathodic protection |  | Steel |  |  | Field installed cathodic protection | Catchment Basin, Single walled catchment basin | Automatic shutoff device At 95% full | Automatic shutoff device At 95% full |  |  | Continuous Automatic Tank Gauge | [8 empty] | UST Currently In Use: 0; UST Temp Close: 0; AST Currently In Use: 0; AST Temp Closed: 0 | 0 | 0 | 3 | 21732-089-001251 | T. FRANK MORRING
32152 | Permanently Closed | 2004-09-30 | 1978-01-01 | 2004-12-17 | Petroleum | Unleaded gasoline | Unleaded gasoline | Retail | Steel | Steel | Field installed cathodic protection |  | Fiberglass reinforced plastic |  | 1901-01-01 |  | Catchment Basin, Single walled catchment basin | Automatic shutoff device At 95% full | Automatic shutoff device At 95% full |  |  | Continuous Automatic Tank Gauge | [8 empty] | UST Currently In Use: 0; UST Temp Close: 0; AST Currently In Use: 0; AST Temp Closed: 0 | 0 | 0 | 3 | 14547-089-001252 | THE SPENCER COMPANIES INC
32153 | Permanently Closed | 2004-09-30 | 1978-01-01 | 2004-12-17 | Petroleum | Mid-grade gasoline | Mid-grade gasoline | Retail | Steel | Steel | Field installed cathodic protection |  | Fiberglass reinforced plastic |  | 1901-01-01 |  | Catchment Basin, Single walled catchment basin | Automatic shutoff device At 95% full | Automatic shutoff device At 95% full |  |  | Continuous Automatic Tank Gauge | [8 empty] | UST Currently In Use: 0; UST Temp Close: 0; AST Currently In Use: 0; AST Temp Closed: 0 | 0 | 0 | 3 | 14547-089-001252 | THE SPENCER COMPANIES INC
32154 | Permanently Closed | 2004-09-30 | 1978-01-01 | 2004-12-17 | Petroleum | Premium gasoline | Premium gasoline | Retail | Steel | Steel | Field installed cathodic protection |  | Fiberglass reinforced plastic |  | 1901-01-01 |  | Catchment Basin, Single walled catchment basin | Automatic shutoff device At 95% full | Automatic shutoff device At 95% full |  |  | Continuous Automatic Tank Gauge | [8 empty] | UST Currently In Use: 0; UST Temp Close: 0; AST Currently In Use: 0; AST Temp Closed: 0 | 0 | 0 | 3 | 14547-089-001252 | THE SPENCER COMPANIES INC
32155 | Permanently Closed | 1990-01-03 | 1962-01-01 | 1990-01-03 | Petroleum | Unleaded gasoline | Unleaded gasoline |  | Steel | Steel |  | Painted or None | Steel |  | 1901-01-01 | [15 empty] | UST Currently In Use: 0; UST Temp Close: 0; AST Currently In Use: 0; AST Temp Closed: 0 | 0 | 0 | 3 | 14905-089-001254 | THRASHER OIL CO
32156 | Permanently Closed | 1990-01-03 | 1962-01-01 | 1990-01-03 | Petroleum | Unleaded gasoline | Unleaded gasoline |  | Steel | Steel |  | Painted or None | Steel |  | 1901-01-01 | [15 empty] | UST Currently In Use: 0; UST Temp Close: 0; AST Currently In Use: 0; AST Temp Closed: 0 | 0 | 0 | 3 | 14905-089-001254 | THRASHER OIL CO
32157 | Permanently Closed | 1990-01-03 | 1962-01-01 | 1990-01-03 | Petroleum | Unleaded gasoline | Unleaded gasoline |  | Steel | Steel |  | Painted or None | Steel |  | 1901-01-01 | [15 empty] | UST Currently In Use: 0; UST Temp Close: 0; AST Currently In Use: 0; AST Temp Closed: 0 | 0 | 0 | 3 | 14905-089-001254 | THRASHER OIL CO
32158 | Permanently Closed | 1989-12-22 | 1957-01-01 | 1989-12-22 | Petroleum | Unleaded gasoline | Unleaded gasoline |  | Steel | Steel |  | Painted or None | Steel |  | 1901-01-01 | [15 empty] | UST Currently In Use: 0; UST Temp Close: 0; AST Currently In Use: 0; AST Temp Closed: 0 | 0 | 0 | 3 | 14905-089-001255 | THRASHER OIL CO
32159 | Permanently Closed | 1989-12-22 | 1957-01-01 | 1989-12-22 | Petroleum | Unleaded gasoline | Unleaded gasoline |  | Steel | Steel |  | Painted or None | Steel |  | 1901-01-01 | [15 empty] | UST Currently In Use: 0; UST Temp Close: 0; AST Currently In Use: 0; AST Temp Closed: 0 | 0 | 0 | 3 | 14905-089-001255 | THRASHER OIL CO
32160 | Permanently Closed | 1989-12-22 | 1957-01-01 | 1989-12-22 | Petroleum | Other, OTHER | Other |  | Steel | Steel |  | Painted or None | Steel |  | 1901-01-01 | [15 empty] | UST Currently In Use: 0; UST Temp Close: 0; AST Currently In Use: 0; AST Temp Closed: 0 | 0 | 0 | 3 | 14905-089-001255 | THRASHER OIL CO
32161 | Permanently Closed | 1990-08-30 | 1969-01-01 | 1990-08-30 | Petroleum | Unleaded gasoline | Unleaded gasoline |  | Steel | Steel |  | Painted or None | Steel |  | 1901-01-01 | [15 empty] | UST Currently In Use: 0; UST Temp Close: 0; AST Currently In Use: 0; AST Temp Closed: 0 | 0 | 0 | 3 | 14905-089-001256 | THRASHER OIL CO
32162 | Permanently Closed | 1990-08-30 | 1969-01-01 | 1990-08-30 | Petroleum | Unleaded gasoline | Unleaded gasoline |  | Steel | Steel |  | Painted or None | Steel |  | 1901-01-01 | [15 empty] | UST Currently In Use: 0; UST Temp Close: 0; AST Currently In Use: 0; AST Temp Closed: 0 | 0 | 0 | 3 | 14905-089-001256 | THRASHER OIL CO
32163 | Permanently Closed | 1990-08-30 | 1969-01-01 | 1990-08-30 | Petroleum | Unleaded gasoline | Unleaded gasoline |  | Steel | Steel |  | Painted or None | Steel |  | 1901-01-01 | [15 empty] | UST Currently In Use: 0; UST Temp Close: 0; AST Currently In Use: 0; AST Temp Closed: 0 | 0 | 0 | 3 | 14905-089-001256 | THRASHER OIL CO
32164 | Permanently Closed | 1901-01-01 | 1963-01-01 | 1988-01-01 | Petroleum | Unleaded gasoline | Unleaded gasoline |  | Steel | Steel |  | Painted or None | Steel |  | 1901-01-01 | [15 empty] | UST Currently In Use: 5; UST Temp Close: 0; AST Currently In Use: 0; AST Temp Closed: 0 | 5 | 0 | 3 | 11576-089-001257 | DUTCH OIL COMPANY
32165 | Permanently Closed | 1901-01-01 | 1963-01-01 | 1988-01-01 | Petroleum | Unleaded gasoline | Unleaded gasoline |  | Steel | Steel |  | Painted or None | Steel |  | 1901-01-01 | [15 empty] | UST Currently In Use: 5; UST Temp Close: 0; AST Currently In Use: 0; AST Temp Closed: 0 | 5 | 0 | 3 | 11576-089-001257 | DUTCH OIL COMPANY
32166 | Permanently Closed | 1901-01-01 | 1963-01-01 | 1988-01-01 | Petroleum | Unleaded gasoline | Unleaded gasoline |  | Steel | Steel |  | Painted or None | Steel |  | 1901-01-01 | [15 empty] | UST Currently In Use: 5; UST Temp Close: 0; AST Currently In Use: 0; AST Temp Closed: 0 | 5 | 0 | 3 | 11576-089-001257 | DUTCH OIL COMPANY
32167 | Currently in Use |  | 1986-01-01 |  | Petroleum | Unleaded gasoline | Unleaded gasoline | Retail | Single Wall, Steel | Steel | Coated & cathodic protection (sti-P3) |  | Fiberglass reinforced plastic, Single Wall |  |  |  | Catchment Basin, Single walled catchment basin | Flow Rest 90% Full | Flow Rest 90% Full |  |  | Statistical Inventory Reconciliation (SIR) |  | Automatic flow restrictor (MLLD) | Automatic flow restrictor (MLLD) |  |  | Annual line testing, Statistical inventory reconciliation (SIR) | Statistical inventory reconciliation (SIR) |  | UST Currently In Use: 5; UST Temp Close: 0; AST Currently In Use: 0; AST Temp Closed: 0 | 5 | 0 | 3 | 11576-089-001257 | DUTCH OIL COMPANY
32168 | Currently in Use |  | 1986-01-01 |  | Petroleum | Mid-grade gasoline | Mid-grade gasoline | Retail | Single Wall, Steel | Steel | Coated & cathodic protection (sti-P3) |  | Fiberglass reinforced plastic, Single Wall |  |  |  | Catchment Basin, Single walled catchment basin | Flow Rest 90% Full | Flow Rest 90% Full |  |  | Statistical Inventory Reconciliation (SIR) |  | Automatic flow restrictor (MLLD) | Automatic flow restrictor (MLLD) |  |  | Annual line testing, Statistical inventory reconciliation (SIR) | Statistical inventory reconciliation (SIR) |  | UST Currently In Use: 5; UST Temp Close: 0; AST Currently In Use: 0; AST Temp Closed: 0 | 5 | 0 | 3 | 11576-089-001257 | DUTCH OIL COMPANY
32169 | Currently in Use |  | 1986-01-01 |  | Petroleum | Premium gasoline | Premium gasoline | Retail | Single Wall, Steel | Steel | Coated & cathodic protection (sti-P3) |  | Fiberglass reinforced plastic, Single Wall |  |  |  | Catchment Basin, Single walled catchment basin | Flow Rest 90% Full | Flow Rest 90% Full |  |  | Statistical Inventory Reconciliation (SIR) |  | Automatic flow restrictor (MLLD) | Automatic flow restrictor (MLLD) |  |  | Annual line testing, Statistical inventory reconciliation (SIR) | Statistical inventory reconciliation (SIR) |  | UST Currently In Use: 5; UST Temp Close: 0; AST Currently In Use: 0; AST Temp Closed: 0 | 5 | 0 | 3 | 11576-089-001257 | DUTCH OIL COMPANY
32170 | Currently in Use |  | 1986-01-01 |  | Petroleum | On road diesel | On road diesel | Retail | Single Wall, Steel | Steel | Coated & cathodic protection (sti-P3) |  | Fiberglass reinforced plastic, Single Wall |  |  |  | Catchment Basin, Single walled catchment basin | Automatic shutoff device At 95% full | Automatic shutoff device At 95% full |  |  | Statistical Inventory Reconciliation (SIR) |  | Automatic flow restrictor (MLLD) | Automatic flow restrictor (MLLD) |  |  | Annual line testing, Statistical inventory reconciliation (SIR) | Statistical inventory reconciliation (SIR) |  | UST Currently In Use: 5; UST Temp Close: 0; AST Currently In Use: 0; AST Temp Closed: 0 | 5 | 0 | 3 | 11576-089-001257 | DUTCH OIL COMPANY
32171 | Currently in Use |  | 1986-01-01 |  | Petroleum | Kerosene | Kerosene | Retail | Single Wall, Steel | Steel | Coated & cathodic protection (sti-P3) |  | Fiberglass reinforced plastic, Single Wall |  |  |  | Catchment Basin, Single walled catchment basin | Automatic shutoff device At 95% full | Automatic shutoff device At 95% full |  |  | Statistical Inventory Reconciliation (SIR) |  | Automatic flow restrictor (MLLD) | Automatic flow restrictor (MLLD) |  |  | Annual line testing, Statistical inventory reconciliation (SIR) | Statistical inventory reconciliation (SIR) |  | UST Currently In Use: 5; UST Temp Close: 0; AST Currently In Use: 0; AST Temp Closed: 0 | 5 | 0 | 3 | 11576-089-001257 | DUTCH OIL COMPANY
32172 | Permanently Closed | 1989-07-07 | 1963-01-01 | 1989-07-07 | Petroleum | Unleaded gasoline | Unleaded gasoline |  | Steel | Steel |  | Painted or None | Steel |  | 1901-01-01 | [15 empty] | UST Currently In Use: 0; UST Temp Close: 0; AST Currently In Use: 0; AST Temp Closed: 0 | 0 | 0 | 3 | 14905-089-001258 | THRASHER OIL CO
32173 | Permanently Closed | 1989-07-07 | 1963-01-01 | 1989-07-07 | Petroleum | Unleaded gasoline | Unleaded gasoline |  | Steel | Steel |  | Painted or None | Steel |  | 1901-01-01 | [15 empty] | UST Currently In Use: 0; UST Temp Close: 0; AST Currently In Use: 0; AST Temp Closed: 0 | 0 | 0 | 3 | 14905-089-001258 | THRASHER OIL CO
32174 | Permanently Closed | 1990-07-07 | 1963-01-01 | 1989-07-07 | Petroleum | Unleaded gasoline | Unleaded gasoline |  | Steel | Steel |  | Painted or None | Steel |  | 1901-01-01 | [15 empty] | UST Currently In Use: 0; UST Temp Close: 0; AST Currently In Use: 0; AST Temp Closed: 0 | 0 | 0 | 3 | 14905-089-001258 | THRASHER OIL CO
32175 | Permanently Closed | 1901-01-01 | 1965-01-01 | 1988-12-05 | Petroleum | Unleaded gasoline | Unleaded gasoline |  | Steel | Steel |  | Painted or None | Steel |  | 1901-01-01 | [15 empty] | UST Currently In Use: 0; UST Temp Close: 0; AST Currently In Use: 0; AST Temp Closed: 0 | 0 | 0 | 3 | 14905-089-001259 | THRASHER OIL CO
32176 | Permanently Closed | 1901-01-01 | 1965-01-01 | 1988-12-05 | Petroleum | Unleaded gasoline | Unleaded gasoline |  | Steel | Steel |  | Painted or None | Steel |  | 1901-01-01 | [15 empty] | UST Currently In Use: 0; UST Temp Close: 0; AST Currently In Use: 0; AST Temp Closed: 0 | 0 | 0 | 3 | 14905-089-001259 | THRASHER OIL CO
32177 | Permanently Closed | 1901-01-01 | 1965-01-01 | 1988-12-05 | Petroleum | Unleaded gasoline | Unleaded gasoline |  | Steel | Steel |  | Painted or None | Steel |  | 1901-01-01 | [15 empty] | UST Currently In Use: 0; UST Temp Close: 0; AST Currently In Use: 0; AST Temp Closed: 0 | 0 | 0 | 3 | 14905-089-001259 | THRASHER OIL CO
32178 | Permanently Closed | 1901-01-01 | 1974-01-01 | 1989-03-02 | Petroleum | Unleaded gasoline | Unleaded gasoline |  | Steel | Steel |  | Painted or None | Steel |  | 1901-01-01 | [15 empty] | UST Currently In Use: 0; UST Temp Close: 0; AST Currently In Use: 0; AST Temp Closed: 0 | 0 | 0 | 3 | 14905-089-001260 | THRASHER OIL CO
32179 | Permanently Closed | 1901-01-01 | 1974-01-01 | 1989-03-02 | Petroleum | Unleaded gasoline | Unleaded gasoline |  | Steel | Steel |  | Painted or None | Steel |  | 1901-01-01 | [15 empty] | UST Currently In Use: 0; UST Temp Close: 0; AST Currently In Use: 0; AST Temp Closed: 0 | 0 | 0 | 3 | 14905-089-001260 | THRASHER OIL CO
32180 | Permanently Closed | 1901-01-01 | 1974-01-01 | 1989-03-02 | Petroleum | Unleaded gasoline | Unleaded gasoline |  | Steel | Steel |  | Painted or None | Steel |  | 1901-01-01 | [15 empty] | UST Currently In Use: 0; UST Temp Close: 0; AST Currently In Use: 0; AST Temp Closed: 0 | 0 | 0 | 3 | 14905-089-001260 | THRASHER OIL CO
32181 | Permanently Closed | 1994-08-31 | 1965-01-01 | 1994-08-31 | Petroleum | Unleaded gasoline | Unleaded gasoline |  | Steel | Steel |  | Painted or None | Steel |  | 1901-01-01 | [12 empty] | Annual line testing | Annual line testing |  | UST Currently In Use: 0; UST Temp Close: 0; AST Currently In Use: 0; AST Temp Closed: 0 | 0 | 0 | 5 | 14905-089-001261 | THRASHER OIL CO
32182 | Permanently Closed | 1994-08-31 | 1965-01-01 | 1994-08-31 | Petroleum | Unleaded gasoline | Unleaded gasoline |  | Steel | Steel |  | Painted or None | Steel |  | 1901-01-01 | [12 empty] | Annual line testing | Annual line testing |  | UST Currently In Use: 0; UST Temp Close: 0; AST Currently In Use: 0; AST Temp Closed: 0 | 0 | 0 | 5 | 14905-089-001261 | THRASHER OIL CO
32183 | Permanently Closed | 1994-08-31 | 1965-01-01 | 1994-08-31 | Petroleum | Unleaded gasoline | Unleaded gasoline |  | Steel | Steel |  | Painted or None | Steel |  | 1901-01-01 | [12 empty] | Annual line testing | Annual line testing |  | UST Currently In Use: 0; UST Temp Close: 0; AST Currently In Use: 0; AST Temp Closed: 0 | 0 | 0 | 5 | 14905-089-001261 | THRASHER OIL CO
32184 | Permanently Closed | 1994-08-31 | 1965-01-01 | 1994-08-31 | Petroleum | Unleaded gasoline | Unleaded gasoline |  | Steel | Steel |  | Painted or None | Steel |  | 1901-01-01 | [15 empty] | UST Currently In Use: 0; UST Temp Close: 0; AST Currently In Use: 0; AST Temp Closed: 0 | 0 | 0 | 5 | 14905-089-001261 | THRASHER OIL CO
32185 | Currently in Use |  | 1983-01-01 |  | Petroleum | Unleaded gasoline | Unleaded gasoline | Retail | Single Wall, Steel | Steel | Field installed cathodic protection |  | Double Wall, Flexible | ENVIRON |  |  | Catchment Basin, Single walled catchment basin | Automatic shutoff device At 95% full | Automatic shutoff device At 95% full |  |  | Statistical Inventory Reconciliation (SIR) |  | Automatic flow restrictor (MLLD), Containment Sump | Containment Sump |  |  | Statistical inventory reconciliation (SIR) | Statistical inventory reconciliation (SIR) |  | UST Currently In Use: 2; UST Temp Close: 0; AST Currently In Use: 0; AST Temp Closed: 0 | 2 | 0 | 0 | 20044-089-003907 | MASUD NOOR
32186 | Currently in Use |  | 1985-01-01 |  | Petroleum | Premium gasoline | Premium gasoline | Retail | Single Wall, Steel | Steel | Field installed cathodic protection |  | Double Wall, Flexible | ENVIRON |  |  | Catchment Basin, Single walled catchment basin | Automatic shutoff device At 95% full | Automatic shutoff device At 95% full |  |  | Statistical Inventory Reconciliation (SIR) |  | Automatic flow restrictor (MLLD), Containment Sump | Containment Sump |  |  | Statistical inventory reconciliation (SIR) | Statistical inventory reconciliation (SIR) |  | UST Currently In Use: 2; UST Temp Close: 0; AST Currently In Use: 0; AST Temp Closed: 0 | 2 | 0 | 0 | 20044-089-003907 | MASUD NOOR
32187 | Currently in Use |  | 1987-01-01 |  | Petroleum | Unleaded gasoline | Unleaded gasoline | Retail | Single Wall, Steel | Steel | Coated & cathodic protection (sti-P3) |  | Fiberglass reinforced plastic, Single Wall |  |  |  | Catchment Basin, Single walled catchment basin | Flow Rest 90% Full | Flow Rest 90% Full |  |  | Continuous Automatic Tank Gauge, Statistical Inventory Reconciliation (SIR) |  | Automatic flow restrictor (MLLD) | Automatic flow restrictor (MLLD) |  |  | Annual line testing, Statistical inventory reconciliation (SIR) | Statistical inventory reconciliation (SIR) |  | UST Currently In Use: 3; UST Temp Close: 0; AST Currently In Use: 0; AST Temp Closed: 0 | 3 | 0 | 0 | 21807-089-012520 | SEYYED MOHAMMAD ALI TAVAKOLI ISFAHAN
32188 | Currently in Use |  | 1987-01-01 |  | Petroleum | Mid-grade gasoline | Mid-grade gasoline | Retail | Single Wall, Steel | Steel | Coated & cathodic protection (sti-P3) |  | Fiberglass reinforced plastic, Single Wall |  |  |  | Catchment Basin, Single walled catchment basin | Flow Rest 90% Full | Flow Rest 90% Full |  |  | Continuous Automatic Tank Gauge, Statistical Inventory Reconciliation (SIR) |  | Automatic flow restrictor (MLLD) | Automatic flow restrictor (MLLD) |  |  | Annual line testing, Statistical inventory reconciliation (SIR) | Statistical inventory reconciliation (SIR) |  | UST Currently In Use: 3; UST Temp Close: 0; AST Currently In Use: 0; AST Temp Closed: 0 | 3 | 0 | 0 | 21807-089-012520 | SEYYED MOHAMMAD ALI TAVAKOLI ISFAHAN
32189 | Currently in Use |  | 1987-01-01 |  | Petroleum | Premium gasoline | Premium gasoline | Retail | Single Wall, Steel | Steel | Coated & cathodic protection (sti-P3) |  | Fiberglass reinforced plastic, Single Wall |  |  |  | Catchment Basin, Single walled catchment basin | Flow Rest 90% Full | Flow Rest 90% Full |  |  | Continuous Automatic Tank Gauge, Statistical Inventory Reconciliation (SIR) |  | Automatic flow restrictor (MLLD) | Automatic flow restrictor (MLLD) |  |  | Annual line testing, Statistical inventory reconciliation (SIR) | Statistical inventory reconciliation (SIR) |  | UST Currently In Use: 3; UST Temp Close: 0; AST Currently In Use: 0; AST Temp Closed: 0 | 3 | 0 | 0 | 21807-089-012520 | SEYYED MOHAMMAD ALI TAVAKOLI ISFAHAN
32190 | Currently in Use |  | 1988-06-01 |  | Petroleum | Unleaded gasoline | Unleaded gasoline | Industrial | Single Wall, Steel | Steel | Coated & cathodic protection (sti-P3) |  | Fiberglass reinforced plastic, Single Wall |  |  |  | Catchment Basin, Single walled catchment basin | Automatic shutoff device At 95% full | Automatic shutoff device At 95% full |  |  | Automatic Tank Gauge |  | Automatic flow restrictor (MLLD) | Automatic flow restrictor (MLLD) |  |  | Annual line testing | Annual line testing |  | UST Currently In Use: 2; UST Temp Close: 0; AST Currently In Use: 0; AST Temp Closed: 0 | 2 | 0 | 0 | 11576-089-013148 | DUTCH OIL COMPANY
32191 | Currently in Use |  | 1988-06-01 |  | Petroleum | On road diesel | On road diesel | Industrial | Single Wall, Steel | Steel | Coated & cathodic protection (sti-P3) |  | Fiberglass reinforced plastic, Single Wall |  |  |  | Catchment Basin, Single walled catchment basin | Automatic shutoff device At 95% full | Automatic shutoff device At 95% full |  |  | Automatic Tank Gauge |  | Automatic flow restrictor (MLLD) | Automatic flow restrictor (MLLD) |  |  | Annual line testing | Annual line testing |  | UST Currently In Use: 2; UST Temp Close: 0; AST Currently In Use: 0; AST Temp Closed: 0 | 2 | 0 | 0 | 11576-089-013148 | DUTCH OIL COMPANY
32192 | Currently in Use |  | 1986-08-01 |  | Petroleum | Unleaded gasoline | Unleaded gasoline | Industrial | Single Wall, Steel | Steel | Coated & cathodic protection (sti-P3) |  | Fiberglass reinforced plastic, Single Wall |  |  |  | Catchment Basin, Single walled catchment basin | Automatic shutoff device At 95% full | Automatic shutoff device At 95% full |  |  | Continuous Automatic Tank Gauge | [8 empty] | UST Currently In Use: 2; UST Temp Close: 0; AST Currently In Use: 0; AST Temp Closed: 0 | 2 | 0 | 0 | 11576-089-013152 | DUTCH OIL COMPANY
32193 | Currently in Use |  | 1986-08-01 |  | Petroleum | On road diesel | On road diesel | Industrial | Single Wall, Steel | Steel | Coated & cathodic protection (sti-P3) |  | Fiberglass reinforced plastic, Single Wall |  |  |  | Catchment Basin, Single walled catchment basin | Automatic shutoff device At 95% full | Automatic shutoff device At 95% full |  |  | Continuous Automatic Tank Gauge | [8 empty] | UST Currently In Use: 2; UST Temp Close: 0; AST Currently In Use: 0; AST Temp Closed: 0 | 2 | 0 | 0 | 11576-089-013152 | DUTCH OIL COMPANY
32194 | Currently in Use |  | 1988-01-01 |  | Petroleum | Unleaded gasoline | Unleaded gasoline | Retail | Single Wall, Steel | Steel | Coated & cathodic protection (sti-P3) |  | Fiberglass reinforced plastic, Single Wall |  |  |  | Catchment Basin, Single walled catchment basin | Automatic shutoff device At 95% full | Automatic shutoff device At 95% full |  |  | Statistical Inventory Reconciliation (SIR) |  | Automatic flow restrictor (MLLD) | Automatic flow restrictor (MLLD) |  |  | Statistical inventory reconciliation (SIR) | Statistical inventory reconciliation (SIR) |  | UST Currently In Use: 3; UST Temp Close: 0; AST Currently In Use: 0; AST Temp Closed: 0 | 3 | 0 | 0 | 11576-089-013358 | DUTCH OIL COMPANY
32195 | Currently in Use |  | 1988-01-01 |  | Petroleum | Premium gasoline | Premium gasoline | Retail | Single Wall, Steel | Steel | Coated & cathodic protection (sti-P3) |  | Fiberglass reinforced plastic, Single Wall |  |  |  | Catchment Basin, Single walled catchment basin | Automatic shutoff device At 95% full | Automatic shutoff device At 95% full |  |  | Statistical Inventory Reconciliation (SIR) |  | Automatic flow restrictor (MLLD) | Automatic flow restrictor (MLLD) |  |  | Statistical inventory reconciliation (SIR) | Statistical inventory reconciliation (SIR) |  | UST Currently In Use: 3; UST Temp Close: 0; AST Currently In Use: 0; AST Temp Closed: 0 | 3 | 0 | 0 | 11576-089-013358 | DUTCH OIL COMPANY
32196 | Currently in Use |  | 1988-01-01 |  | Petroleum | On road diesel | On road diesel | Retail | Single Wall, Steel | Steel | Coated & cathodic protection (sti-P3) |  | Fiberglass reinforced plastic, Single Wall |  |  |  | Catchment Basin, Single walled catchment basin | Flow Rest 90% Full | Flow Rest 90% Full |  |  | Statistical Inventory Reconciliation (SIR) |  | Automatic flow restrictor (MLLD) | Automatic flow restrictor (MLLD) |  |  | Statistical inventory reconciliation (SIR) | Statistical inventory reconciliation (SIR) |  | UST Currently In Use: 3; UST Temp Close: 0; AST Currently In Use: 0; AST Temp Closed: 0 | 3 | 0 | 0 | 11576-089-013358 | DUTCH OIL COMPANY
32197 | Permanently Closed | 2009-12-01 | 1990-07-02 | 2009-04-09 | Petroleum | Unleaded gasoline | Unleaded gasoline | Retail | Single Wall, Steel | Steel | Coated & cathodic protection (sti-P3), Field installed cathodic protection |  | Fiberglass reinforced plastic, Single Wall |  | 1901-01-01 |  | Catchment Basin, Single walled catchment basin | Flow Rest 90% Full | Flow Rest 90% Full |  |  | Statistical Inventory Reconciliation (SIR) | [5 empty] | Statistical inventory reconciliation (SIR) | Statistical inventory reconciliation (SIR) |  | UST Currently In Use: 0; UST Temp Close: 0; AST Currently In Use: 0; AST Temp Closed: 0 | 0 | 0 | 7 | 14547-089-001249 | THE SPENCER COMPANIES INC
32198 | Permanently Closed | 2009-12-01 | 1990-07-02 | 2009-04-09 | Petroleum | Mid-grade gasoline | Mid-grade gasoline | Retail | Single Wall, Steel | Steel | Coated & cathodic protection (sti-P3), Field installed cathodic protection |  | Fiberglass reinforced plastic, Single Wall |  | 1901-01-01 |  | Catchment Basin, Single walled catchment basin | Flow Rest 90% Full | Flow Rest 90% Full |  |  | Statistical Inventory Reconciliation (SIR) | [5 empty] | Statistical inventory reconciliation (SIR) | Statistical inventory reconciliation (SIR) |  | UST Currently In Use: 0; UST Temp Close: 0; AST Currently In Use: 0; AST Temp Closed: 0 | 0 | 0 | 7 | 14547-089-001249 | THE SPENCER COMPANIES INC
32199 | Permanently Closed | 2009-12-01 | 1990-07-02 | 2009-04-09 | Petroleum | Premium gasoline | Premium gasoline | Retail | Single Wall, Steel | Steel | Coated & cathodic protection (sti-P3), Field installed cathodic protection |  | Fiberglass reinforced plastic, Single Wall |  | 1901-01-01 |  | Catchment Basin, Single walled catchment basin | Flow Rest 90% Full | Flow Rest 90% Full |  |  | Statistical Inventory Reconciliation (SIR) | [5 empty] | Statistical inventory reconciliation (SIR) | Statistical inventory reconciliation (SIR) |  | UST Currently In Use: 0; UST Temp Close: 0; AST Currently In Use: 0; AST Temp Closed: 0 | 0 | 0 | 7 | 14547-089-001249 | THE SPENCER COMPANIES INC
32200 | Permanently Closed | 1993-12-02 | 1980-01-01 | 1993-12-23 | Petroleum | Unleaded gasoline | Unleaded gasoline |  | Steel | Steel | Interior lined (not allowed as a standalone method of corrosion protection) | Painted or None | Steel |  | 1901-01-01 | [15 empty] | UST Currently In Use: 0; UST Temp Close: 0; AST Currently In Use: 0; AST Temp Closed: 0 | 0 | 0 | 2 | 14907-051-001222 | THRIFTY PORTABLE BUILDINGS INC
32201 | Permanently Closed | 1993-12-02 | 1983-01-01 | 1993-12-23 | Petroleum | On road diesel | On road diesel |  | Steel | Steel | Interior lined (not allowed as a standalone method of corrosion protection) | Painted or None | Steel |  | 1901-01-01 | [15 empty] | UST Currently In Use: 0; UST Temp Close: 0; AST Currently In Use: 0; AST Temp Closed: 0 | 0 | 0 | 2 | 14907-051-001222 | THRIFTY PORTABLE BUILDINGS INC
32202 | Permanently Closed | 1998-12-22 | 1949-01-01 | 1999-09-22 | Petroleum | Unleaded gasoline | Unleaded gasoline | Retail | Steel | Steel | Field installed cathodic protection |  | Steel |  | 1901-01-01 | Field installed cathodic protection | [11 empty] | Annual line testing | Annual line testing |  | UST Currently In Use: 0; UST Temp Close: 0; AST Currently In Use: 0; AST Temp Closed: 0 | 0 | 0 | 2 | 14908-007-006262 | THURMAN WEST
32203 | Permanently Closed | 1999-12-22 | 1949-01-01 | 1999-09-22 | Petroleum | Unleaded gasoline | Unleaded gasoline | Retail | Steel | Steel | Field installed cathodic protection | Painted or None | Steel |  | 1901-01-01 | Field installed cathodic protection | [11 empty] | Annual line testing | Annual line testing |  | UST Currently In Use: 0; UST Temp Close: 0; AST Currently In Use: 0; AST Temp Closed: 0 | 0 | 0 | 2 | 14908-007-006262 | THURMAN WEST
32204 | Cannot Locate or abandoned | 1989-12-01 | 1983-01-01 |  | Petroleum | On road diesel | On road diesel |  | Steel | Steel |  | Painted or None | Steel |  | 1901-01-01 | [15 empty] | UST Currently In Use: 0; UST Temp Close: 0; AST Currently In Use: 0; AST Temp Closed: 0 | 0 | 0 | 0 | 14909-089-002283 | BROWN TRANSPORT CORP
32205 | Currently in Use |  | 1983-01-01 |  | Petroleum | Unleaded gasoline | Unleaded gasoline | Retail | Steel | Steel | Coated & cathodic protection (sti-P3) |  | Fiberglass reinforced plastic |  |  |  | Catchment Basin, Single walled catchment basin | Audible high level alarm At 90% full, Automatic shutoff device At 95% full, Flow Rest 90% Full | Flow Rest 90% Full |  |  | Continuous Automatic Tank Gauge |  | Automatic flow restrictor (MLLD), Containment Sump | Containment Sump | Interstitial Monitoring within Secondary Containment |  | Annual line testing | Annual line testing |  | UST Currently In Use: 3; UST Temp Close: 0; AST Currently In Use: 0; AST Temp Closed: 0 | 3 | 0 | 0 | 15201-001-007108 | VULCAN OIL COMPANY INC.
32207 | Currently in Use |  | 1983-01-01 |  | Petroleum | Premium gasoline | Premium gasoline | Retail | Steel | Steel | Coated & cathodic protection (sti-P3) |  | Fiberglass reinforced plastic |  |  |  | Catchment Basin, Single walled catchment basin | Audible high level alarm At 90% full, Automatic shutoff device At 95% full, Flow Rest 90% Full | Flow Rest 90% Full |  |  | Continuous Automatic Tank Gauge |  | Automatic flow restrictor (MLLD) | Automatic flow restrictor (MLLD) |  |  | Annual line testing | Annual line testing |  | UST Currently In Use: 3; UST Temp Close: 0; AST Currently In Use: 0; AST Temp Closed: 0 | 3 | 0 | 0 | 15201-001-007108 | VULCAN OIL COMPANY INC.
32208 | Currently in Use |  | 1983-01-01 |  | Petroleum | On road diesel | On road diesel | Retail | Steel | Steel | Coated & cathodic protection (sti-P3) |  | Fiberglass reinforced plastic |  |  |  | Catchment Basin, Single walled catchment basin | Audible high level alarm At 90% full, Automatic shutoff device At 95% full, Flow Rest 90% Full | Flow Rest 90% Full | Interstitial Monitoring within Secondary Containment |  | Continuous Automatic Tank Gauge |  | Automatic flow restrictor (MLLD), Containment Sump | Containment Sump | Interstitial Monitoring within Secondary Containment |  | Annual line testing | Annual line testing |  | UST Currently In Use: 3; UST Temp Close: 0; AST Currently In Use: 0; AST Temp Closed: 0 | 3 | 0 | 0 | 15201-001-007108 | VULCAN OIL COMPANY INC.
32209 | Permanently Closed | 1999-01-07 | 1983-01-01 | 1999-01-07 | Petroleum | Unleaded gasoline | Unleaded gasoline |  | Steel | Steel | Other, STIP-3 |  | Steel |  | 1901-01-01 | Field installed cathodic protection | [11 empty] | Annual line testing | Annual line testing |  | UST Currently In Use: 0; UST Temp Close: 0; AST Currently In Use: 0; AST Temp Closed: 0 | 0 | 0 | 3 | 15217-051-007102 | ALLIED ENERGY COMPANY
32210 | Permanently Closed | 1999-01-07 | 1983-01-01 | 1999-01-07 | Petroleum | Unleaded gasoline | Unleaded gasoline |  | Steel | Steel | Other, STIP-3 |  | Steel |  | 1901-01-01 | Field installed cathodic protection | [11 empty] | Annual line testing | Annual line testing |  | UST Currently In Use: 0; UST Temp Close: 0; AST Currently In Use: 0; AST Temp Closed: 0 | 0 | 0 | 3 | 15217-051-007102 | ALLIED ENERGY COMPANY
32211 | Permanently Closed | 1999-01-07 | 1983-01-01 | 1999-01-07 | Petroleum | Unleaded gasoline | Unleaded gasoline |  | Steel | Steel | Other, STIP-3 |  | Steel |  | 1901-01-01 | Field installed cathodic protection | [11 empty] | Annual line testing | Annual line testing |  | UST Currently In Use: 0; UST Temp Close: 0; AST Currently In Use: 0; AST Temp Closed: 0 | 0 | 0 | 3 | 15217-051-007102 | ALLIED ENERGY COMPANY
32212 | Permanently Closed | 1990-09-20 | 1980-01-01 | 1990-09-20 | Petroleum | Unleaded gasoline | Unleaded gasoline |  | Steel | Steel |  | Painted or None | Steel |  | 1901-01-01 | [15 empty] | UST Currently In Use: 0; UST Temp Close: 0; AST Currently In Use: 0; AST Temp Closed: 0 | 0 | 0 | 3 | 14917-051-007103 | TIDMORE OIL CO INC
32213 | Permanently Closed | 1990-09-20 | 1963-01-01 | 1990-09-20 | Petroleum | Unleaded gasoline | Unleaded gasoline |  | Steel | Steel |  | Painted or None | Steel |  | 1901-01-01 | [15 empty] | UST Currently In Use: 0; UST Temp Close: 0; AST Currently In Use: 0; AST Temp Closed: 0 | 0 | 0 | 3 | 14917-051-007103 | TIDMORE OIL CO INC
32214 | Permanently Closed | 1990-09-20 | 1963-01-01 | 1990-09-20 | Petroleum | Unleaded gasoline | Unleaded gasoline |  | Steel | Steel |  | Painted or None | Steel |  | 1901-01-01 | [15 empty] | UST Currently In Use: 0; UST Temp Close: 0; AST Currently In Use: 0; AST Temp Closed: 0 | 0 | 0 | 3 | 14917-051-007103 | TIDMORE OIL CO INC
32215 | Permanently Closed | 1992-10-02 | 1972-01-01 | 1992-10-02 | Petroleum | Unleaded gasoline | Unleaded gasoline |  | Steel | Steel |  | Painted or None | Steel |  | 1901-01-01 | [12 empty] | Annual line testing | Annual line testing |  | UST Currently In Use: 0; UST Temp Close: 0; AST Currently In Use: 0; AST Temp Closed: 0 | 0 | 0 | 4 | 14917-051-007104 | TIDMORE OIL CO INC
32216 | Permanently Closed | 1992-10-02 | 1972-01-01 | 1992-10-02 | Petroleum | Unleaded gasoline | Unleaded gasoline |  | Steel | Steel |  | Painted or None | Steel |  | 1901-01-01 | [12 empty] | Annual line testing | Annual line testing |  | UST Currently In Use: 0; UST Temp Close: 0; AST Currently In Use: 0; AST Temp Closed: 0 | 0 | 0 | 4 | 14917-051-007104 | TIDMORE OIL CO INC
32217 | Permanently Closed | 1992-10-02 | 1972-01-01 | 1992-10-02 | Petroleum | Unleaded gasoline | Unleaded gasoline |  | Steel | Steel |  | Painted or None | Steel |  | 1901-01-01 | [12 empty] | Annual line testing | Annual line testing |  | UST Currently In Use: 0; UST Temp Close: 0; AST Currently In Use: 0; AST Temp Closed: 0 | 0 | 0 | 4 | 14917-051-007104 | TIDMORE OIL CO INC
32218 | Permanently Closed | 1992-10-02 | 1972-01-01 | 1992-10-02 | Petroleum | Unleaded gasoline | Unleaded gasoline |  | Steel | Steel |  | Painted or None | Steel |  | 1901-01-01 | [12 empty] | Annual line testing | Annual line testing |  | UST Currently In Use: 0; UST Temp Close: 0; AST Currently In Use: 0; AST Temp Closed: 0 | 0 | 0 | 4 | 14917-051-007104 | TIDMORE OIL CO INC
32219 | Permanently Closed | 1998-11-19 | 1974-01-01 | 1998-11-19 | Petroleum | Unleaded gasoline | Unleaded gasoline |  | Steel | Steel |  | Painted or None | Steel |  | 1901-01-01 | [12 empty] | Annual line testing | Annual line testing |  | UST Currently In Use: 0; UST Temp Close: 0; AST Currently In Use: 0; AST Temp Closed: 0 | 0 | 0 | 3 | 15217-051-007105 | ALLIED ENERGY COMPANY
32220 | Permanently Closed | 1998-11-19 | 1974-01-01 | 1998-11-19 | Petroleum | Unleaded gasoline | Unleaded gasoline |  | Steel | Steel |  | Painted or None | Steel |  | 1901-01-01 | [12 empty] | Annual line testing | Annual line testing |  | UST Currently In Use: 0; UST Temp Close: 0; AST Currently In Use: 0; AST Temp Closed: 0 | 0 | 0 | 3 | 15217-051-007105 | ALLIED ENERGY COMPANY
32221 | Permanently Closed | 1998-11-19 | 1974-01-01 | 1998-11-19 | Petroleum | Unleaded gasoline | Unleaded gasoline |  | Steel | Steel |  | Painted or None | Steel |  | 1901-01-01 | [12 empty] | Annual line testing | Annual line testing |  | UST Currently In Use: 0; UST Temp Close: 0; AST Currently In Use: 0; AST Temp Closed: 0 | 0 | 0 | 3 | 15217-051-007105 | ALLIED ENERGY COMPANY
32222 | Permanently Closed | 1999-01-08 | 1969-01-01 | 1999-01-08 | Petroleum | Unleaded gasoline | Unleaded gasoline | Retail | Steel | Steel |  | Painted or None | Steel |  | 1901-01-01 | [12 empty] | Annual line testing | Annual line testing |  | UST Currently In Use: 0; UST Temp Close: 0; AST Currently In Use: 0; AST Temp Closed: 0 | 0 | 0 | 4 | 15217-051-007107 | ALLIED ENERGY COMPANY
32223 | Permanently Closed | 1999-01-08 | 1969-01-01 | 1999-01-08 | Petroleum | Unleaded gasoline | Unleaded gasoline | Retail | Steel | Steel |  | Painted or None | Steel |  | 1901-01-01 | [12 empty] | Annual line testing | Annual line testing |  | UST Currently In Use: 0; UST Temp Close: 0; AST Currently In Use: 0; AST Temp Closed: 0 | 0 | 0 | 4 | 15217-051-007107 | ALLIED ENERGY COMPANY
32224 | Permanently Closed | 1999-01-08 | 1969-01-01 | 1999-01-08 | Petroleum | Unleaded gasoline | Unleaded gasoline | Retail | Steel | Steel |  | Painted or None | Steel |  | 1901-01-01 | [12 empty] | Annual line testing | Annual line testing |  | UST Currently In Use: 0; UST Temp Close: 0; AST Currently In Use: 0; AST Temp Closed: 0 | 0 | 0 | 4 | 15217-051-007107 | ALLIED ENERGY COMPANY
32225 | Permanently Closed | 1999-01-08 | 1969-01-01 | 1999-01-08 | Petroleum | Unleaded gasoline | Unleaded gasoline | Retail | Steel | Steel |  | Painted or None | Steel |  | 1901-01-01 | [12 empty] | Annual line testing | Annual line testing |  | UST Currently In Use: 0; UST Temp Close: 0; AST Currently In Use: 0; AST Temp Closed: 0 | 0 | 0 | 4 | 15217-051-007107 | ALLIED ENERGY COMPANY
32226 | Permanently Closed | 2015-01-01 | 1971-01-01 | 2015-02-26 | Petroleum | Unleaded gasoline | Unleaded gasoline | Retail | Steel | Steel | Field installed cathodic protection, Interior lined (not allowed as a standalone method of corrosion protection) |  | Fiberglass reinforced plastic |  |  |  | Catchment Basin, Single walled catchment basin | Automatic shutoff device At 95% full | Automatic shutoff device At 95% full |  |  | Continuous Automatic Tank Gauge | [5 empty] | Annual line testing | Annual line testing |  | UST Currently In Use: 2; UST Temp Close: 0; AST Currently In Use: 0; AST Temp Closed: 0 | 2 | 0 | 4 | 15201-073-009228 | VULCAN OIL COMPANY INC.
32227 | Permanently Closed | 2015-01-01 | 1971-01-01 | 2015-02-26 | Petroleum | Mid-grade gasoline | Mid-grade gasoline | Retail | Steel | Steel | Field installed cathodic protection, Interior lined (not allowed as a standalone method of corrosion protection) |  | Fiberglass reinforced plastic |  |  |  | Catchment Basin, Single walled catchment basin | Automatic shutoff device At 95% full | Automatic shutoff device At 95% full |  |  | Continuous Automatic Tank Gauge | [5 empty] | Annual line testing | Annual line testing |  | UST Currently In Use: 2; UST Temp Close: 0; AST Currently In Use: 0; AST Temp Closed: 0 | 2 | 0 | 4 | 15201-073-009228 | VULCAN OIL COMPANY INC.
32228 | Permanently Closed | 2015-01-01 | 1971-01-01 | 2015-02-26 | Petroleum | Premium gasoline | Premium gasoline | Retail | Steel | Steel | Field installed cathodic protection, Interior lined (not allowed as a standalone method of corrosion protection) |  | Fiberglass reinforced plastic |  |  |  | Catchment Basin, Single walled catchment basin | Automatic shutoff device At 95% full | Automatic shutoff device At 95% full |  |  | Continuous Automatic Tank Gauge | [5 empty] | Annual line testing | Annual line testing |  | UST Currently In Use: 2; UST Temp Close: 0; AST Currently In Use: 0; AST Temp Closed: 0 | 2 | 0 | 4 | 15201-073-009228 | VULCAN OIL COMPANY INC.
32229 | Permanently Closed | 2015-01-01 | 1973-01-01 | 2015-02-26 | Petroleum | On road diesel | On road diesel | Retail | Steel | Steel | Field installed cathodic protection, Interior lined (not allowed as a standalone method of corrosion protection) |  | Fiberglass reinforced plastic |  |  |  | Catchment Basin, Single walled catchment basin | Automatic shutoff device At 95% full | Automatic shutoff device At 95% full |  |  | Continuous Automatic Tank Gauge | [8 empty] | UST Currently In Use: 2; UST Temp Close: 0; AST Currently In Use: 0; AST Temp Closed: 0 | 2 | 0 | 4 | 15201-073-009228 | VULCAN OIL COMPANY INC.
32230 | Permanently Closed | 1999-06-30 | 1964-01-01 | 1999-06-30 | Petroleum | Unleaded gasoline | Unleaded gasoline | Retail | Steel | Steel |  | Painted or None | Steel |  | 1901-01-01 | [12 empty] | Annual line testing | Annual line testing |  | UST Currently In Use: 0; UST Temp Close: 1; AST Currently In Use: 0; AST Temp Closed: 0 | 0 | 1 | 4 | 11676-087-009136 | ELLIS OIL COMPANY
32231 | Permanently Closed | 1999-06-30 | 1964-01-01 | 1999-06-30 | Petroleum | Unleaded gasoline | Unleaded gasoline | Retail | Steel | Steel |  | Painted or None | Steel |  | 1901-01-01 | [12 empty] | Annual line testing | Annual line testing |  | UST Currently In Use: 0; UST Temp Close: 1; AST Currently In Use: 0; AST Temp Closed: 0 | 0 | 1 | 4 | 11676-087-009136 | ELLIS OIL COMPANY
32232 | Permanently Closed | 1999-06-30 | 1964-01-01 | 1999-06-30 | Petroleum | Unleaded gasoline | Unleaded gasoline | Retail | Steel | Steel |  | Painted or None | Steel |  | 1901-01-01 | [12 empty] | Annual line testing | Annual line testing |  | UST Currently In Use: 0; UST Temp Close: 1; AST Currently In Use: 0; AST Temp Closed: 0 | 0 | 1 | 4 | 11676-087-009136 | ELLIS OIL COMPANY
32233 | Permanently Closed | 1999-06-30 | 1964-01-01 | 1999-06-30 | Petroleum | Unleaded gasoline | Unleaded gasoline | Retail | Steel | Steel |  | Painted or None | Steel |  | 1901-01-01 | [12 empty] | Annual line testing | Annual line testing |  | UST Currently In Use: 0; UST Temp Close: 1; AST Currently In Use: 0; AST Temp Closed: 0 | 0 | 1 | 4 | 11676-087-009136 | ELLIS OIL COMPANY
32234 | Permanently Closed | 1993-03-05 | 1983-01-01 | 1993-03-05 | Petroleum | Unleaded gasoline | Unleaded gasoline |  | Steel | Steel | Coated & cathodic protection (sti-P3) |  | Steel |  | 1901-01-01 | Field installed cathodic protection | [14 empty] | UST Currently In Use: 0; UST Temp Close: 0; AST Currently In Use: 0; AST Temp Closed: 0 | 0 | 0 | 4 | 14917-115-007124 | TIDMORE OIL CO INC
32235 | Permanently Closed | 1993-03-05 | 1983-01-01 | 1993-03-05 | Petroleum | Unleaded gasoline | Unleaded gasoline |  | Steel | Steel | Coated & cathodic protection (sti-P3) |  | Steel |  | 1901-01-01 | Field installed cathodic protection | [14 empty] | UST Currently In Use: 0; UST Temp Close: 0; AST Currently In Use: 0; AST Temp Closed: 0 | 0 | 0 | 4 | 14917-115-007124 | TIDMORE OIL CO INC
32236 | Permanently Closed | 1993-03-05 | 1983-01-01 | 1993-03-05 | Petroleum | Unleaded gasoline | Unleaded gasoline |  | Steel | Steel | Coated & cathodic protection (sti-P3) |  | Steel |  | 1901-01-01 | Field installed cathodic protection | [14 empty] | UST Currently In Use: 0; UST Temp Close: 0; AST Currently In Use: 0; AST Temp Closed: 0 | 0 | 0 | 4 | 14917-115-007124 | TIDMORE OIL CO INC
32237 | Permanently Closed | 1993-03-05 | 1983-01-01 | 1993-03-05 | Petroleum | On road diesel | On road diesel |  | Steel | Steel | Coated & cathodic protection (sti-P3) |  | Steel |  | 1901-01-01 | Field installed cathodic protection | [14 empty] | UST Currently In Use: 0; UST Temp Close: 0; AST Currently In Use: 0; AST Temp Closed: 0 | 0 | 0 | 4 | 14917-115-007124 | TIDMORE OIL CO INC
32238 | Temporary Closed | 2002-05-24 | 1985-01-01 |  | Petroleum | Unleaded gasoline | Unleaded gasoline | Retail | Steel | Steel | Coated & cathodic protection (sti-P3), Field installed cathodic protection |  | Steel |  |  | Field installed cathodic protection | Catchment Basin, Single walled catchment basin | Automatic shutoff device At 95% full | Automatic shutoff device At 95% full |  |  |  |  | Automatic flow restrictor (MLLD) | Automatic flow restrictor (MLLD) |  |  | Annual line testing | Annual line testing |  | UST Currently In Use: 0; UST Temp Close: 4; AST Currently In Use: 0; AST Temp Closed: 0 | 0 | 4 | 0 | 22303-115-009129 | JOAN GANN AND RONALD GANN
32239 | Temporary Closed | 2002-05-24 | 1985-01-01 |  | Petroleum | Mid-grade gasoline | Mid-grade gasoline | Retail | Steel | Steel | Coated & cathodic protection (sti-P3), Field installed cathodic protection |  | Steel |  |  | Field installed cathodic protection | Catchment Basin, Single walled catchment basin | Automatic shutoff device At 95% full | Automatic shutoff device At 95% full |  |  |  |  | Automatic flow restrictor (MLLD) | Automatic flow restrictor (MLLD) |  |  | Annual line testing | Annual line testing |  | UST Currently In Use: 0; UST Temp Close: 4; AST Currently In Use: 0; AST Temp Closed: 0 | 0 | 4 | 0 | 22303-115-009129 | JOAN GANN AND RONALD GANN
32240 | Temporary Closed | 2002-05-24 | 1985-01-01 |  | Petroleum | Premium gasoline | Premium gasoline | Retail | Steel | Steel | Coated & cathodic protection (sti-P3), Field installed cathodic protection |  | Steel |  |  | Field installed cathodic protection | Catchment Basin, Single walled catchment basin | Automatic shutoff device At 95% full | Automatic shutoff device At 95% full |  |  |  |  | Automatic flow restrictor (MLLD) | Automatic flow restrictor (MLLD) |  |  | Annual line testing | Annual line testing |  | UST Currently In Use: 0; UST Temp Close: 4; AST Currently In Use: 0; AST Temp Closed: 0 | 0 | 4 | 0 | 22303-115-009129 | JOAN GANN AND RONALD GANN
32241 | Temporary Closed | 2002-05-24 | 1985-01-01 |  | Petroleum | On road diesel | On road diesel | Retail | Steel | Steel | Coated & cathodic protection (sti-P3), Field installed cathodic protection |  | Steel |  |  | Field installed cathodic protection | Catchment Basin, Single walled catchment basin | Automatic shutoff device At 95% full | Automatic shutoff device At 95% full |  |  |  |  | Automatic flow restrictor (MLLD) | Automatic flow restrictor (MLLD) |  |  | Annual line testing | Annual line testing |  | UST Currently In Use: 0; UST Temp Close: 4; AST Currently In Use: 0; AST Temp Closed: 0 | 0 | 4 | 0 | 22303-115-009129 | JOAN GANN AND RONALD GANN
32242 | Permanently Closed | 1998-12-22 | 1979-01-01 | 1999-01-15 | Petroleum | Unleaded gasoline | Unleaded gasoline |  | Steel | Steel |  | Painted or None | Steel |  | 1901-01-01 | [12 empty] | Annual line testing | Annual line testing |  | UST Currently In Use: 0; UST Temp Close: 0; AST Currently In Use: 0; AST Temp Closed: 0 | 0 | 0 | 2 | 15217-115-009131 | ALLIED ENERGY COMPANY
32243 | Permanently Closed | 1998-12-22 | 1979-01-01 | 1999-01-15 | Petroleum | On road diesel | On road diesel |  | Steel | Steel |  | Painted or None | Steel |  | 1901-01-01 | [12 empty] | Annual line testing | Annual line testing |  | UST Currently In Use: 0; UST Temp Close: 0; AST Currently In Use: 0; AST Temp Closed: 0 | 0 | 0 | 2 | 15217-115-009131 | ALLIED ENERGY COMPANY
32244 | Permanently Closed | 1997-01-31 | 1974-01-01 | 1997-01-31 | Petroleum | Unleaded gasoline | Unleaded gasoline | Local government | Steel | Steel |  | Painted or None | Steel |  | 1901-01-01 | [15 empty] | UST Currently In Use: 0; UST Temp Close: 0; AST Currently In Use: 0; AST Temp Closed: 0 | 0 | 0 | 1 | 14393-117-007059 | SHELBY COUNTY BOARD OF EDUCATION
32245 | Permanently Closed | 1998-10-27 | 1979-01-01 | 1998-10-27 | Petroleum | Unleaded gasoline | Unleaded gasoline | Local government | Steel | Steel |  | Painted or None | Steel |  | 1901-01-01 | [15 empty] | UST Currently In Use: 0; UST Temp Close: 0; AST Currently In Use: 0; AST Temp Closed: 0 | 0 | 0 | 2 | 14393-117-007060 | SHELBY COUNTY BOARD OF EDUCATION
32246 | Permanently Closed | 1993-01-01 | 1974-01-01 | 1994-07-01 | Petroleum | Unleaded gasoline | Unleaded gasoline | Local government | Steel | Steel |  | Painted or None | Steel |  | 1901-01-01 | [15 empty] | UST Currently In Use: 0; UST Temp Close: 0; AST Currently In Use: 0; AST Temp Closed: 0 | 0 | 0 | 1 | 14393-117-007061 | SHELBY COUNTY BOARD OF EDUCATION
32247 | Permanently Closed | 1990-12-31 | 1971-01-01 | 1990-12-31 | Petroleum | Unleaded gasoline | Unleaded gasoline |  | Steel | Steel |  | Painted or None | Steel |  | 1901-01-01 | [15 empty] | UST Currently In Use: 0; UST Temp Close: 0; AST Currently In Use: 0; AST Temp Closed: 0 | 0 | 0 | 1 | 14917-117-007062 | TIDMORE OIL CO INC
32248 | Permanently Closed | 1994-08-01 | 1969-01-01 | 1995-05-11 | Petroleum | Unleaded gasoline | Unleaded gasoline | Local government | Steel | Steel |  | Painted or None | Steel |  | 1901-01-01 | [15 empty] | UST Currently In Use: 0; UST Temp Close: 0; AST Currently In Use: 0; AST Temp Closed: 0 | 0 | 0 | 1 | 14393-117-007063 | SHELBY COUNTY BOARD OF EDUCATION
32249 | Permanently Closed | 1998-12-16 | 1981-01-01 | 1998-12-16 | Petroleum | On road diesel | On road diesel | Local government | Steel | Steel |  | Painted or None | Steel |  | 1901-01-01 | [15 empty] | UST Currently In Use: 0; UST Temp Close: 0; AST Currently In Use: 0; AST Temp Closed: 0 | 0 | 0 | 1 | 14393-117-007064 | SHELBY COUNTY BOARD OF EDUCATION
32250 | Permanently Closed | 1994-07-01 | 1978-01-01 | 1994-07-28 | Petroleum | Unleaded gasoline | Unleaded gasoline | Local government | Steel | Steel |  | Painted or None | Steel |  | 1901-01-01 | [15 empty] | UST Currently In Use: 1; UST Temp Close: 0; AST Currently In Use: 0; AST Temp Closed: 0 | 1 | 0 | 2 | 14393-117-012294 | SHELBY COUNTY BOARD OF EDUCATION
32252 | Permanently Closed | 1993-06-07 | 1981-01-01 | 1993-06-07 | Petroleum | Unleaded gasoline | Unleaded gasoline |  | Steel | Steel |  | Painted or None | Steel |  | 1901-01-01 | [15 empty] | UST Currently In Use: 0; UST Temp Close: 0; AST Currently In Use: 0; AST Temp Closed: 0 | 0 | 0 | 1 | 14917-117-007067 | TIDMORE OIL CO INC
32253 | Permanently Closed | 1999-07-22 | 1976-01-01 | 1999-07-22 | Petroleum | Unleaded gasoline | Unleaded gasoline |  | Steel | Steel |  | Painted or None | Steel |  | 1901-01-01 | [12 empty] | Annual line testing | Annual line testing |  | UST Currently In Use: 0; UST Temp Close: 0; AST Currently In Use: 0; AST Temp Closed: 0 | 0 | 0 | 1 | 15217-117-007068 | ALLIED ENERGY COMPANY
32254 | Permanently Closed | 1988-09-26 | 1981-01-01 | 1988-09-26 | Petroleum | Unleaded gasoline | Unleaded gasoline |  | Steel | Steel |  | Painted or None | Steel |  | 1901-01-01 | [15 empty] | UST Currently In Use: 0; UST Temp Close: 0; AST Currently In Use: 0; AST Temp Closed: 0 | 0 | 0 | 3 | 14917-117-007071 | TIDMORE OIL CO INC
32255 | Permanently Closed | 1988-09-26 | 1981-01-01 | 1988-09-26 | Petroleum | Unleaded gasoline | Unleaded gasoline |  | Steel | Steel |  | Painted or None | Steel |  | 1901-01-01 | [15 empty] | UST Currently In Use: 0; UST Temp Close: 0; AST Currently In Use: 0; AST Temp Closed: 0 | 0 | 0 | 3 | 14917-117-007071 | TIDMORE OIL CO INC
32256 | Permanently Closed | 1988-09-26 | 1983-01-01 | 1988-09-26 | Petroleum | Unleaded gasoline | Unleaded gasoline |  | Steel | Steel | Coated & cathodic protection (sti-P3) |  | Steel |  | 1901-01-01 | [15 empty] | UST Currently In Use: 0; UST Temp Close: 0; AST Currently In Use: 0; AST Temp Closed: 0 | 0 | 0 | 3 | 14917-117-007071 | TIDMORE OIL CO INC
32257 | Permanently Closed | 1997-01-17 | 1978-01-01 | 1997-01-17 | Petroleum | Unleaded gasoline | Unleaded gasoline |  | Steel | Steel |  | Painted or None | Steel |  | 1901-01-01 | [12 empty] | Annual line testing | Annual line testing |  | UST Currently In Use: 4; UST Temp Close: 0; AST Currently In Use: 0; AST Temp Closed: 0 | 4 | 0 | 4 | 22176-117-007072 | Circle K Stores, Inc.
32258 | Permanently Closed | 1997-01-17 | 1978-01-01 | 1997-01-17 | Petroleum | Unleaded gasoline | Unleaded gasoline |  | Steel | Steel |  | Painted or None | Steel |  | 1901-01-01 | [12 empty] | Annual line testing | Annual line testing |  | UST Currently In Use: 4; UST Temp Close: 0; AST Currently In Use: 0; AST Temp Closed: 0 | 4 | 0 | 4 | 22176-117-007072 | Circle K Stores, Inc.
32259 | Permanently Closed | 1997-01-17 | 1978-01-01 | 1997-01-17 | Petroleum | Unleaded gasoline | Unleaded gasoline |  | Steel | Steel |  | Painted or None | Steel |  | 1901-01-01 | [12 empty] | Annual line testing | Annual line testing |  | UST Currently In Use: 4; UST Temp Close: 0; AST Currently In Use: 0; AST Temp Closed: 0 | 4 | 0 | 4 | 22176-117-007072 | Circle K Stores, Inc.
32260 | Permanently Closed | 1997-01-01 | 1978-01-01 | 1997-01-01 | Petroleum | On road diesel | On road diesel |  | Steel | Steel |  | Painted or None | Steel |  | 1901-01-01 | [12 empty] | Annual line testing | Annual line testing |  | UST Currently In Use: 4; UST Temp Close: 0; AST Currently In Use: 0; AST Temp Closed: 0 | 4 | 0 | 4 | 22176-117-007072 | Circle K Stores, Inc.
32261 | Permanently Closed | 1998-12-31 | 1980-01-01 | 1998-12-31 | Petroleum | Unleaded gasoline | Unleaded gasoline | Retail | Fiberglass reinforced plastic | Fiberglass reinforced plastic |  |  | Fiberglass reinforced plastic |  | 1901-01-01 |  | Catchment Basin, Single walled catchment basin | Flow Rest 90% Full | Flow Rest 90% Full | [8 empty] | Annual line testing | Annual line testing |  | UST Currently In Use: 0; UST Temp Close: 0; AST Currently In Use: 0; AST Temp Closed: 0 | 0 | 0 | 5 | 24191-117-007073 | BRICK PROPERTIES LLC
32262 | Permanently Closed | 2012-11-15 | 1980-01-01 | 2013-04-30 | Petroleum | Unleaded gasoline | Unleaded gasoline | Retail | Steel | Steel | Field installed cathodic protection |  | Fiberglass reinforced plastic |  |  | Other, FLXS ISOLA | Catchment Basin, Single walled catchment basin | Flow Rest 90% Full | Flow Rest 90% Full |  |  | Statistical Inventory Reconciliation (SIR) | [5 empty] | Annual line testing | Annual line testing |  | UST Currently In Use: 0; UST Temp Close: 0; AST Currently In Use: 0; AST Temp Closed: 0 | 0 | 0 | 5 | 24191-117-007073 | BRICK PROPERTIES LLC
32263 | Permanently Closed | 2012-11-15 | 1980-01-01 | 2013-04-30 | Petroleum | Unleaded gasoline | Unleaded gasoline | Retail | Steel | Steel | Field installed cathodic protection |  | Fiberglass reinforced plastic |  |  | Other, FLXS ISOLA | Catchment Basin, Single walled catchment basin | Flow Rest 90% Full | Flow Rest 90% Full |  |  | Statistical Inventory Reconciliation (SIR) | [5 empty] | Annual line testing | Annual line testing |  | UST Currently In Use: 0; UST Temp Close: 0; AST Currently In Use: 0; AST Temp Closed: 0 | 0 | 0 | 5 | 24191-117-007073 | BRICK PROPERTIES LLC
32264 | Permanently Closed | 2012-11-15 | 1980-01-01 | 2013-04-30 | Petroleum | Mid-grade gasoline | Mid-grade gasoline | Retail | Steel | Steel | Field installed cathodic protection |  | Fiberglass reinforced plastic |  |  | Other, FLXS ISOLA | Catchment Basin, Single walled catchment basin | Flow Rest 90% Full | Flow Rest 90% Full |  |  | Statistical Inventory Reconciliation (SIR) | [5 empty] | Annual line testing | Annual line testing |  | UST Currently In Use: 0; UST Temp Close: 0; AST Currently In Use: 0; AST Temp Closed: 0 | 0 | 0 | 5 | 24191-117-007073 | BRICK PROPERTIES LLC
32265 | Permanently Closed | 2012-11-15 | 1980-01-01 | 2013-04-30 | Petroleum | Premium gasoline | Premium gasoline | Retail | Steel | Steel | Field installed cathodic protection |  | Fiberglass reinforced plastic |  |  | Other, FLXS ISOLA | Catchment Basin, Single walled catchment basin | Flow Rest 90% Full | Flow Rest 90% Full |  |  | Statistical Inventory Reconciliation (SIR) | [5 empty] | Annual line testing | Annual line testing |  | UST Currently In Use: 0; UST Temp Close: 0; AST Currently In Use: 0; AST Temp Closed: 0 | 0 | 0 | 5 | 24191-117-007073 | BRICK PROPERTIES LLC
32266 | Permanently Closed | 1901-01-01 | 1978-01-01 | 1988-12-01 | Petroleum | Unleaded gasoline | Unleaded gasoline |  | Steel | Steel |  | Painted or None | Steel |  | 1901-01-01 | [15 empty] | UST Currently In Use: 0; UST Temp Close: 0; AST Currently In Use: 0; AST Temp Closed: 0 | 0 | 0 | 1 | 14917-117-007076 | TIDMORE OIL CO INC
32267 | Temporary Closed | 2010-10-01 | 1978-01-01 |  | Petroleum | Unleaded gasoline | Unleaded gasoline | Retail | Steel | Steel | Field installed cathodic protection |  | Steel |  |  | Field installed cathodic protection | Catchment Basin, Single walled catchment basin | Automatic shutoff device At 95% full | Automatic shutoff device At 95% full |  |  | Automatic Tank Gauge | [8 empty] | UST Currently In Use: 0; UST Temp Close: 3; AST Currently In Use: 0; AST Temp Closed: 0 | 0 | 3 | 0 | 23779-117-007080 | AMIN POONAWALLA
32268 | Temporary Closed | 2010-10-01 | 1978-01-01 |  | Petroleum | Premium gasoline | Premium gasoline | Retail | Steel | Steel | Field installed cathodic protection |  | Steel |  |  | Field installed cathodic protection | Catchment Basin, Single walled catchment basin | Automatic shutoff device At 95% full | Automatic shutoff device At 95% full |  |  | Automatic Tank Gauge | [8 empty] | UST Currently In Use: 0; UST Temp Close: 3; AST Currently In Use: 0; AST Temp Closed: 0 | 0 | 3 | 0 | 23779-117-007080 | AMIN POONAWALLA
32269 | Temporary Closed | 2010-10-01 | 1978-01-01 |  | Petroleum | On road diesel | On road diesel | Retail | Steel | Steel | Field installed cathodic protection |  | Steel |  |  | Field installed cathodic protection | Catchment Basin, Single walled catchment basin | Automatic shutoff device At 95% full | Automatic shutoff device At 95% full |  |  | Automatic Tank Gauge | [8 empty] | UST Currently In Use: 0; UST Temp Close: 3; AST Currently In Use: 0; AST Temp Closed: 0 | 0 | 3 | 0 | 23779-117-007080 | AMIN POONAWALLA
32270 | Permanently Closed | 1992-01-01 | 1974-01-01 | 1992-01-01 | Petroleum | Unleaded gasoline | Unleaded gasoline |  | Steel | Steel |  | Painted or None | Steel |  | 1901-01-01 | [15 empty] | UST Currently In Use: 0; UST Temp Close: 0; AST Currently In Use: 0; AST Temp Closed: 0 | 0 | 0 | 2 | 14917-117-007082 | TIDMORE OIL CO INC
32271 | Permanently Closed | 1992-01-01 | 1974-01-01 | 1992-01-01 | Petroleum | Unleaded gasoline | Unleaded gasoline |  | Steel | Steel |  | Painted or None | Steel |  | 1901-01-01 | [15 empty] | UST Currently In Use: 0; UST Temp Close: 0; AST Currently In Use: 0; AST Temp Closed: 0 | 0 | 0 | 2 | 14917-117-007082 | TIDMORE OIL CO INC
32272 | Currently in Use |  | 1984-01-01 |  | Petroleum | Unleaded gasoline | Unleaded gasoline | Retail | Steel | Steel | Field installed cathodic protection |  | Fiberglass reinforced plastic |  |  |  | Catchment Basin, Single walled catchment basin | Automatic shutoff device At 95% full, Flow Rest 90% Full | Flow Rest 90% Full |  |  | Continuous Automatic Tank Gauge | [8 empty] | UST Currently In Use: 2; UST Temp Close: 2; AST Currently In Use: 0; AST Temp Closed: 0 | 2 | 2 | 0 | 21833-117-007084 | JOHN PORTER
32273 | Currently in Use |  | 1984-01-01 |  | Petroleum | Mid-grade gasoline | Mid-grade gasoline | Retail | Steel | Steel | Field installed cathodic protection |  | Fiberglass reinforced plastic |  |  |  | Catchment Basin, Single walled catchment basin | Automatic shutoff device At 95% full, Flow Rest 90% Full | Flow Rest 90% Full |  |  | Continuous Automatic Tank Gauge | [8 empty] | UST Currently In Use: 2; UST Temp Close: 2; AST Currently In Use: 0; AST Temp Closed: 0 | 2 | 2 | 0 | 21833-117-007084 | JOHN PORTER
32274 | Temporary Closed | 2011-10-01 | 1984-01-01 |  | Petroleum | Premium gasoline | Premium gasoline | Retail | Steel | Steel | Field installed cathodic protection |  | Fiberglass reinforced plastic |  |  |  | Catchment Basin, Single walled catchment basin | Automatic shutoff device At 95% full, Flow Rest 90% Full | Flow Rest 90% Full |  |  | Continuous Automatic Tank Gauge | [8 empty] | UST Currently In Use: 2; UST Temp Close: 2; AST Currently In Use: 0; AST Temp Closed: 0 | 2 | 2 | 0 | 21833-117-007084 | JOHN PORTER
32275 | Temporary Closed | 2011-01-01 | 1984-01-01 |  | Petroleum | On road diesel | On road diesel | Retail | Steel | Steel | Field installed cathodic protection |  | Fiberglass reinforced plastic |  |  |  | Catchment Basin, Single walled catchment basin | Automatic shutoff device At 95% full, Flow Rest 90% Full | Flow Rest 90% Full |  |  | Continuous Automatic Tank Gauge | [8 empty] | UST Currently In Use: 2; UST Temp Close: 2; AST Currently In Use: 0; AST Temp Closed: 0 | 2 | 2 | 0 | 21833-117-007084 | JOHN PORTER
32276 | Permanently Closed | 1998-10-26 | 1972-01-01 | 1998-10-26 | Petroleum | Unleaded gasoline | Unleaded gasoline |  | Steel | Steel |  | Painted or None | Steel |  | 1901-01-01 | [12 empty] | Annual line testing | Annual line testing |  | UST Currently In Use: 2; UST Temp Close: 0; AST Currently In Use: 2; AST Temp Closed: 0 | 2 | 0 | 3 | 23555-117-007085 | CREDENCE INC
32277 | Permanently Closed | 1998-10-26 | 1972-01-01 | 1998-10-26 | Petroleum | Unleaded gasoline | Unleaded gasoline |  | Steel | Steel |  | Painted or None | Steel |  | 1901-01-01 | [12 empty] | Annual line testing | Annual line testing |  | UST Currently In Use: 2; UST Temp Close: 0; AST Currently In Use: 2; AST Temp Closed: 0 | 2 | 0 | 3 | 23555-117-007085 | CREDENCE INC
32278 | Permanently Closed | 1998-10-26 | 1972-01-01 | 1998-10-26 | Petroleum | Unleaded gasoline | Unleaded gasoline |  | Steel | Steel |  | Painted or None | Steel |  | 1901-01-01 | [12 empty] | Annual line testing | Annual line testing |  | UST Currently In Use: 2; UST Temp Close: 0; AST Currently In Use: 2; AST Temp Closed: 0 | 2 | 0 | 3 | 23555-117-007085 | CREDENCE INC
32279 | Permanently Closed | 2002-07-01 | 1984-01-01 | 2011-09-28 | Petroleum | Unleaded gasoline | Unleaded gasoline | Retail | Steel | Steel | Field installed cathodic protection, Interior lined (not allowed as a standalone method of corrosion protection) |  | Steel |  |  | Field installed cathodic protection | Catchment Basin, Single walled catchment basin | Audible high level alarm At 90% full, Flow Rest 90% Full | Flow Rest 90% Full |  |  | Automatic Tank Gauge | [8 empty] | UST Currently In Use: 0; UST Temp Close: 0; AST Currently In Use: 0; AST Temp Closed: 0 | 0 | 0 | 4 | 15217-117-007086 | ALLIED ENERGY COMPANY
32280 | Permanently Closed | 2002-07-01 | 1978-01-01 | 2011-09-28 | Petroleum | Mid-grade gasoline | Mid-grade gasoline | Retail | Steel | Steel | Field installed cathodic protection, Interior lined (not allowed as a standalone method of corrosion protection) |  | Steel |  |  | Field installed cathodic protection | Catchment Basin, Single walled catchment basin | Audible high level alarm At 90% full, Flow Rest 90% Full | Flow Rest 90% Full |  |  | Automatic Tank Gauge | [5 empty] | Annual line testing | Annual line testing |  | UST Currently In Use: 0; UST Temp Close: 0; AST Currently In Use: 0; AST Temp Closed: 0 | 0 | 0 | 4 | 15217-117-007086 | ALLIED ENERGY COMPANY
32281 | Permanently Closed | 2002-07-01 | 1978-01-01 | 2011-09-28 | Petroleum | Mid-grade gasoline | Mid-grade gasoline | Retail | Steel | Steel | Field installed cathodic protection, Interior lined (not allowed as a standalone method of corrosion protection) |  | Steel |  |  | Field installed cathodic protection | Catchment Basin, Single walled catchment basin | Audible high level alarm At 90% full, Flow Rest 90% Full | Flow Rest 90% Full |  |  | Automatic Tank Gauge | [5 empty] | Annual line testing | Annual line testing |  | UST Currently In Use: 0; UST Temp Close: 0; AST Currently In Use: 0; AST Temp Closed: 0 | 0 | 0 | 4 | 15217-117-007086 | ALLIED ENERGY COMPANY
32282 | Permanently Closed | 2002-07-01 | 1978-01-01 | 2011-09-28 | Petroleum | Premium gasoline | Premium gasoline | Retail | Steel | Steel | Field installed cathodic protection, Interior lined (not allowed as a standalone method of corrosion protection) |  | Steel |  |  | Field installed cathodic protection | Catchment Basin, Single walled catchment basin | Audible high level alarm At 90% full, Flow Rest 90% Full | Flow Rest 90% Full |  |  | Automatic Tank Gauge | [5 empty] | Annual line testing | Annual line testing |  | UST Currently In Use: 0; UST Temp Close: 0; AST Currently In Use: 0; AST Temp Closed: 0 | 0 | 0 | 4 | 15217-117-007086 | ALLIED ENERGY COMPANY
32283 | Permanently Closed | 1997-07-24 | 1982-01-01 | 1997-07-24 | Petroleum | On road diesel | On road diesel |  | Steel | Steel |  | Painted or None | Steel |  | 1901-01-01 |  |  | Automatic shutoff device At 95% full | Automatic shutoff device At 95% full |  |  | Automatic Tank Gauge | [5 empty] | Annual line testing | Annual line testing |  | UST Currently In Use: 0; UST Temp Close: 0; AST Currently In Use: 0; AST Temp Closed: 0 | 0 | 0 | 2 | 14917-117-007086 | TIDMORE OIL CO INC
32284 | Permanently Closed | 1997-07-24 | 1983-01-01 | 1997-07-24 | Petroleum | Kerosene | Kerosene |  | Steel | Steel | Other, STIP-3 |  | Steel |  | 1901-01-01 | Field installed cathodic protection |  | Automatic shutoff device At 95% full | Automatic shutoff device At 95% full |  |  | Automatic Tank Gauge | [5 empty] | Annual line testing | Annual line testing |  | UST Currently In Use: 0; UST Temp Close: 0; AST Currently In Use: 0; AST Temp Closed: 0 | 0 | 0 | 2 | 14917-117-007086 | TIDMORE OIL CO INC
32285 | Permanently Closed | 1901-01-01 | 1972-01-01 | 1988-01-01 | Petroleum | Unleaded gasoline | Unleaded gasoline |  | Steel | Steel |  | Painted or None | Steel |  | 1901-01-01 | [15 empty] | UST Currently In Use: 0; UST Temp Close: 0; AST Currently In Use: 0; AST Temp Closed: 0 | 0 | 0 | 6 | 17566-117-007088 | LEE COFER
32286 | Permanently Closed | 1901-01-01 | 1972-01-01 | 1988-01-01 | Petroleum | Unleaded gasoline | Unleaded gasoline |  | Steel | Steel |  | Painted or None | Steel |  | 1901-01-01 | [15 empty] | UST Currently In Use: 0; UST Temp Close: 0; AST Currently In Use: 0; AST Temp Closed: 0 | 0 | 0 | 6 | 17566-117-007088 | LEE COFER
32287 | Permanently Closed | 1901-01-01 | 1972-01-01 | 1988-01-01 | Petroleum | Unleaded gasoline | Unleaded gasoline |  | Steel | Steel |  | Painted or None | Steel |  | 1901-01-01 | [15 empty] | UST Currently In Use: 0; UST Temp Close: 0; AST Currently In Use: 0; AST Temp Closed: 0 | 0 | 0 | 6 | 17566-117-007088 | LEE COFER
32288 | Permanently Closed | 1998-12-22 | 1988-10-02 | 1999-04-02 | Petroleum | Unleaded gasoline | Unleaded gasoline |  | Steel | Steel | Coated & cathodic protection (sti-P3) |  | Steel |  | 1901-01-01 | [15 empty] | UST Currently In Use: 0; UST Temp Close: 0; AST Currently In Use: 0; AST Temp Closed: 0 | 0 | 0 | 6 | 17566-117-007088 | LEE COFER
32289 | Permanently Closed | 1998-12-22 | 1988-10-02 | 1999-04-02 | Petroleum | Unleaded gasoline | Unleaded gasoline |  | Steel | Steel | Coated & cathodic protection (sti-P3) |  | Steel |  | 1901-01-01 | [15 empty] | UST Currently In Use: 0; UST Temp Close: 0; AST Currently In Use: 0; AST Temp Closed: 0 | 0 | 0 | 6 | 17566-117-007088 | LEE COFER
32290 | Permanently Closed | 1998-12-22 | 1988-10-02 | 1999-04-02 | Petroleum | Unleaded gasoline | Unleaded gasoline |  | Steel | Steel | Coated & cathodic protection (sti-P3) |  | Steel |  | 1901-01-01 | [15 empty] | UST Currently In Use: 0; UST Temp Close: 0; AST Currently In Use: 0; AST Temp Closed: 0 | 0 | 0 | 6 | 17566-117-007088 | LEE COFER
32291 | Permanently Closed | 1991-07-05 | 1972-01-01 | 1991-07-05 | Petroleum | Unleaded gasoline | Unleaded gasoline |  | Steel | Steel | Coated & cathodic protection (sti-P3) | Painted or None | Steel |  | 1901-01-01 | [12 empty] | Annual line testing | Annual line testing |  | UST Currently In Use: 4; UST Temp Close: 0; AST Currently In Use: 0; AST Temp Closed: 0 | 4 | 0 | 3 | 15201-117-007090 | VULCAN OIL COMPANY INC.
32292 | Permanently Closed | 1991-07-05 | 1972-01-01 | 1991-07-05 | Petroleum | Unleaded gasoline | Unleaded gasoline |  | Steel | Steel |  | Painted or None | Steel |  | 1901-01-01 | [12 empty] | Annual line testing | Annual line testing |  | UST Currently In Use: 4; UST Temp Close: 0; AST Currently In Use: 0; AST Temp Closed: 0 | 4 | 0 | 3 | 15201-117-007090 | VULCAN OIL COMPANY INC.
32293 | Permanently Closed | 1991-07-05 | 1972-01-01 | 1991-07-05 | Petroleum | Unleaded gasoline | Unleaded gasoline |  | Steel | Steel |  | Painted or None | Steel |  | 1901-01-01 | [12 empty] | Annual line testing | Annual line testing |  | UST Currently In Use: 4; UST Temp Close: 0; AST Currently In Use: 0; AST Temp Closed: 0 | 4 | 0 | 3 | 15201-117-007090 | VULCAN OIL COMPANY INC.
32294 | Permanently Closed | 1994-01-31 | 1968-01-01 | 1994-01-31 | Petroleum | Unleaded gasoline | Unleaded gasoline |  | Steel | Steel |  | Painted or None | Steel |  | 1901-01-01 | [12 empty] | Annual line testing | Annual line testing |  | UST Currently In Use: 0; UST Temp Close: 0; AST Currently In Use: 0; AST Temp Closed: 0 | 0 | 0 | 3 | 14917-117-007093 | TIDMORE OIL CO INC
32295 | Permanently Closed | 1994-01-31 | 1968-01-01 | 1994-01-31 | Petroleum | Unleaded gasoline | Unleaded gasoline |  | Steel | Steel |  | Painted or None | Steel |  | 1901-01-01 | [12 empty] | Annual line testing | Annual line testing |  | UST Currently In Use: 0; UST Temp Close: 0; AST Currently In Use: 0; AST Temp Closed: 0 | 0 | 0 | 3 | 14917-117-007093 | TIDMORE OIL CO INC
32296 | Permanently Closed | 1994-01-31 | 1968-01-01 | 1994-01-31 | Petroleum | Unleaded gasoline | Unleaded gasoline |  | Steel | Steel |  | Painted or None | Steel |  | 1901-01-01 | [12 empty] | Annual line testing | Annual line testing |  | UST Currently In Use: 0; UST Temp Close: 0; AST Currently In Use: 0; AST Temp Closed: 0 | 0 | 0 | 3 | 14917-117-007093 | TIDMORE OIL CO INC
32297 | Permanently Closed | 2003-12-07 | 1976-01-01 | 2004-02-19 | Petroleum | Unleaded gasoline | Unleaded gasoline | Retail | Steel | Steel | Field installed cathodic protection |  | Steel |  | 1901-01-01 | Field installed cathodic protection | Catchment Basin, Single walled catchment basin | Automatic shutoff device At 95% full | Automatic shutoff device At 95% full |  |  | Statistical Inventory Reconciliation (SIR) | [5 empty] | Annual line testing, Statistical inventory reconciliation (SIR) | Statistical inventory reconciliation (SIR) |  | UST Currently In Use: 0; UST Temp Close: 0; AST Currently In Use: 0; AST Temp Closed: 0 | 0 | 0 | 4 | 21882-117-007094 | CMA, LLC; MARK PROPERTIES, LLC
32298 | Permanently Closed | 2003-12-07 | 1976-01-01 | 2004-02-19 | Petroleum | Mid-grade gasoline | Mid-grade gasoline | Retail | Steel | Steel | Field installed cathodic protection |  | Steel |  | 1901-01-01 | Field installed cathodic protection | Catchment Basin, Single walled catchment basin | Automatic shutoff device At 95% full | Automatic shutoff device At 95% full |  |  | Statistical Inventory Reconciliation (SIR) | [5 empty] | Annual line testing, Statistical inventory reconciliation (SIR) | Statistical inventory reconciliation (SIR) |  | UST Currently In Use: 0; UST Temp Close: 0; AST Currently In Use: 0; AST Temp Closed: 0 | 0 | 0 | 4 | 21882-117-007094 | CMA, LLC; MARK PROPERTIES, LLC
32299 | Permanently Closed | 2003-12-07 | 1976-01-01 | 2004-02-19 | Petroleum | Premium gasoline | Premium gasoline | Retail | Steel | Steel | Field installed cathodic protection |  | Steel |  | 1901-01-01 | Field installed cathodic protection | Catchment Basin, Single walled catchment basin | Automatic shutoff device At 95% full | Automatic shutoff device At 95% full |  |  | Statistical Inventory Reconciliation (SIR) | [5 empty] | Annual line testing, Statistical inventory reconciliation (SIR) | Statistical inventory reconciliation (SIR) |  | UST Currently In Use: 0; UST Temp Close: 0; AST Currently In Use: 0; AST Temp Closed: 0 | 0 | 0 | 4 | 21882-117-007094 | CMA, LLC; MARK PROPERTIES, LLC
32300 | Permanently Closed | 2003-12-07 | 1984-01-01 | 2004-02-19 | Petroleum | On road diesel | On road diesel | Retail | Steel | Steel | Field installed cathodic protection |  | Steel |  | 1901-01-01 | Field installed cathodic protection | Catchment Basin, Single walled catchment basin | Automatic shutoff device At 95% full | Automatic shutoff device At 95% full |  |  | Statistical Inventory Reconciliation (SIR) | [8 empty] | UST Currently In Use: 0; UST Temp Close: 0; AST Currently In Use: 0; AST Temp Closed: 0 | 0 | 0 | 4 | 21882-117-007094 | CMA, LLC; MARK PROPERTIES, LLC
32301 |  | 1990-01-01 | 1976-01-01 | 1990-01-01 | Petroleum | Unleaded gasoline | Unleaded gasoline |  | Steel | Steel |  | Painted or None | Steel |  | 1901-01-01 | [12 empty] | Annual line testing | Annual line testing |  | UST Currently In Use: 0; UST Temp Close: 0; AST Currently In Use: 0; AST Temp Closed: 0 | 0 | 0 | 0 | 15217-117-007095 | ALLIED ENERGY COMPANY
32302 |  | 1990-01-01 | 1972-01-01 | 1990-01-01 | Petroleum | Unleaded gasoline | Unleaded gasoline |  | Steel | Steel |  | Painted or None | Steel |  | 1901-01-01 | [12 empty] | Annual line testing | Annual line testing |  | UST Currently In Use: 0; UST Temp Close: 0; AST Currently In Use: 0; AST Temp Closed: 0 | 0 | 0 | 0 | 15217-117-007095 | ALLIED ENERGY COMPANY
32303 |  | 1990-01-01 | 1972-01-01 | 1990-01-01 | Petroleum | Unleaded gasoline | Unleaded gasoline |  | Steel | Steel |  | Painted or None | Steel |  | 1901-01-01 | [12 empty] | Annual line testing | Annual line testing |  | UST Currently In Use: 0; UST Temp Close: 0; AST Currently In Use: 0; AST Temp Closed: 0 | 0 | 0 | 0 | 15217-117-007095 | ALLIED ENERGY COMPANY
32304 |  | 1990-01-01 | 1972-01-01 | 1990-01-01 | Petroleum | Unleaded gasoline | Unleaded gasoline |  | Steel | Steel |  | Painted or None | Steel |  | 1901-01-01 | [15 empty] | UST Currently In Use: 0; UST Temp Close: 0; AST Currently In Use: 0; AST Temp Closed: 0 | 0 | 0 | 0 | 15217-117-007095 | ALLIED ENERGY COMPANY
32305 |  | 1990-01-01 | 1972-01-01 | 1990-01-01 | Petroleum | On road diesel | On road diesel |  | Steel | Steel |  | Painted or None | Steel |  | 1901-01-01 | [12 empty] | Annual line testing | Annual line testing |  | UST Currently In Use: 0; UST Temp Close: 0; AST Currently In Use: 0; AST Temp Closed: 0 | 0 | 0 | 0 | 15217-117-007095 | ALLIED ENERGY COMPANY
32306 | Permanently Closed | 1993-10-27 | 1972-01-01 | 1993-10-27 | Petroleum | Unleaded gasoline | Unleaded gasoline |  | Steel | Steel |  | Painted or None | Steel |  | 1901-01-01 | [12 empty] | Annual line testing | Annual line testing |  | UST Currently In Use: 3; UST Temp Close: 1; AST Currently In Use: 0; AST Temp Closed: 0 | 3 | 1 | 5 | 25720-117-007096 | DUAA LLC
32307 | Permanently Closed | 1993-10-27 | 1970-01-01 | 1993-10-27 | Petroleum | Unleaded gasoline | Unleaded gasoline |  | Steel | Steel |  | Painted or None | Steel |  | 1901-01-01 | [12 empty] | Annual line testing | Annual line testing |  | UST Currently In Use: 3; UST Temp Close: 1; AST Currently In Use: 0; AST Temp Closed: 0 | 3 | 1 | 5 | 25720-117-007096 | DUAA LLC
32308 | Permanently Closed | 1993-10-27 | 1970-01-01 | 1993-10-27 | Petroleum | Unleaded gasoline | Unleaded gasoline |  | Steel | Steel |  | Painted or None | Steel |  | 1901-01-01 | [12 empty] | Annual line testing | Annual line testing |  | UST Currently In Use: 3; UST Temp Close: 1; AST Currently In Use: 0; AST Temp Closed: 0 | 3 | 1 | 5 | 25720-117-007096 | DUAA LLC
32309 | Permanently Closed | 1993-10-04 | 1974-01-01 | 1993-10-04 | Petroleum | On road diesel | On road diesel |  | Steel | Steel |  | Painted or None | Steel |  | 1901-01-01 | [12 empty] | Annual line testing | Annual line testing |  | UST Currently In Use: 3; UST Temp Close: 1; AST Currently In Use: 0; AST Temp Closed: 0 | 3 | 1 | 5 | 25720-117-007096 | DUAA LLC
32310 | Permanently Closed | 1901-01-01 | 1974-01-01 | 1988-12-08 | Petroleum | On road diesel | On road diesel |  | Steel | Steel |  | Painted or None | Steel |  | 1901-01-01 | [15 empty] | UST Currently In Use: 3; UST Temp Close: 1; AST Currently In Use: 0; AST Temp Closed: 0 | 3 | 1 | 5 | 25720-117-007096 | DUAA LLC
32311 | Permanently Closed | 1996-10-15 | 1980-01-01 | 1998-10-16 | Petroleum | Unleaded gasoline | Unleaded gasoline |  | Steel | Steel |  | Painted or None | Steel |  | 1901-01-01 | [12 empty] | Annual line testing | Annual line testing |  | UST Currently In Use: 0; UST Temp Close: 0; AST Currently In Use: 0; AST Temp Closed: 0 | 0 | 0 | 3 | 19686-117-007097 | AMIT CHUDGAR
32312 | Permanently Closed | 1996-10-15 | 1980-01-01 | 1998-10-16 | Petroleum | Unleaded gasoline | Unleaded gasoline |  | Steel | Steel |  | Painted or None | Steel |  | 1901-01-01 | [12 empty] | Annual line testing | Annual line testing |  | UST Currently In Use: 0; UST Temp Close: 0; AST Currently In Use: 0; AST Temp Closed: 0 | 0 | 0 | 3 | 19686-117-007097 | AMIT CHUDGAR
32313 | Permanently Closed | 1996-10-15 | 1980-01-01 | 1998-10-16 | Petroleum | Unleaded gasoline | Unleaded gasoline |  | Steel | Steel |  | Painted or None | Steel |  | 1901-01-01 | [12 empty] | Annual line testing | Annual line testing |  | UST Currently In Use: 0; UST Temp Close: 0; AST Currently In Use: 0; AST Temp Closed: 0 | 0 | 0 | 3 | 19686-117-007097 | AMIT CHUDGAR
32314 | Permanently Closed | 1996-02-24 | 1974-01-01 | 1998-03-30 | Petroleum | Unleaded gasoline | Unleaded gasoline |  | Steel | Steel |  | Painted or None | Steel |  | 1901-01-01 | [12 empty] | Annual line testing | Annual line testing |  | UST Currently In Use: 0; UST Temp Close: 0; AST Currently In Use: 0; AST Temp Closed: 0 | 0 | 0 | 2 | 19065-117-007099 | R D STRINGFELLOW AND ROBERT DOW
32315 | Permanently Closed | 1996-02-24 | 1974-01-01 | 1998-03-30 | Petroleum | Unleaded gasoline | Unleaded gasoline |  | Steel | Steel |  | Painted or None | Steel |  | 1901-01-01 | [12 empty] | Annual line testing | Annual line testing |  | UST Currently In Use: 0; UST Temp Close: 0; AST Currently In Use: 0; AST Temp Closed: 0 | 0 | 0 | 2 | 19065-117-007099 | R D STRINGFELLOW AND ROBERT DOW
32316 | Permanently Closed | 1992-12-01 | 1974-01-01 | 1992-12-01 | Petroleum | Unleaded gasoline | Unleaded gasoline |  | Steel | Steel |  | Painted or None | Steel |  | 1901-01-01 | [15 empty] | UST Currently In Use: 2; UST Temp Close: 0; AST Currently In Use: 0; AST Temp Closed: 0 | 2 | 0 | 2 | 24359-117-007100 | STAR INVESTMENTS, LLC
32317 | Permanently Closed | 1992-12-01 | 1974-01-01 | 1992-12-01 | Petroleum | Unleaded gasoline | Unleaded gasoline |  | Steel | Steel |  | Painted or None | Steel |  | 1901-01-01 | [15 empty] | UST Currently In Use: 2; UST Temp Close: 0; AST Currently In Use: 0; AST Temp Closed: 0 | 2 | 0 | 2 | 24359-117-007100 | STAR INVESTMENTS, LLC
32318 | Permanently Closed | 1993-02-19 | 1975-01-01 | 1993-02-19 | Petroleum | Unleaded gasoline | Unleaded gasoline |  | Steel | Steel |  | Painted or None | Steel |  | 1901-01-01 | [15 empty] | UST Currently In Use: 0; UST Temp Close: 0; AST Currently In Use: 0; AST Temp Closed: 0 | 0 | 0 | 3 | 14917-117-007109 | TIDMORE OIL CO INC
32319 | Permanently Closed | 1993-02-19 | 1975-01-01 | 1993-02-19 | Petroleum | Unleaded gasoline | Unleaded gasoline |  | Steel | Steel |  | Painted or None | Steel |  | 1901-01-01 | [15 empty] | UST Currently In Use: 0; UST Temp Close: 0; AST Currently In Use: 0; AST Temp Closed: 0 | 0 | 0 | 3 | 14917-117-007109 | TIDMORE OIL CO INC
32320 | Permanently Closed | 1993-02-19 | 1975-01-01 | 1993-02-19 | Petroleum | Unleaded gasoline | Unleaded gasoline |  | Steel | Steel |  | Painted or None | Steel |  | 1901-01-01 | [15 empty] | UST Currently In Use: 0; UST Temp Close: 0; AST Currently In Use: 0; AST Temp Closed: 0 | 0 | 0 | 3 | 14917-117-007109 | TIDMORE OIL CO INC
32321 | Permanently Closed | 1975-06-01 | 1964-01-01 | 1988-06-01 | Petroleum | Other, OTHER | Other |  | Steel | Steel |  | Painted or None | Steel |  | 1901-01-01 | [15 empty] | UST Currently In Use: 0; UST Temp Close: 0; AST Currently In Use: 0; AST Temp Closed: 0 | 0 | 0 | 1 | 14917-117-007111 | TIDMORE OIL CO INC
32322 | Permanently Closed | 1991-07-06 | 1982-01-01 | 1991-07-06 | Petroleum | Unleaded gasoline | Unleaded gasoline |  | Steel | Steel |  | Painted or None | Steel |  | 1901-01-01 | [15 empty] | UST Currently In Use: 0; UST Temp Close: 0; AST Currently In Use: 0; AST Temp Closed: 0 | 0 | 0 | 1 | 14917-117-007114 | TIDMORE OIL CO INC
32323 | Permanently Closed | 1991-07-17 | 1969-01-01 | 1991-07-17 | Petroleum | Unleaded gasoline | Unleaded gasoline |  | Steel | Steel |  | Painted or None | Steel |  | 1901-01-01 | [15 empty] | UST Currently In Use: 0; UST Temp Close: 0; AST Currently In Use: 0; AST Temp Closed: 0 | 0 | 0 | 3 | 14917-117-007116 | TIDMORE OIL CO INC
32324 | Permanently Closed | 1991-07-17 | 1969-01-01 | 1991-07-17 | Petroleum | Unleaded gasoline | Unleaded gasoline |  | Steel | Steel |  | Painted or None | Steel |  | 1901-01-01 | [15 empty] | UST Currently In Use: 0; UST Temp Close: 0; AST Currently In Use: 0; AST Temp Closed: 0 | 0 | 0 | 3 | 14917-117-007116 | TIDMORE OIL CO INC
32325 | Permanently Closed | 1991-07-17 | 1969-01-01 | 1991-07-17 | Petroleum | On road diesel | On road diesel |  | Steel | Steel |  | Painted or None | Steel |  | 1901-01-01 | [15 empty] | UST Currently In Use: 0; UST Temp Close: 0; AST Currently In Use: 0; AST Temp Closed: 0 | 0 | 0 | 3 | 14917-117-007116 | TIDMORE OIL CO INC
32326 | Permanently Closed | 1992-04-15 | 1974-01-01 | 1992-04-15 | Petroleum | Unleaded gasoline | Unleaded gasoline |  | Steel | Steel |  | Painted or None | Steel |  | 1901-01-01 | [15 empty] | UST Currently In Use: 0; UST Temp Close: 0; AST Currently In Use: 0; AST Temp Closed: 0 | 0 | 0 | 1 | 14917-117-007117 | TIDMORE OIL CO INC
32327 | Permanently Closed | 1992-04-15 | 1974-01-01 | 1992-04-15 | Petroleum | Unleaded gasoline | Unleaded gasoline |  | Steel | Steel |  | Painted or None | Steel |  | 1901-01-01 | [15 empty] | UST Currently In Use: 0; UST Temp Close: 0; AST Currently In Use: 0; AST Temp Closed: 0 | 0 | 0 | 1 | 14917-117-007119 | TIDMORE OIL CO INC
32328 | Permanently Closed | 1992-12-04 | 1901-01-01 | 1992-12-04 | Petroleum | Unleaded gasoline | Unleaded gasoline |  | Steel | Steel |  | Painted or None | Steel |  | 1901-01-01 | [15 empty] | UST Currently In Use: 0; UST Temp Close: 0; AST Currently In Use: 0; AST Temp Closed: 0 | 0 | 0 | 2 | 14917-117-007120 | TIDMORE OIL CO INC
32329 | Permanently Closed | 1992-12-04 | 1969-01-01 | 1992-12-04 | Petroleum | On road diesel | On road diesel |  | Steel | Steel |  | Painted or None | Steel |  | 1901-01-01 | [15 empty] | UST Currently In Use: 0; UST Temp Close: 0; AST Currently In Use: 0; AST Temp Closed: 0 | 0 | 0 | 2 | 14917-117-007120 | TIDMORE OIL CO INC
32330 | Currently in Use |  | 1987-03-01 |  | Petroleum | Unleaded gasoline | Unleaded gasoline | Retail | Steel | Steel | Field installed cathodic protection |  | Steel |  | 1901-01-01 | Field installed cathodic protection | Catchment Basin, Single walled catchment basin | Automatic shutoff device At 95% full | Automatic shutoff device At 95% full |  |  | Continuous Automatic Tank Gauge |  | Automatic flow restrictor (MLLD) | Automatic flow restrictor (MLLD) | [5 empty] | UST Currently In Use: 4; UST Temp Close: 0; AST Currently In Use: 0; AST Temp Closed: 0 | 4 | 0 | 0 | 15201-117-009130 | VULCAN OIL COMPANY INC.
32331 | Currently in Use |  | 1973-01-01 |  | Petroleum | Mid-grade gasoline | Mid-grade gasoline | Retail | Steel | Steel | Field installed cathodic protection |  | Steel |  | 1901-01-01 | Field installed cathodic protection | Catchment Basin, Single walled catchment basin | Automatic shutoff device At 95% full | Automatic shutoff device At 95% full |  |  | Continuous Automatic Tank Gauge |  | Automatic flow restrictor (MLLD) | Automatic flow restrictor (MLLD) | [5 empty] | UST Currently In Use: 4; UST Temp Close: 0; AST Currently In Use: 0; AST Temp Closed: 0 | 4 | 0 | 0 | 15201-117-009130 | VULCAN OIL COMPANY INC.
32332 | Currently in Use |  | 1973-01-01 |  | Petroleum | On road diesel | On road diesel | Retail | Steel | Steel | Field installed cathodic protection |  | Steel |  | 1901-01-01 | Field installed cathodic protection | Catchment Basin, Single walled catchment basin | Automatic shutoff device At 95% full | Automatic shutoff device At 95% full |  |  | Continuous Automatic Tank Gauge |  | Automatic flow restrictor (MLLD) | Automatic flow restrictor (MLLD) | [5 empty] | UST Currently In Use: 4; UST Temp Close: 0; AST Currently In Use: 0; AST Temp Closed: 0 | 4 | 0 | 0 | 15201-117-009130 | VULCAN OIL COMPANY INC.
32333 | Currently in Use |  | 1973-01-01 |  | Petroleum | Premium gasoline | Premium gasoline | Retail | Steel | Steel | Field installed cathodic protection |  | Steel |  | 1901-01-01 | Field installed cathodic protection | Catchment Basin, Single walled catchment basin | Automatic shutoff device At 95% full | Automatic shutoff device At 95% full |  |  | Continuous Automatic Tank Gauge |  | Automatic flow restrictor (MLLD) | Automatic flow restrictor (MLLD) | [5 empty] | UST Currently In Use: 4; UST Temp Close: 0; AST Currently In Use: 0; AST Temp Closed: 0 | 4 | 0 | 0 | 15201-117-009130 | VULCAN OIL COMPANY INC.
32334 | Cannot Locate or abandoned | 1997-01-01 | 1977-01-01 |  | Petroleum | Unleaded gasoline | Unleaded gasoline |  | Steel | Steel |  | Painted or None | Steel |  | 1901-01-01 | [12 empty] | Annual line testing | Annual line testing |  | UST Currently In Use: 0; UST Temp Close: 0; AST Currently In Use: 0; AST Temp Closed: 0 | 0 | 0 | 0 | 14917-117-009132 | TIDMORE OIL CO INC
32335 | Cannot Locate or abandoned | 1997-01-01 | 1982-01-01 |  | Petroleum | On road diesel | On road diesel |  | Steel | Steel | Other, STI-P-3 |  | Steel, STI-P-3 |  | 1901-01-01 | Field installed cathodic protection | [11 empty] | Annual line testing | Annual line testing |  | UST Currently In Use: 0; UST Temp Close: 0; AST Currently In Use: 0; AST Temp Closed: 0 | 0 | 0 | 0 | 14917-117-009132 | TIDMORE OIL CO INC
32336 | Permanently Closed | 1994-08-01 | 1974-01-01 | 1995-05-11 | Petroleum | Unleaded gasoline | Unleaded gasoline | Local government | Steel | Steel |  | Painted or None | Steel |  | 1901-01-01 | [15 empty] | UST Currently In Use: 0; UST Temp Close: 0; AST Currently In Use: 0; AST Temp Closed: 0 | 0 | 0 | 1 | 14393-117-009133 | SHELBY COUNTY BOARD OF EDUCATION
32337 | Permanently Closed | 1998-12-18 | 1976-01-01 | 1998-12-18 | Petroleum | On road diesel | On road diesel | Local government | Steel | Steel |  | Painted or None | Steel |  | 1901-01-01 | [15 empty] | UST Currently In Use: 0; UST Temp Close: 0; AST Currently In Use: 0; AST Temp Closed: 0 | 0 | 0 | 2 | 14393-117-009134 | SHELBY COUNTY BOARD OF EDUCATION
32338 | Permanently Closed | 1901-01-01 | 1978-01-01 | 1988-12-08 | Petroleum | Unleaded gasoline | Unleaded gasoline |  | Steel | Steel |  | Painted or None | Steel |  | 1901-01-01 | [15 empty] | UST Currently In Use: 0; UST Temp Close: 0; AST Currently In Use: 0; AST Temp Closed: 0 | 0 | 0 | 1 | 14917-117-009147 | TIDMORE OIL CO INC
32339 | Permanently Closed | 2018-11-01 | 1983-01-01 | 2020-12-08 | Petroleum | Unleaded gasoline | Unleaded gasoline | Retail | Steel | Steel | Coated & cathodic protection (sti-P3), Field installed cathodic protection |  | Flexible |  |  |  | Catchment Basin, Single walled catchment basin | Automatic shutoff device At 95% full, Flow Rest 90% Full | Flow Rest 90% Full |  |  | Continuous Automatic Tank Gauge |  | Automatic flow restrictor (MLLD) | Automatic flow restrictor (MLLD) |  |  | Annual line testing | Annual line testing |  | UST Currently In Use: 0; UST Temp Close: 0; AST Currently In Use: 0; AST Temp Closed: 0 | 0 | 0 | 3 | 19898-117-012497 | PETRO SOUTH INC
32341 | Permanently Closed | 2012-09-27 | 1986-01-01 |  | Petroleum | Premium gasoline | Premium gasoline | Retail | Steel | Steel | Coated & cathodic protection (sti-P3), Field installed cathodic protection |  | Flexible |  |  |  | Catchment Basin, Single walled catchment basin | Automatic shutoff device At 95% full, Flow Rest 90% Full | Flow Rest 90% Full |  |  | Statistical Inventory Reconciliation (SIR) | [5 empty] | Statistical inventory reconciliation (SIR) | Statistical inventory reconciliation (SIR) |  | UST Currently In Use: 0; UST Temp Close: 0; AST Currently In Use: 0; AST Temp Closed: 0 | 0 | 0 | 3 | 19898-117-012497 | PETRO SOUTH INC
32342 | Permanently Closed | 2018-06-19 | 1986-01-01 | 2020-12-08 | Petroleum | On road diesel | On road diesel | Retail | Steel | Steel | Coated & cathodic protection (sti-P3), Field installed cathodic protection |  | Flexible |  |  |  | Catchment Basin, Single walled catchment basin | Automatic shutoff device At 95% full, Flow Rest 90% Full | Flow Rest 90% Full |  |  | Continuous Automatic Tank Gauge |  | Automatic flow restrictor (MLLD) | Automatic flow restrictor (MLLD) |  |  | Annual line testing | Annual line testing |  | UST Currently In Use: 0; UST Temp Close: 0; AST Currently In Use: 0; AST Temp Closed: 0 | 0 | 0 | 3 | 19898-117-012497 | PETRO SOUTH INC
32343 | Permanently Closed | 1999-07-22 | 1985-01-01 | 1999-07-22 | Petroleum | Unleaded gasoline | Unleaded gasoline |  | Steel | Steel | Other, STI-P3 |  | Steel |  | 1901-01-01 | Field installed cathodic protection | [11 empty] | Annual line testing | Annual line testing |  | UST Currently In Use: 0; UST Temp Close: 0; AST Currently In Use: 0; AST Temp Closed: 0 | 0 | 0 | 1 | 15217-117-012624 | ALLIED ENERGY COMPANY
32344 | Permanently Closed | 1988-11-01 | 1964-01-01 | 1988-12-06 | Petroleum | Unleaded gasoline | Unleaded gasoline |  | Steel | Steel |  | Painted or None | Steel |  | 1901-01-01 | [15 empty] | UST Currently In Use: 0; UST Temp Close: 0; AST Currently In Use: 0; AST Temp Closed: 0 | 0 | 0 | 6 | 14917-117-013083 | TIDMORE OIL CO INC
32345 | Permanently Closed | 1988-11-01 | 1964-01-01 | 1988-12-06 | Petroleum | Unleaded gasoline | Unleaded gasoline |  | Steel | Steel |  | Painted or None | Steel |  | 1901-01-01 | [15 empty] | UST Currently In Use: 0; UST Temp Close: 0; AST Currently In Use: 0; AST Temp Closed: 0 | 0 | 0 | 6 | 14917-117-013083 | TIDMORE OIL CO INC
32346 | Permanently Closed | 1988-11-01 | 1964-01-01 | 1988-12-06 | Petroleum | Unleaded gasoline | Unleaded gasoline |  | Steel | Steel |  | Painted or None | Steel |  | 1901-01-01 | [15 empty] | UST Currently In Use: 0; UST Temp Close: 0; AST Currently In Use: 0; AST Temp Closed: 0 | 0 | 0 | 6 | 14917-117-013083 | TIDMORE OIL CO INC
32347 | Permanently Closed | 1988-11-01 | 1964-01-01 | 1988-12-06 | Petroleum | Unleaded gasoline | Unleaded gasoline |  | Steel | Steel |  | Painted or None | Steel |  | 1901-01-01 | [15 empty] | UST Currently In Use: 0; UST Temp Close: 0; AST Currently In Use: 0; AST Temp Closed: 0 | 0 | 0 | 6 | 14917-117-013083 | TIDMORE OIL CO INC
32348 | Permanently Closed | 1988-11-01 | 1964-01-01 | 1988-12-06 | Petroleum | On road diesel | On road diesel |  | Steel | Steel |  | Painted or None | Steel |  | 1901-01-01 | [15 empty] | UST Currently In Use: 0; UST Temp Close: 0; AST Currently In Use: 0; AST Temp Closed: 0 | 0 | 0 | 6 | 14917-117-013083 | TIDMORE OIL CO INC
32349 | Permanently Closed | 1988-11-01 | 1964-01-01 | 1988-12-06 | Petroleum | On road diesel | On road diesel |  | Steel | Steel |  | Painted or None | Steel |  | 1901-01-01 | [15 empty] | UST Currently In Use: 0; UST Temp Close: 0; AST Currently In Use: 0; AST Temp Closed: 0 | 0 | 0 | 6 | 14917-117-013083 | TIDMORE OIL CO INC
32350 | Permanently Closed | 1999-07-22 | 1984-01-01 | 1999-07-22 | Petroleum | On road diesel | On road diesel |  | Steel | Steel | Other, STIP-3 |  | Steel |  | 1901-01-01 | Field installed cathodic protection | [11 empty] | Annual line testing | Annual line testing |  | UST Currently In Use: 0; UST Temp Close: 0; AST Currently In Use: 0; AST Temp Closed: 0 | 0 | 0 | 1 | 15217-117-013195 | ALLIED ENERGY COMPANY
32351 | Permanently Closed | 2010-11-09 | 1989-01-01 | 2010-11-09 | Petroleum | On road diesel | On road diesel | Local government | Steel | Steel | Coated & cathodic protection (sti-P3) |  | Steel |  |  | Field installed cathodic protection | Catchment Basin, Single walled catchment basin | Automatic shutoff device At 95% full | Automatic shutoff device At 95% full |  |  | Automatic Tank Gauge | [8 empty] | UST Currently In Use: 0; UST Temp Close: 0; AST Currently In Use: 0; AST Temp Closed: 0 | 0 | 0 | 1 | 14393-117-013363 | SHELBY COUNTY BOARD OF EDUCATION
32352 | Temporary Closed | 2024-12-15 | 1988-12-29 |  | Petroleum | Unleaded gasoline | Unleaded gasoline | Retail | Steel | Steel | Coated & cathodic protection (sti-P3) |  | Fiberglass reinforced plastic |  |  |  | Catchment Basin, Single walled catchment basin | Automatic shutoff device At 95% full | Automatic shutoff device At 95% full |  |  | Continuous Automatic Tank Gauge |  | Automatic flow restrictor (MLLD) | Automatic flow restrictor (MLLD) |  |  | Annual line testing | Annual line testing |  | UST Currently In Use: 0; UST Temp Close: 4; AST Currently In Use: 0; AST Temp Closed: 0 | 0 | 4 | 0 | 23723-117-015182 | HAT ENTERPRISES INC
32353 | Temporary Closed | 2024-12-15 | 1988-12-29 |  | Petroleum | Unleaded gasoline | Unleaded gasoline | Retail | Steel | Steel | Coated & cathodic protection (sti-P3) |  | Fiberglass reinforced plastic |  |  |  | Catchment Basin, Single walled catchment basin | Automatic shutoff device At 95% full | Automatic shutoff device At 95% full |  |  | Continuous Automatic Tank Gauge |  | Other, Manifolded | Other |  |  | Other, manifolded | Other |  | UST Currently In Use: 0; UST Temp Close: 4; AST Currently In Use: 0; AST Temp Closed: 0 | 0 | 4 | 0 | 23723-117-015182 | HAT ENTERPRISES INC
32354 | Temporary Closed | 2024-12-15 | 1988-12-29 |  | Petroleum | Premium gasoline | Premium gasoline | Retail | Steel | Steel | Coated & cathodic protection (sti-P3) |  | Fiberglass reinforced plastic |  |  |  | Catchment Basin, Single walled catchment basin | Automatic shutoff device At 95% full | Automatic shutoff device At 95% full |  |  | Continuous Automatic Tank Gauge |  | Automatic flow restrictor (MLLD) | Automatic flow restrictor (MLLD) |  |  | Annual line testing | Annual line testing |  | UST Currently In Use: 0; UST Temp Close: 4; AST Currently In Use: 0; AST Temp Closed: 0 | 0 | 4 | 0 | 23723-117-015182 | HAT ENTERPRISES INC
32355 | Temporary Closed | 2024-12-15 | 1988-12-29 |  | Petroleum | On road diesel | On road diesel | Retail | Steel | Steel | Coated & cathodic protection (sti-P3) |  | Fiberglass reinforced plastic |  |  |  | Catchment Basin, Single walled catchment basin | Automatic shutoff device At 95% full | Automatic shutoff device At 95% full |  |  | Continuous Automatic Tank Gauge |  | Automatic flow restrictor (MLLD) | Automatic flow restrictor (MLLD) |  |  | Annual line testing | Annual line testing |  | UST Currently In Use: 0; UST Temp Close: 4; AST Currently In Use: 0; AST Temp Closed: 0 | 0 | 4 | 0 | 23723-117-015182 | HAT ENTERPRISES INC
32356 | Temporary Closed | 2010-09-01 | 1988-09-10 |  | Petroleum | On road diesel | On road diesel | Retail | Steel | Steel | Coated & cathodic protection (sti-P3) |  | Fiberglass reinforced plastic |  |  | Galvanic Cathodic, FLEX CONNS | Catchment Basin, Single walled catchment basin | Flow Rest 90% Full | Flow Rest 90% Full |  |  | Continuous Automatic Tank Gauge |  | Automatic shutoff device (AELLD) | Automatic shutoff device (AELLD) | [5 empty] | UST Currently In Use: 0; UST Temp Close: 4; AST Currently In Use: 0; AST Temp Closed: 0 | 0 | 4 | 0 | 24332-121-002886 | CABASH INVESTMENTS LLC
32357 | Temporary Closed | 2010-09-01 | 1988-09-10 |  | Petroleum | Unleaded gasoline | Unleaded gasoline | Retail | Steel, STIP3 | Steel | Coated & cathodic protection (sti-P3) |  | Fiberglass reinforced plastic |  |  | Galvanic Cathodic, FLEX CONNS | Catchment Basin, Single walled catchment basin | Flow Rest 90% Full | Flow Rest 90% Full |  |  | Continuous Automatic Tank Gauge |  | Automatic shutoff device (AELLD) | Automatic shutoff device (AELLD) | [5 empty] | UST Currently In Use: 0; UST Temp Close: 4; AST Currently In Use: 0; AST Temp Closed: 0 | 0 | 4 | 0 | 24332-121-002886 | CABASH INVESTMENTS LLC
32358 | Temporary Closed | 2010-09-01 | 1988-09-10 |  | Petroleum | Unleaded gasoline | Unleaded gasoline | Retail | Steel, STIP3 | Steel | Coated & cathodic protection (sti-P3) |  | Fiberglass reinforced plastic |  |  | Galvanic Cathodic, FLEX CONNS | Catchment Basin, Single walled catchment basin | Flow Rest 90% Full | Flow Rest 90% Full |  |  | Continuous Automatic Tank Gauge |  | Automatic shutoff device (AELLD) | Automatic shutoff device (AELLD) | [5 empty] | UST Currently In Use: 0; UST Temp Close: 4; AST Currently In Use: 0; AST Temp Closed: 0 | 0 | 4 | 0 | 24332-121-002886 | CABASH INVESTMENTS LLC
32359 | Temporary Closed | 2010-09-01 | 1988-09-10 |  | Petroleum | Premium gasoline | Premium gasoline | Retail | Steel, STIP3 | Steel | Coated & cathodic protection (sti-P3) |  | Fiberglass reinforced plastic |  |  | Galvanic Cathodic, FLEX CONNS | Catchment Basin, Single walled catchment basin | Flow Rest 90% Full | Flow Rest 90% Full |  |  | Continuous Automatic Tank Gauge |  | Automatic shutoff device (AELLD) | Automatic shutoff device (AELLD) | [5 empty] | UST Currently In Use: 0; UST Temp Close: 4; AST Currently In Use: 0; AST Temp Closed: 0 | 0 | 4 | 0 | 24332-121-002886 | CABASH INVESTMENTS LLC
32360 | Currently in Use |  | 1983-01-01 |  | Petroleum | Unleaded gasoline | Unleaded gasoline | Retail | Single Wall, Steel | Steel | Field installed cathodic protection |  | Double Wall, Flexible | APT |  |  | Catchment Basin, Single walled catchment basin | Automatic shutoff device At 95% full | Automatic shutoff device At 95% full |  |  | Continuous Automatic Tank Gauge |  | Automatic flow restrictor (MLLD), Containment Sump | Containment Sump |  |  | Annual line testing | Annual line testing |  | UST Currently In Use: 3; UST Temp Close: 0; AST Currently In Use: 0; AST Temp Closed: 0 | 3 | 0 | 1 | 24578-121-007087 | BIRMINGHAM PARTNERS LLC
32361 | Currently in Use |  | 1983-01-01 |  | Petroleum | On road diesel | On road diesel | Retail | Single Wall, Steel, 4K/4K | Steel | Field installed cathodic protection |  | Double Wall, Flexible | APT |  |  | Catchment Basin, Single walled catchment basin | Automatic shutoff device At 95% full | Automatic shutoff device At 95% full |  |  | Continuous Automatic Tank Gauge |  | Automatic flow restrictor (MLLD), Containment Sump | Containment Sump |  |  | Annual line testing | Annual line testing |  | UST Currently In Use: 3; UST Temp Close: 0; AST Currently In Use: 0; AST Temp Closed: 0 | 3 | 0 | 1 | 24578-121-007087 | BIRMINGHAM PARTNERS LLC
32363 | Currently in Use |  | 1983-01-01 |  | Petroleum | Premium gasoline | Premium gasoline | Retail | Single Wall, Steel | Steel | Field installed cathodic protection |  | Double Wall, Flexible | APT |  |  | Catchment Basin, Single walled catchment basin | Automatic shutoff device At 95% full | Automatic shutoff device At 95% full |  |  | Continuous Automatic Tank Gauge |  | Automatic flow restrictor (MLLD), Containment Sump | Containment Sump |  |  | Annual line testing | Annual line testing |  | UST Currently In Use: 3; UST Temp Close: 0; AST Currently In Use: 0; AST Temp Closed: 0 | 3 | 0 | 1 | 24578-121-007087 | BIRMINGHAM PARTNERS LLC
32364 | Permanently Closed | 1999-12-22 | 1981-01-01 | 1999-12-22 | Petroleum | Kerosene | Kerosene | Retail | Steel | Steel | Field installed cathodic protection | Painted or None | Steel |  |  | Field installed cathodic protection | Catchment Basin, Single walled catchment basin | Automatic shutoff device At 95% full | Automatic shutoff device At 95% full |  |  | Statistical Inventory Reconciliation (SIR) | [5 empty] | Annual line testing | Annual line testing |  | UST Currently In Use: 3; UST Temp Close: 0; AST Currently In Use: 0; AST Temp Closed: 0 | 3 | 0 | 1 | 24578-121-007087 | BIRMINGHAM PARTNERS LLC
32365 | Permanently Closed | 1991-02-12 | 1980-01-01 | 1991-02-12 | Petroleum | Unleaded gasoline | Unleaded gasoline |  | Steel | Steel |  | Painted or None | Steel |  | 1901-01-01 | [15 empty] | UST Currently In Use: 0; UST Temp Close: 0; AST Currently In Use: 0; AST Temp Closed: 0 | 0 | 0 | 2 | 14917-121-007110 | TIDMORE OIL CO INC
32366 | Permanently Closed | 1991-02-12 | 1972-01-01 | 1991-02-12 | Petroleum | Unleaded gasoline | Unleaded gasoline |  | Steel | Steel |  | Painted or None | Steel |  | 1901-01-01 | [15 empty] | UST Currently In Use: 0; UST Temp Close: 0; AST Currently In Use: 0; AST Temp Closed: 0 | 0 | 0 | 2 | 14917-121-007110 | TIDMORE OIL CO INC
32367 | Permanently Closed | 1992-12-02 | 1974-01-01 | 1992-12-02 | Petroleum | Unleaded gasoline | Unleaded gasoline |  | Steel | Steel |  | Painted or None | Steel |  | 1901-01-01 | [15 empty] | UST Currently In Use: 0; UST Temp Close: 0; AST Currently In Use: 0; AST Temp Closed: 0 | 0 | 0 | 3 | 14917-123-007101 | TIDMORE OIL CO INC
32368 | Permanently Closed | 1992-12-02 | 1974-01-01 | 1992-12-02 | Petroleum | Unleaded gasoline | Unleaded gasoline |  | Steel | Steel |  | Painted or None | Steel |  | 1901-01-01 | [15 empty] | UST Currently In Use: 0; UST Temp Close: 0; AST Currently In Use: 0; AST Temp Closed: 0 | 0 | 0 | 3 | 14917-123-007101 | TIDMORE OIL CO INC
32369 | Permanently Closed | 1992-12-02 | 1983-01-01 | 1992-12-02 | Petroleum | Unleaded gasoline | Unleaded gasoline |  | Steel | Steel | Other, STIP-3 |  | Steel |  | 1901-01-01 | [15 empty] | UST Currently In Use: 0; UST Temp Close: 0; AST Currently In Use: 0; AST Temp Closed: 0 | 0 | 0 | 3 | 14917-123-007101 | TIDMORE OIL CO INC
32370 | Permanently Closed | 1990-09-20 | 1981-01-01 | 1990-09-20 | Petroleum | Unleaded gasoline | Unleaded gasoline |  | Steel | Steel |  | Painted or None | Steel |  | 1901-01-01 | [15 empty] | UST Currently In Use: 4; UST Temp Close: 0; AST Currently In Use: 0; AST Temp Closed: 0 | 4 | 0 | 5 | 14918-009-001386 | RONALD TIDWELL
32371 | Permanently Closed | 1990-09-20 | 1976-01-01 | 1990-09-20 | Petroleum | Unleaded gasoline | Unleaded gasoline |  | Steel | Steel |  | Painted or None | Steel |  | 1901-01-01 | [15 empty] | UST Currently In Use: 4; UST Temp Close: 0; AST Currently In Use: 0; AST Temp Closed: 0 | 4 | 0 | 5 | 14918-009-001386 | RONALD TIDWELL
32372 | Permanently Closed | 1990-09-20 | 1976-01-01 | 1990-09-20 | Petroleum | Unleaded gasoline | Unleaded gasoline |  | Steel | Steel |  | Painted or None | Steel |  | 1901-01-01 | [15 empty] | UST Currently In Use: 4; UST Temp Close: 0; AST Currently In Use: 0; AST Temp Closed: 0 | 4 | 0 | 5 | 14918-009-001386 | RONALD TIDWELL
32373 | Permanently Closed | 1990-09-20 | 1980-01-01 | 1990-09-20 | Petroleum | Unleaded gasoline | Unleaded gasoline |  | Steel | Steel |  | Painted or None | Steel |  | 1901-01-01 | [15 empty] | UST Currently In Use: 4; UST Temp Close: 0; AST Currently In Use: 0; AST Temp Closed: 0 | 4 | 0 | 5 | 14918-009-001386 | RONALD TIDWELL
32374 | Permanently Closed | 1990-09-20 | 1976-01-01 | 1990-09-20 | Petroleum | Unleaded gasoline | Unleaded gasoline |  | Steel | Steel |  | Painted or None | Steel |  | 1901-01-01 | [15 empty] | UST Currently In Use: 4; UST Temp Close: 0; AST Currently In Use: 0; AST Temp Closed: 0 | 4 | 0 | 5 | 14918-009-001386 | RONALD TIDWELL
32375 | Currently in Use |  | 1990-09-20 |  | Petroleum | Unleaded gasoline | Unleaded gasoline | Retail | Single Wall, Steel | Steel | Coated & cathodic protection (sti-P3), Field installed cathodic protection |  | Fiberglass reinforced plastic, Single Wall |  |  |  | Catchment Basin, Single walled catchment basin | Flow Rest 90% Full | Flow Rest 90% Full |  |  | Automatic Tank Gauge |  | Automatic flow restrictor (MLLD) | Automatic flow restrictor (MLLD) |  |  | Annual line testing | Annual line testing |  | UST Currently In Use: 4; UST Temp Close: 0; AST Currently In Use: 0; AST Temp Closed: 0 | 4 | 0 | 5 | 14918-009-001386 | RONALD TIDWELL
32376 | Currently in Use |  | 1990-09-20 |  | Petroleum | Mid-grade gasoline | Mid-grade gasoline | Retail | Single Wall, Steel | Steel | Coated & cathodic protection (sti-P3), Field installed cathodic protection |  | Fiberglass reinforced plastic, Single Wall |  |  |  | Catchment Basin, Single walled catchment basin | Flow Rest 90% Full | Flow Rest 90% Full |  |  | Automatic Tank Gauge |  | Automatic flow restrictor (MLLD) | Automatic flow restrictor (MLLD) |  |  | Annual line testing | Annual line testing |  | UST Currently In Use: 4; UST Temp Close: 0; AST Currently In Use: 0; AST Temp Closed: 0 | 4 | 0 | 5 | 14918-009-001386 | RONALD TIDWELL
32377 | Currently in Use |  | 1990-09-20 |  | Petroleum | Premium gasoline | Premium gasoline | Retail | Single Wall, Steel | Steel | Coated & cathodic protection (sti-P3), Field installed cathodic protection |  | Fiberglass reinforced plastic, Single Wall |  |  |  | Catchment Basin, Single walled catchment basin | Flow Rest 90% Full | Flow Rest 90% Full |  |  | Automatic Tank Gauge |  | Automatic flow restrictor (MLLD) | Automatic flow restrictor (MLLD) |  |  | Annual line testing | Annual line testing |  | UST Currently In Use: 4; UST Temp Close: 0; AST Currently In Use: 0; AST Temp Closed: 0 | 4 | 0 | 5 | 14918-009-001386 | RONALD TIDWELL
32378 | Currently in Use |  | 1990-09-20 |  | Petroleum | On road diesel | On road diesel | Retail | Single Wall, Steel | Steel | Coated & cathodic protection (sti-P3), Field installed cathodic protection |  | Fiberglass reinforced plastic, Single Wall |  |  |  | Catchment Basin, Single walled catchment basin | Flow Rest 90% Full | Flow Rest 90% Full |  |  | Automatic Tank Gauge |  | Automatic flow restrictor (MLLD) | Automatic flow restrictor (MLLD) |  |  | Annual line testing | Annual line testing |  | UST Currently In Use: 4; UST Temp Close: 0; AST Currently In Use: 0; AST Temp Closed: 0 | 4 | 0 | 5 | 14918-009-001386 | RONALD TIDWELL
32379 | Permanently Closed | 1992-08-31 | 1978-01-01 | 1992-08-31 | Petroleum | Unleaded gasoline | Unleaded gasoline |  | Steel | Steel |  | Painted or None | Steel |  | 1901-01-01 | [15 empty] | UST Currently In Use: 0; UST Temp Close: 0; AST Currently In Use: 0; AST Temp Closed: 0 | 0 | 0 | 3 | 14919-127-006858 | TITTLES SERVICE STATION
32380 | Permanently Closed | 1992-08-31 | 1978-01-01 | 1992-08-31 | Petroleum | Unleaded gasoline | Unleaded gasoline |  | Steel | Steel |  | Painted or None | Steel |  | 1901-01-01 | [15 empty] | UST Currently In Use: 0; UST Temp Close: 0; AST Currently In Use: 0; AST Temp Closed: 0 | 0 | 0 | 3 | 14919-127-006858 | TITTLES SERVICE STATION
32381 | Permanently Closed | 1992-08-31 | 1978-01-01 | 1992-08-31 | Petroleum | Unleaded gasoline | Unleaded gasoline |  | Steel | Steel |  | Painted or None | Steel |  | 1901-01-01 | [15 empty] | UST Currently In Use: 0; UST Temp Close: 0; AST Currently In Use: 0; AST Temp Closed: 0 | 0 | 0 | 3 | 14919-127-006858 | TITTLES SERVICE STATION
32382 | Currently in Use |  | 1980-01-01 |  | Petroleum | Unleaded gasoline | Unleaded gasoline | Retail | Steel | Steel | Field installed cathodic protection |  | Steel |  |  | Field installed cathodic protection | Catchment Basin, Single walled catchment basin | Automatic shutoff device At 95% full, Flow Rest 90% Full | Flow Rest 90% Full |  |  | Automatic Tank Gauge | [8 empty] | UST Currently In Use: 2; UST Temp Close: 1; AST Currently In Use: 0; AST Temp Closed: 0 | 2 | 1 | 0 | 23364-097-011336 | SAMREATH UNG
32383 | Currently in Use |  | 1980-01-01 |  | Petroleum | Premium gasoline | Premium gasoline | Retail | Steel | Steel | Field installed cathodic protection |  | Steel |  |  | Field installed cathodic protection | Catchment Basin, Single walled catchment basin | Automatic shutoff device At 95% full, Flow Rest 90% Full | Flow Rest 90% Full |  |  | Automatic Tank Gauge | [8 empty] | UST Currently In Use: 2; UST Temp Close: 1; AST Currently In Use: 0; AST Temp Closed: 0 | 2 | 1 | 0 | 23364-097-011336 | SAMREATH UNG
32384 | Temporary Closed | 2003-09-24 | 1980-01-01 |  | Petroleum | Premium gasoline | Premium gasoline | Retail | Steel | Steel | Field installed cathodic protection |  | Steel, NO PIPE |  |  | Field installed cathodic protection | Catchment Basin, Single walled catchment basin | Automatic shutoff device At 95% full, Flow Rest 90% Full | Flow Rest 90% Full |  |  | Automatic Tank Gauge | [8 empty] | UST Currently In Use: 2; UST Temp Close: 1; AST Currently In Use: 0; AST Temp Closed: 0 | 2 | 1 | 0 | 23364-097-011336 | SAMREATH UNG
32385 | Permanently Closed | 1999-06-08 | 1983-01-01 | 1999-10-28 | Petroleum | Unleaded gasoline | Unleaded gasoline | Retail | Steel | Steel |  |  | Steel |  | 1901-01-01 |  |  | Automatic shutoff device At 95% full | Automatic shutoff device At 95% full |  |  |  |  | Automatic shutoff device (AELLD) | Automatic shutoff device (AELLD) | [5 empty] | UST Currently In Use: 0; UST Temp Close: 0; AST Currently In Use: 0; AST Temp Closed: 0 | 0 | 0 | 2 | 14921-115-005636 | TIM SMITH
32386 | Permanently Closed | 1999-06-08 | 1983-01-01 | 1999-10-28 | Petroleum | Premium gasoline | Premium gasoline | Retail | Steel | Steel |  |  | Steel |  | 1901-01-01 |  |  | Automatic shutoff device At 95% full | Automatic shutoff device At 95% full |  |  |  |  | Automatic shutoff device (AELLD) | Automatic shutoff device (AELLD) | [5 empty] | UST Currently In Use: 0; UST Temp Close: 0; AST Currently In Use: 0; AST Temp Closed: 0 | 0 | 0 | 2 | 14921-115-005636 | TIM SMITH
32387 | Permanently Closed | 1901-01-01 | 1974-01-01 |  | Petroleum | Unleaded gasoline | Unleaded gasoline |  | Steel | Steel |  | Painted or None | Steel |  | 1901-01-01 | [15 empty] | UST Currently In Use: 0; UST Temp Close: 0; AST Currently In Use: 0; AST Temp Closed: 0 | 0 | 0 | 2 | 14922-077-002694 | TIMES DAILY
32388 | Permanently Closed | 1901-01-01 | 1974-01-01 |  | Petroleum | Unleaded gasoline | Unleaded gasoline |  | Steel | Steel |  | Painted or None | Steel |  | 1901-01-01 | [15 empty] | UST Currently In Use: 0; UST Temp Close: 0; AST Currently In Use: 0; AST Temp Closed: 0 | 0 | 0 | 2 | 14922-077-002694 | TIMES DAILY
32389 | Currently in Use |  | 1976-01-01 |  | Petroleum | Unleaded gasoline | Unleaded gasoline | Retail | Single Wall, Steel | Steel | Field installed cathodic protection |  | Double Wall, Flexible | APT |  |  | Catchment Basin, Single walled catchment basin | Flow Rest 90% Full | Flow Rest 90% Full |  |  | Automatic Tank Gauge | Single walled submersible pump containment sump | Automatic flow restrictor (MLLD), Containment Sump | Containment Sump |  |  | Annual line testing | Annual line testing |  | UST Currently In Use: 3; UST Temp Close: 0; AST Currently In Use: 1; AST Temp Closed: 0 | 3 | 0 | 2 | 23429-055-003669 | MUSA PROPERTIES, LLC
32390 | Currently in Use |  | 1976-01-01 |  | Petroleum | On road diesel | On road diesel | Retail | Single Wall, Steel | Steel | Field installed cathodic protection |  | Double Wall, Flexible | APT |  |  | Catchment Basin, Single walled catchment basin | Flow Rest 90% Full | Flow Rest 90% Full |  |  | Automatic Tank Gauge | Single walled submersible pump containment sump | Automatic flow restrictor (MLLD), Containment Sump | Containment Sump |  |  | Annual line testing | Annual line testing |  | UST Currently In Use: 3; UST Temp Close: 0; AST Currently In Use: 1; AST Temp Closed: 0 | 3 | 0 | 2 | 23429-055-003669 | MUSA PROPERTIES, LLC
32391 | Currently in Use |  | 1976-01-01 |  | Petroleum | Premium gasoline | Premium gasoline | Retail | Single Wall, Steel | Steel | Field installed cathodic protection |  | Double Wall, Flexible | APT |  |  | Catchment Basin, Single walled catchment basin | Flow Rest 90% Full | Flow Rest 90% Full |  |  | Automatic Tank Gauge | [8 empty] | UST Currently In Use: 3; UST Temp Close: 0; AST Currently In Use: 1; AST Temp Closed: 0 | 3 | 0 | 2 | 23429-055-003669 | MUSA PROPERTIES, LLC
32392 | Permanently Closed | 1998-10-22 | 1981-01-01 | 1998-10-22 | Petroleum | On road diesel | On road diesel |  | Steel | Steel | Field installed cathodic protection | Painted or None | Steel |  | 1901-01-01 | Field installed cathodic protection | [14 empty] | UST Currently In Use: 3; UST Temp Close: 0; AST Currently In Use: 1; AST Temp Closed: 0 | 3 | 0 | 2 | 23429-055-003669 | MUSA PROPERTIES, LLC
32393 | Permanently Closed | 1998-10-22 | 1981-01-01 | 1998-10-22 | Petroleum | Kerosene | Kerosene |  | Steel | Steel | Field installed cathodic protection | Painted or None | Steel |  | 1901-01-01 | Field installed cathodic protection | [14 empty] | UST Currently In Use: 3; UST Temp Close: 0; AST Currently In Use: 1; AST Temp Closed: 0 | 3 | 0 | 2 | 23429-055-003669 | MUSA PROPERTIES, LLC
32394 | Permanently Closed | 1992-01-23 | 1982-01-01 | 1992-01-23 | Petroleum | Unleaded gasoline | Unleaded gasoline |  | Steel | Steel | Other, TAR COATED |  | Steel |  | 1901-01-01 | [15 empty] | UST Currently In Use: 0; UST Temp Close: 0; AST Currently In Use: 0; AST Temp Closed: 0 | 0 | 0 | 1 | 14924-073-009666 | TIN MAN ROOFING CO INC
32395 | Permanently Closed | 1901-01-01 | 1974-01-01 | 1988-12-06 | Petroleum | Unleaded gasoline | Unleaded gasoline |  | Steel | Steel |  | Painted or None | Steel |  | 1901-01-01 | [15 empty] | UST Currently In Use: 0; UST Temp Close: 0; AST Currently In Use: 0; AST Temp Closed: 0 | 0 | 0 | 2 | 14925-059-005491 | TINSLEY MOTOR CO INC
32396 | Permanently Closed | 1901-01-01 | 1974-01-01 | 1988-12-06 | Petroleum | Used oil | Used oil |  | Steel | Steel |  | Painted or None | Steel |  | 1901-01-01 | [15 empty] | UST Currently In Use: 0; UST Temp Close: 0; AST Currently In Use: 0; AST Temp Closed: 0 | 0 | 0 | 2 | 14925-059-005491 | TINSLEY MOTOR CO INC
32397 | Permanently Closed | 1995-06-01 | 1975-01-01 | 1995-06-06 | Petroleum | Unleaded gasoline | Unleaded gasoline |  | Steel | Steel |  | Painted or None | Steel |  | 1901-01-01 | [12 empty] | Annual line testing | Annual line testing |  | UST Currently In Use: 0; UST Temp Close: 0; AST Currently In Use: 0; AST Temp Closed: 0 | 0 | 0 | 2 | 15310-089-001704 | WATKINS OIL CO INC
32398 | Permanently Closed | 1995-06-01 | 1975-01-01 | 1995-06-06 | Petroleum | Unleaded gasoline | Unleaded gasoline |  | Steel | Steel |  | Painted or None | Steel |  | 1901-01-01 | [15 empty] | UST Currently In Use: 0; UST Temp Close: 0; AST Currently In Use: 0; AST Temp Closed: 0 | 0 | 0 | 2 | 15310-089-001704 | WATKINS OIL CO INC
32399 | Retired | 1988-12-22 | 1901-01-01 |  | Petroleum | Unleaded gasoline | Unleaded gasoline | [7 empty] | 1901-01-01 | [15 empty] | UST Currently In Use: 0; UST Temp Close: 0; AST Currently In Use: 0; AST Temp Closed: 0 | 0 | 0 | 0 | 14928-041-008686 | TOM CROWELL
32400 | Retired | 1988-12-22 | 1901-01-01 |  | Petroleum | Unleaded gasoline | Unleaded gasoline | [7 empty] | 1901-01-01 | [15 empty] | UST Currently In Use: 0; UST Temp Close: 0; AST Currently In Use: 0; AST Temp Closed: 0 | 0 | 0 | 0 | 14928-041-008686 | TOM CROWELL
32401 | Retired | 1988-12-22 | 1975-01-01 |  | Petroleum | Unleaded gasoline | Unleaded gasoline |  | Steel | Steel |  | Painted or None | Steel |  | 1901-01-01 | [15 empty] | UST Currently In Use: 0; UST Temp Close: 0; AST Currently In Use: 0; AST Temp Closed: 0 | 0 | 0 | 0 | 14928-041-008686 | TOM CROWELL
32402 | Retired | 1988-12-22 | 1975-01-01 |  | Petroleum | Unleaded gasoline | Unleaded gasoline |  | Steel | Steel |  | Painted or None | Steel |  | 1901-01-01 | [15 empty] | UST Currently In Use: 0; UST Temp Close: 0; AST Currently In Use: 0; AST Temp Closed: 0 | 0 | 0 | 0 | 14928-041-008686 | TOM CROWELL
32403 | Retired | 1988-12-22 | 1978-01-01 |  | Petroleum | Unleaded gasoline | Unleaded gasoline |  | Steel | Steel |  | Painted or None | Steel |  | 1901-01-01 | [15 empty] | UST Currently In Use: 0; UST Temp Close: 0; AST Currently In Use: 0; AST Temp Closed: 0 | 0 | 0 | 0 | 14928-041-008686 | TOM CROWELL
32404 | Permanently Closed | 1991-12-31 | 1982-01-01 | 1998-12-14 | Petroleum | Unleaded gasoline | Unleaded gasoline |  | Steel | Steel |  |  | Steel |  | 1901-01-01 | [6 empty] | Manual Tank Gauging (only tanks 1000 gal. or less and 48” or 64” in diameter) | [8 empty] | UST Currently In Use: 0; UST Temp Close: 0; AST Currently In Use: 0; AST Temp Closed: 0 | 0 | 0 | 4 | 14929-109-011162 | TOM FINLEY
32405 | Permanently Closed | 1991-12-31 | 1982-01-01 | 1998-12-14 | Petroleum | On road diesel | On road diesel |  | Steel | Steel |  |  | Steel |  | 1901-01-01 | [6 empty] | Manual Tank Gauging (only tanks 1000 gal. or less and 48” or 64” in diameter) | [8 empty] | UST Currently In Use: 0; UST Temp Close: 0; AST Currently In Use: 0; AST Temp Closed: 0 | 0 | 0 | 4 | 14929-109-011162 | TOM FINLEY
32406 | Permanently Closed | 1991-12-31 | 1982-01-01 | 1998-12-14 | Petroleum | Unleaded gasoline | Unleaded gasoline |  | Steel | Steel |  |  | Steel |  | 1901-01-01 | [6 empty] | Manual Tank Gauging (only tanks 1000 gal. or less and 48” or 64” in diameter) | [8 empty] | UST Currently In Use: 0; UST Temp Close: 0; AST Currently In Use: 0; AST Temp Closed: 0 | 0 | 0 | 4 | 14929-109-011162 | TOM FINLEY
32407 | Permanently Closed | 1991-12-31 | 1982-01-01 | 1998-12-14 | Petroleum | Unleaded gasoline | Unleaded gasoline |  | Steel | Steel |  |  | Steel |  | 1901-01-01 | [6 empty] | Manual Tank Gauging (only tanks 1000 gal. or less and 48” or 64” in diameter) | [8 empty] | UST Currently In Use: 0; UST Temp Close: 0; AST Currently In Use: 0; AST Temp Closed: 0 | 0 | 0 | 4 | 14929-109-011162 | TOM FINLEY
32408 | Permanently Closed | 1998-07-01 | 1978-01-01 | 1998-07-08 | Petroleum | Unleaded gasoline | Unleaded gasoline | Retail | Steel | Steel |  | Painted or None | Steel |  | 1901-01-01 | [6 empty] | Statistical Inventory Reconciliation (SIR) | [5 empty] | Annual line testing | Annual line testing |  | UST Currently In Use: 0; UST Temp Close: 0; AST Currently In Use: 0; AST Temp Closed: 0 | 0 | 0 | 1 | 14932-001-005010 | TOM JONES INC
32409 | Permanently Closed |  | 1983-01-01 | 2022-10-11 | Petroleum | Unleaded gasoline | Unleaded gasoline | Retail | Steel | Steel | Field installed cathodic protection, Interior lined (not allowed as a standalone method of corrosion protection) |  | Steel |  | 1901-01-01 | Field installed cathodic protection | Catchment Basin, Single walled catchment basin | Flow Rest 90% Full | Flow Rest 90% Full |  |  | Continuous Automatic Tank Gauge |  | Automatic flow restrictor (MLLD) | Automatic flow restrictor (MLLD) |  |  | Annual line testing | Annual line testing |  | UST Currently In Use: 0; UST Temp Close: 0; AST Currently In Use: 0; AST Temp Closed: 0 | 0 | 0 | 4 | 25458-001-013870 | LIONS PRIDE PROPERTY INC
32410 | Permanently Closed |  | 1980-01-01 | 2022-10-11 | Petroleum | Premium gasoline | Premium gasoline | Retail | Steel | Steel | Field installed cathodic protection, Interior lined (not allowed as a standalone method of corrosion protection) |  | Steel |  | 1901-01-01 | Field installed cathodic protection | Catchment Basin, Single walled catchment basin | Flow Rest 90% Full | Flow Rest 90% Full |  |  | Continuous Automatic Tank Gauge |  | Automatic flow restrictor (MLLD) | Automatic flow restrictor (MLLD) |  |  | Annual line testing | Annual line testing |  | UST Currently In Use: 0; UST Temp Close: 0; AST Currently In Use: 0; AST Temp Closed: 0 | 0 | 0 | 4 | 25458-001-013870 | LIONS PRIDE PROPERTY INC
32411 | Permanently Closed |  | 1980-01-01 | 2022-10-11 | Petroleum | Unleaded gasoline | Unleaded gasoline | Retail | Steel | Steel | Field installed cathodic protection, Interior lined (not allowed as a standalone method of corrosion protection) |  | Steel |  | 1901-01-01 | Field installed cathodic protection | Catchment Basin, Single walled catchment basin | Flow Rest 90% Full | Flow Rest 90% Full |  |  | Continuous Automatic Tank Gauge |  | Automatic flow restrictor (MLLD) | Automatic flow restrictor (MLLD) |  |  | Annual line testing | Annual line testing |  | UST Currently In Use: 0; UST Temp Close: 0; AST Currently In Use: 0; AST Temp Closed: 0 | 0 | 0 | 4 | 25458-001-013870 | LIONS PRIDE PROPERTY INC
32412 | Permanently Closed |  | 1980-01-01 | 2022-10-11 | Petroleum | On road diesel | On road diesel | Retail | Steel | Steel | Field installed cathodic protection, Interior lined (not allowed as a standalone method of corrosion protection) |  | Steel |  | 1901-01-01 | Field installed cathodic protection | Catchment Basin, Single walled catchment basin | Flow Rest 90% Full | Flow Rest 90% Full |  |  | Continuous Automatic Tank Gauge |  | Automatic flow restrictor (MLLD) | Automatic flow restrictor (MLLD) |  |  | Annual line testing | Annual line testing |  | UST Currently In Use: 0; UST Temp Close: 0; AST Currently In Use: 0; AST Temp Closed: 0 | 0 | 0 | 4 | 25458-001-013870 | LIONS PRIDE PROPERTY INC
32413 | Permanently Closed | 1998-12-21 | 1969-01-01 | 1999-05-19 | Petroleum | Unleaded gasoline | Unleaded gasoline | Bulk facility | Steel | Steel |  | Painted or None | Steel |  | 1901-01-01 | [12 empty] | Annual line testing | Annual line testing |  | UST Currently In Use: 0; UST Temp Close: 0; AST Currently In Use: 0; AST Temp Closed: 0 | 0 | 0 | 5 | 14932-101-000409 | TOM JONES INC
32414 | Permanently Closed | 1998-12-21 | 1969-01-01 | 1999-05-19 | Petroleum | Unleaded gasoline | Unleaded gasoline | Bulk facility | Steel | Steel |  | Painted or None | Steel |  | 1901-01-01 | [12 empty] | Annual line testing | Annual line testing |  | UST Currently In Use: 0; UST Temp Close: 0; AST Currently In Use: 0; AST Temp Closed: 0 | 0 | 0 | 5 | 14932-101-000409 | TOM JONES INC
32415 | Permanently Closed | 1998-12-21 | 1969-01-01 | 1999-05-19 | Petroleum | Other, NEW OIL | Other | Bulk facility | Steel | Steel |  | Painted or None | Steel |  | 1901-01-01 | [12 empty] | Annual line testing | Annual line testing |  | UST Currently In Use: 0; UST Temp Close: 0; AST Currently In Use: 0; AST Temp Closed: 0 | 0 | 0 | 5 | 14932-101-000409 | TOM JONES INC
32416 | Permanently Closed | 1998-12-22 | 1969-01-01 | 1999-05-19 | Petroleum | Other, NEW OIL | Other | Bulk facility | Steel | Steel |  | Painted or None | Steel |  | 1901-01-01 | [12 empty] | Annual line testing | Annual line testing |  | UST Currently In Use: 0; UST Temp Close: 0; AST Currently In Use: 0; AST Temp Closed: 0 | 0 | 0 | 5 | 14932-101-000409 | TOM JONES INC
32417 | Permanently Closed | 1998-12-21 | 1969-01-01 | 1999-05-19 | Petroleum | Used oil | Used oil | Bulk facility | Steel | Steel |  | Painted or None | Steel |  | 1901-01-01 | [12 empty] | Annual line testing | Annual line testing |  | UST Currently In Use: 0; UST Temp Close: 0; AST Currently In Use: 0; AST Temp Closed: 0 | 0 | 0 | 5 | 14932-101-000409 | TOM JONES INC
32418 | Permanently Closed | 1901-01-01 | 1972-01-01 |  | Petroleum | Unleaded gasoline | Unleaded gasoline |  | Steel | Steel |  | Painted or None | Steel |  | 1901-01-01 | [15 empty] | UST Currently In Use: 0; UST Temp Close: 0; AST Currently In Use: 0; AST Temp Closed: 0 | 0 | 0 | 4 | 14932-101-000937 | TOM JONES INC
32419 | Permanently Closed | 1901-01-01 | 1972-01-01 |  | Petroleum | Unleaded gasoline | Unleaded gasoline |  | Steel | Steel |  | Painted or None | Steel |  | 1901-01-01 | [15 empty] | UST Currently In Use: 0; UST Temp Close: 0; AST Currently In Use: 0; AST Temp Closed: 0 | 0 | 0 | 4 | 14932-101-000937 | TOM JONES INC
32420 | Permanently Closed | 1901-01-01 | 1959-01-01 |  | Petroleum | Unleaded gasoline | Unleaded gasoline |  | Steel | Steel |  | Painted or None | Steel |  | 1901-01-01 | [15 empty] | UST Currently In Use: 0; UST Temp Close: 0; AST Currently In Use: 0; AST Temp Closed: 0 | 0 | 0 | 4 | 14932-101-000937 | TOM JONES INC
32421 | Permanently Closed | 1986-11-11 | 1959-01-01 |  | Petroleum | Used oil | Used oil |  | Steel | Steel |  | Painted or None | Steel |  | 1901-01-01 | [15 empty] | UST Currently In Use: 0; UST Temp Close: 0; AST Currently In Use: 0; AST Temp Closed: 0 | 0 | 0 | 4 | 14932-101-000937 | TOM JONES INC
32422 | Permanently Closed | 1901-01-01 | 1963-01-01 | 1986-09-01 | Petroleum | Unleaded gasoline | Unleaded gasoline |  | Steel | Steel |  | Painted or None | Steel |  | 1901-01-01 | [15 empty] | UST Currently In Use: 0; UST Temp Close: 0; AST Currently In Use: 0; AST Temp Closed: 0 | 0 | 0 | 2 | 14932-101-004986 | TOM JONES INC
32423 | Permanently Closed | 1901-01-01 | 1963-01-01 | 1986-09-01 | Petroleum | Unleaded gasoline | Unleaded gasoline |  | Steel | Steel |  | Painted or None | Steel |  | 1901-01-01 | [15 empty] | UST Currently In Use: 0; UST Temp Close: 0; AST Currently In Use: 0; AST Temp Closed: 0 | 0 | 0 | 2 | 14932-101-004986 | TOM JONES INC
32424 | Retired | 1987-04-01 | 1965-01-01 |  | Petroleum | Unleaded gasoline | Unleaded gasoline |  | Steel | Steel |  | Painted or None | Steel |  | 1901-01-01 | [15 empty] | UST Currently In Use: 3; UST Temp Close: 0; AST Currently In Use: 0; AST Temp Closed: 0 | 3 | 0 | 0 | 25458-101-004988 | LIONS PRIDE PROPERTY INC
32425 | Retired | 1987-04-01 | 1965-01-01 |  | Petroleum | Unleaded gasoline | Unleaded gasoline |  | Steel | Steel |  | Painted or None | Steel |  | 1901-01-01 | [15 empty] | UST Currently In Use: 3; UST Temp Close: 0; AST Currently In Use: 0; AST Temp Closed: 0 | 3 | 0 | 0 | 25458-101-004988 | LIONS PRIDE PROPERTY INC
32426 | Retired | 1987-04-01 | 1965-01-01 |  | Petroleum | Unleaded gasoline | Unleaded gasoline |  | Steel | Steel |  | Painted or None | Steel |  | 1901-01-01 | [15 empty] | UST Currently In Use: 3; UST Temp Close: 0; AST Currently In Use: 0; AST Temp Closed: 0 | 3 | 0 | 0 | 25458-101-004988 | LIONS PRIDE PROPERTY INC
32427 | Retired | 1987-04-01 | 1965-01-01 |  | Petroleum | Unleaded gasoline | Unleaded gasoline |  | Steel | Steel |  | Painted or None | Steel |  | 1901-01-01 | [15 empty] | UST Currently In Use: 3; UST Temp Close: 0; AST Currently In Use: 0; AST Temp Closed: 0 | 3 | 0 | 0 | 25458-101-004988 | LIONS PRIDE PROPERTY INC
32428 | Currently in Use |  | 1985-01-01 |  | Petroleum | Unleaded gasoline | Unleaded gasoline | Retail | Steel | Steel | Coated & cathodic protection (sti-P3) |  | Fiberglass reinforced plastic |  |  |  | Catchment Basin, Single walled catchment basin | Flow Rest 90% Full | Flow Rest 90% Full |  |  | Automatic Tank Gauge |  | Automatic flow restrictor (MLLD) | Automatic flow restrictor (MLLD) |  |  | Annual line testing | Annual line testing |  | UST Currently In Use: 3; UST Temp Close: 0; AST Currently In Use: 0; AST Temp Closed: 0 | 3 | 0 | 0 | 25458-101-004988 | LIONS PRIDE PROPERTY INC
32429 | Currently in Use |  | 1985-01-01 |  | Petroleum | Unleaded gasoline | Unleaded gasoline | Retail | Steel | Steel | Coated & cathodic protection (sti-P3) |  | Fiberglass reinforced plastic |  |  |  | Catchment Basin, Single walled catchment basin | Flow Rest 90% Full | Flow Rest 90% Full |  |  | Automatic Tank Gauge |  | Automatic flow restrictor (MLLD) | Automatic flow restrictor (MLLD) |  |  | Annual line testing | Annual line testing |  | UST Currently In Use: 3; UST Temp Close: 0; AST Currently In Use: 0; AST Temp Closed: 0 | 3 | 0 | 0 | 25458-101-004988 | LIONS PRIDE PROPERTY INC
32430 | Currently in Use |  | 1985-01-01 |  | Petroleum | Premium gasoline | Premium gasoline | Retail | Steel | Steel | Coated & cathodic protection (sti-P3) |  | Fiberglass reinforced plastic |  |  |  | Catchment Basin, Single walled catchment basin | Flow Rest 90% Full | Flow Rest 90% Full |  |  | Automatic Tank Gauge |  | Automatic flow restrictor (MLLD) | Automatic flow restrictor (MLLD) |  |  | Annual line testing | Annual line testing |  | UST Currently In Use: 3; UST Temp Close: 0; AST Currently In Use: 0; AST Temp Closed: 0 | 3 | 0 | 0 | 25458-101-004988 | LIONS PRIDE PROPERTY INC
32431 | Permanently Closed | 1990-03-09 | 1980-01-01 | 1990-03-09 | Petroleum | Unleaded gasoline | Unleaded gasoline |  | Steel | Steel | Coated & cathodic protection (sti-P3) |  | Steel |  | 1901-01-01 | [15 empty] | UST Currently In Use: 2; UST Temp Close: 1; AST Currently In Use: 0; AST Temp Closed: 0 | 2 | 1 | 2 | 25458-101-004989 | LIONS PRIDE PROPERTY INC
32432 | Permanently Closed | 1990-03-09 | 1980-01-01 | 1990-03-09 | Petroleum | Unleaded gasoline | Unleaded gasoline |  | Steel | Steel | Coated & cathodic protection (sti-P3) |  | Steel |  | 1901-01-01 | [15 empty] | UST Currently In Use: 2; UST Temp Close: 1; AST Currently In Use: 0; AST Temp Closed: 0 | 2 | 1 | 2 | 25458-101-004989 | LIONS PRIDE PROPERTY INC
32433 | Permanently Closed | 2020-09-24 | 1974-01-01 |  | Petroleum | Unleaded gasoline | Unleaded gasoline | Industrial | Steel | Steel | Field installed cathodic protection, Interior lined (not allowed as a standalone method of corrosion protection) |  | Steel |  |  | Field installed cathodic protection | Catchment Basin, Single walled catchment basin | Flow Rest 90% Full | Flow Rest 90% Full |  |  | Statistical Inventory Reconciliation (SIR) | [8 empty] | UST Currently In Use: 0; UST Temp Close: 0; AST Currently In Use: 0; AST Temp Closed: 0 | 0 | 0 | 3 | 14932-101-004990 | TOM JONES INC
32434 | Permanently Closed | 2020-09-24 | 1974-01-01 |  | Petroleum | Other, SLOP | Other | Industrial | Steel | Steel | Field installed cathodic protection, Interior lined (not allowed as a standalone method of corrosion protection) |  | Steel |  |  | Field installed cathodic protection | Catchment Basin, Single walled catchment basin | Flow Rest 90% Full | Flow Rest 90% Full |  |  | Statistical Inventory Reconciliation (SIR) | [8 empty] | UST Currently In Use: 0; UST Temp Close: 0; AST Currently In Use: 0; AST Temp Closed: 0 | 0 | 0 | 3 | 14932-101-004990 | TOM JONES INC
32435 | Permanently Closed | 2020-09-24 | 1974-01-01 |  | Petroleum | On road diesel | On road diesel | Industrial | Steel | Steel | Field installed cathodic protection, Interior lined (not allowed as a standalone method of corrosion protection) |  | Steel |  |  | Field installed cathodic protection | Catchment Basin, Single walled catchment basin | Flow Rest 90% Full | Flow Rest 90% Full |  |  | Statistical Inventory Reconciliation (SIR) | [8 empty] | UST Currently In Use: 0; UST Temp Close: 0; AST Currently In Use: 0; AST Temp Closed: 0 | 0 | 0 | 3 | 14932-101-004990 | TOM JONES INC
32436 | Permanently Closed | 2004-06-22 | 1971-01-01 | 2004-06-22 | Petroleum | Unleaded gasoline | Unleaded gasoline | Retail | Steel | Steel | Field installed cathodic protection, Interior lined (not allowed as a standalone method of corrosion protection) |  | Steel |  | 1901-01-01 | Field installed cathodic protection | Catchment Basin, Single walled catchment basin | Flow Rest 90% Full | Flow Rest 90% Full |  |  | Statistical Inventory Reconciliation (SIR) | [8 empty] | UST Currently In Use: 2; UST Temp Close: 0; AST Currently In Use: 0; AST Temp Closed: 0 | 2 | 0 | 3 | 25458-101-004991 | LIONS PRIDE PROPERTY INC
32437 | Permanently Closed | 2004-06-22 | 1971-01-01 | 2004-06-22 | Petroleum | Unleaded gasoline | Unleaded gasoline | Retail | Steel | Steel | Field installed cathodic protection, Interior lined (not allowed as a standalone method of corrosion protection) |  | Steel |  | 1901-01-01 | Field installed cathodic protection | Catchment Basin, Single walled catchment basin | Flow Rest 90% Full | Flow Rest 90% Full |  |  | Statistical Inventory Reconciliation (SIR) | [8 empty] | UST Currently In Use: 2; UST Temp Close: 0; AST Currently In Use: 0; AST Temp Closed: 0 | 2 | 0 | 3 | 25458-101-004991 | LIONS PRIDE PROPERTY INC
32438 | Permanently Closed | 2004-06-22 | 1971-01-01 | 2004-06-22 | Petroleum | Unleaded gasoline | Unleaded gasoline | Retail | Steel | Steel | Field installed cathodic protection, Interior lined (not allowed as a standalone method of corrosion protection) |  | Steel |  | 1901-01-01 | Field installed cathodic protection | Catchment Basin, Single walled catchment basin | Flow Rest 90% Full | Flow Rest 90% Full |  |  | Statistical Inventory Reconciliation (SIR) | [8 empty] | UST Currently In Use: 2; UST Temp Close: 0; AST Currently In Use: 0; AST Temp Closed: 0 | 2 | 0 | 3 | 25458-101-004991 | LIONS PRIDE PROPERTY INC
32439 | Permanently Closed | 1901-01-01 | 1943-01-01 01:00 | 1988-10-01 | Petroleum | Unleaded gasoline | Unleaded gasoline |  | Steel | Steel |  | Painted or None | Steel |  | 1901-01-01 | [15 empty] | UST Currently In Use: 0; UST Temp Close: 0; AST Currently In Use: 0; AST Temp Closed: 0 | 0 | 0 | 4 | 14932-101-004992 | TOM JONES INC
32440 | Permanently Closed | 1901-01-01 | 1943-01-01 01:00 | 1988-10-01 | Petroleum | Unleaded gasoline | Unleaded gasoline |  | Steel | Steel |  | Painted or None | Steel |  | 1901-01-01 | [15 empty] | UST Currently In Use: 0; UST Temp Close: 0; AST Currently In Use: 0; AST Temp Closed: 0 | 0 | 0 | 4 | 14932-101-004992 | TOM JONES INC
32441 | Permanently Closed | 1901-01-01 | 1943-01-01 01:00 | 1988-10-01 | Petroleum | Unleaded gasoline | Unleaded gasoline |  | Steel | Steel |  | Painted or None | Steel |  | 1901-01-01 | [15 empty] | UST Currently In Use: 0; UST Temp Close: 0; AST Currently In Use: 0; AST Temp Closed: 0 | 0 | 0 | 4 | 14932-101-004992 | TOM JONES INC
32442 | Permanently Closed | 1901-01-01 | 1943-01-01 01:00 | 1988-10-01 | Petroleum | Unleaded gasoline | Unleaded gasoline |  | Steel | Steel |  | Painted or None | Steel |  | 1901-01-01 | [15 empty] | UST Currently In Use: 0; UST Temp Close: 0; AST Currently In Use: 0; AST Temp Closed: 0 | 0 | 0 | 4 | 14932-101-004992 | TOM JONES INC
32443 | Permanently Closed | 1901-01-01 | 1953-01-01 | 1987-12-01 | Petroleum | Unleaded gasoline | Unleaded gasoline |  | Steel | Steel |  | Painted or None | Steel |  | 1901-01-01 | [15 empty] | UST Currently In Use: 0; UST Temp Close: 0; AST Currently In Use: 0; AST Temp Closed: 0 | 0 | 0 | 3 | 14932-101-004994 | TOM JONES INC
32444 | Permanently Closed | 1901-01-01 | 1953-01-01 | 1987-12-01 | Petroleum | Unleaded gasoline | Unleaded gasoline |  | Steel | Steel |  | Painted or None | Steel |  | 1901-01-01 | [15 empty] | UST Currently In Use: 0; UST Temp Close: 0; AST Currently In Use: 0; AST Temp Closed: 0 | 0 | 0 | 3 | 14932-101-004994 | TOM JONES INC
32445 | Permanently Closed | 1901-01-01 | 1953-01-01 | 1987-12-01 | Petroleum | Used oil | Used oil |  | Steel | Steel |  | Painted or None | Steel |  | 1901-01-01 | [15 empty] | UST Currently In Use: 0; UST Temp Close: 0; AST Currently In Use: 0; AST Temp Closed: 0 | 0 | 0 | 3 | 14932-101-004994 | TOM JONES INC
32446 | Currently in Use |  | 1971-01-01 |  | Petroleum | Unleaded gasoline | Unleaded gasoline | Retail | Steel | Steel | Field installed cathodic protection, Interior lined (not allowed as a standalone method of corrosion protection) |  | Steel |  |  | Field installed cathodic protection | Catchment Basin, Single walled catchment basin | Flow Rest 90% Full | Flow Rest 90% Full |  |  | Automatic Tank Gauge | [8 empty] | UST Currently In Use: 3; UST Temp Close: 0; AST Currently In Use: 0; AST Temp Closed: 0 | 3 | 0 | 0 | 25458-101-004995 | LIONS PRIDE PROPERTY INC
32447 | Currently in Use |  | 1971-01-01 |  | Petroleum | Unleaded gasoline | Unleaded gasoline | Retail | Steel | Steel | Field installed cathodic protection, Interior lined (not allowed as a standalone method of corrosion protection) |  | Steel |  |  | Field installed cathodic protection | Catchment Basin, Single walled catchment basin | Flow Rest 90% Full | Flow Rest 90% Full |  |  | Automatic Tank Gauge | [8 empty] | UST Currently In Use: 3; UST Temp Close: 0; AST Currently In Use: 0; AST Temp Closed: 0 | 3 | 0 | 0 | 25458-101-004995 | LIONS PRIDE PROPERTY INC
32448 | Currently in Use |  | 1971-01-01 |  | Petroleum | Unleaded gasoline | Unleaded gasoline | Retail | Steel | Steel | Field installed cathodic protection, Interior lined (not allowed as a standalone method of corrosion protection) |  | Steel |  |  | Field installed cathodic protection | Catchment Basin, Single walled catchment basin | Flow Rest 90% Full | Flow Rest 90% Full |  |  | Automatic Tank Gauge | [8 empty] | UST Currently In Use: 3; UST Temp Close: 0; AST Currently In Use: 0; AST Temp Closed: 0 | 3 | 0 | 0 | 25458-101-004995 | LIONS PRIDE PROPERTY INC
32449 | Permanently Closed | 1989-06-16 | 1974-01-01 | 1989-06-16 | Petroleum | Unleaded gasoline | Unleaded gasoline |  | Steel | Steel |  | Painted or None | Steel |  | 1901-01-01 | [15 empty] | UST Currently In Use: 3; UST Temp Close: 0; AST Currently In Use: 0; AST Temp Closed: 0 | 3 | 0 | 6 | 25458-101-004996 | LIONS PRIDE PROPERTY INC
32450 | Permanently Closed | 1989-06-16 | 1974-01-01 | 1989-06-16 | Petroleum | Unleaded gasoline | Unleaded gasoline |  | Steel | Steel |  | Painted or None | Steel |  | 1901-01-01 | [15 empty] | UST Currently In Use: 3; UST Temp Close: 0; AST Currently In Use: 0; AST Temp Closed: 0 | 3 | 0 | 6 | 25458-101-004996 | LIONS PRIDE PROPERTY INC
32451 | Permanently Closed | 1989-06-16 | 1974-01-01 | 1989-06-16 | Petroleum | Unleaded gasoline | Unleaded gasoline |  | Steel | Steel |  | Painted or None | Steel |  | 1901-01-01 | [15 empty] | UST Currently In Use: 3; UST Temp Close: 0; AST Currently In Use: 0; AST Temp Closed: 0 | 3 | 0 | 6 | 25458-101-004996 | LIONS PRIDE PROPERTY INC
32452 | Permanently Closed | 1977-05-01 | 1981-01-01 | 1989-06-16 | Petroleum | Unleaded gasoline | Unleaded gasoline |  | Steel | Steel |  | Painted or None | Steel |  | 1901-01-01 | [15 empty] | UST Currently In Use: 3; UST Temp Close: 0; AST Currently In Use: 0; AST Temp Closed: 0 | 3 | 0 | 6 | 25458-101-004996 | LIONS PRIDE PROPERTY INC
32453 | Permanently Closed | 1977-05-01 | 1956-01-01 | 1989-06-16 | Petroleum | Unleaded gasoline | Unleaded gasoline |  | Steel | Steel |  | Painted or None | Steel |  | 1901-01-01 | [15 empty] | UST Currently In Use: 3; UST Temp Close: 0; AST Currently In Use: 0; AST Temp Closed: 0 | 3 | 0 | 6 | 25458-101-004996 | LIONS PRIDE PROPERTY INC
32454 | Permanently Closed | 1977-05-01 | 1956-01-01 | 1989-06-16 | Petroleum | Unleaded gasoline | Unleaded gasoline |  | Steel | Steel |  | Painted or None | Steel |  | 1901-01-01 | [15 empty] | UST Currently In Use: 3; UST Temp Close: 0; AST Currently In Use: 0; AST Temp Closed: 0 | 3 | 0 | 6 | 25458-101-004996 | LIONS PRIDE PROPERTY INC
32455 | Currently in Use |  | 1989-07-01 |  | Petroleum | Unleaded gasoline | Unleaded gasoline | Retail | Steel | Steel | Coated & cathodic protection (sti-P3) |  | Fiberglass reinforced plastic |  |  |  | Catchment Basin, Single walled catchment basin | Flow Rest 90% Full | Flow Rest 90% Full | Interstitial Monitoring within Secondary Containment |  | Automatic Tank Gauge, Statistical Inventory Reconciliation (SIR) |  | Automatic flow restrictor (MLLD) | Automatic flow restrictor (MLLD) | Interstitial Monitoring within Secondary Containment |  | Annual line testing, Statistical inventory reconciliation (SIR) | Statistical inventory reconciliation (SIR) |  | UST Currently In Use: 3; UST Temp Close: 0; AST Currently In Use: 0; AST Temp Closed: 0 | 3 | 0 | 6 | 25458-101-004996 | LIONS PRIDE PROPERTY INC
32456 | Currently in Use |  | 1989-07-01 |  | Petroleum | Unleaded gasoline | Unleaded gasoline | Retail | Steel | Steel | Coated & cathodic protection (sti-P3) |  | Fiberglass reinforced plastic |  |  |  | Catchment Basin, Single walled catchment basin | Flow Rest 90% Full | Flow Rest 90% Full | Interstitial Monitoring within Secondary Containment |  | Automatic Tank Gauge, Statistical Inventory Reconciliation (SIR) |  | Automatic flow restrictor (MLLD) | Automatic flow restrictor (MLLD) | Interstitial Monitoring within Secondary Containment |  | Annual line testing, Statistical inventory reconciliation (SIR) | Statistical inventory reconciliation (SIR) |  | UST Currently In Use: 3; UST Temp Close: 0; AST Currently In Use: 0; AST Temp Closed: 0 | 3 | 0 | 6 | 25458-101-004996 | LIONS PRIDE PROPERTY INC
32457 | Currently in Use |  | 1989-07-01 |  | Petroleum | Unleaded gasoline | Unleaded gasoline | Retail | Steel | Steel | Coated & cathodic protection (sti-P3) |  | Fiberglass reinforced plastic |  |  |  | Catchment Basin, Single walled catchment basin | Flow Rest 90% Full | Flow Rest 90% Full | Interstitial Monitoring within Secondary Containment |  | Automatic Tank Gauge, Statistical Inventory Reconciliation (SIR) |  | Automatic flow restrictor (MLLD) | Automatic flow restrictor (MLLD) | Interstitial Monitoring within Secondary Containment |  | Annual line testing, Statistical inventory reconciliation (SIR) | Statistical inventory reconciliation (SIR) |  | UST Currently In Use: 3; UST Temp Close: 0; AST Currently In Use: 0; AST Temp Closed: 0 | 3 | 0 | 6 | 25458-101-004996 | LIONS PRIDE PROPERTY INC
32458 | Permanently Closed | 1999-12-27 | 1977-07-10 | 2001-04-03 | Petroleum | Unleaded gasoline | Unleaded gasoline | Retail | Fiberglass coated steel, Fiberglass reinforced plastic | Fiberglass reinforced plastic |  |  | Fiberglass reinforced plastic, Steel |  | 1901-01-01 |  | Catchment Basin, Single walled catchment basin | Automatic shutoff device At 95% full | Automatic shutoff device At 95% full |  |  | Statistical Inventory Reconciliation (SIR) | [5 empty] | Annual line testing, Statistical inventory reconciliation (SIR) | Statistical inventory reconciliation (SIR) |  | UST Currently In Use: 0; UST Temp Close: 0; AST Currently In Use: 0; AST Temp Closed: 0 | 0 | 0 | 3 | 14932-101-004997 | TOM JONES INC
32459 | Permanently Closed | 1999-12-27 | 1972-09-02 | 2001-04-03 | Petroleum | Mid-grade gasoline | Mid-grade gasoline | Retail | Fiberglass coated steel, Fiberglass reinforced plastic | Fiberglass reinforced plastic |  |  | Fiberglass reinforced plastic, Steel |  | 1901-01-01 |  | Catchment Basin, Single walled catchment basin | Automatic shutoff device At 95% full | Automatic shutoff device At 95% full |  |  | Statistical Inventory Reconciliation (SIR) | [5 empty] | Annual line testing, Statistical inventory reconciliation (SIR) | Statistical inventory reconciliation (SIR) |  | UST Currently In Use: 0; UST Temp Close: 0; AST Currently In Use: 0; AST Temp Closed: 0 | 0 | 0 | 3 | 14932-101-004997 | TOM JONES INC
32460 | Permanently Closed | 1999-12-27 | 1972-09-08 | 2001-04-03 | Petroleum | Premium gasoline | Premium gasoline | Retail | Fiberglass coated steel, Fiberglass reinforced plastic | Fiberglass reinforced plastic |  |  | Fiberglass reinforced plastic, Steel |  | 1901-01-01 |  | Catchment Basin, Single walled catchment basin | Automatic shutoff device At 95% full | Automatic shutoff device At 95% full |  |  | Statistical Inventory Reconciliation (SIR) | [5 empty] | Annual line testing, Statistical inventory reconciliation (SIR) | Statistical inventory reconciliation (SIR) |  | UST Currently In Use: 0; UST Temp Close: 0; AST Currently In Use: 0; AST Temp Closed: 0 | 0 | 0 | 3 | 14932-101-004997 | TOM JONES INC
32461 | Permanently Closed | 2000-09-26 | 1972-01-01 | 2003-08-05 | Petroleum | Unleaded gasoline | Unleaded gasoline | Retail | Steel | Steel | Field installed cathodic protection, Interior lined (not allowed as a standalone method of corrosion protection) |  | Steel |  | 1901-01-01 | Field installed cathodic protection | [14 empty] | UST Currently In Use: 0; UST Temp Close: 0; AST Currently In Use: 0; AST Temp Closed: 0 | 0 | 0 | 3 | 14932-101-004998 | TOM JONES INC
32462 | Permanently Closed | 2000-09-26 | 1972-01-01 | 2003-08-05 | Petroleum | Unleaded gasoline | Unleaded gasoline | Retail | Steel | Steel | Field installed cathodic protection, Interior lined (not allowed as a standalone method of corrosion protection) |  | Steel |  | 1901-01-01 | Field installed cathodic protection | [14 empty] | UST Currently In Use: 0; UST Temp Close: 0; AST Currently In Use: 0; AST Temp Closed: 0 | 0 | 0 | 3 | 14932-101-004998 | TOM JONES INC
32463 | Permanently Closed | 2000-09-26 | 1972-01-01 | 2003-08-05 | Petroleum | Unleaded gasoline | Unleaded gasoline | Retail | Steel | Steel | Field installed cathodic protection, Interior lined (not allowed as a standalone method of corrosion protection) |  | Steel |  | 1901-01-01 | Field installed cathodic protection | [14 empty] | UST Currently In Use: 0; UST Temp Close: 0; AST Currently In Use: 0; AST Temp Closed: 0 | 0 | 0 | 3 | 14932-101-004998 | TOM JONES INC
32464 | Permanently Closed | 2022-09-01 | 1967-01-01 |  | Petroleum | Unleaded gasoline | Unleaded gasoline | Retail | Steel | Steel | Field installed cathodic protection, Interior lined (not allowed as a standalone method of corrosion protection) |  | Steel |  |  | Field installed cathodic protection | Catchment Basin, Single walled catchment basin | Flow Rest 90% Full | Flow Rest 90% Full |  |  | Automatic Tank Gauge |  | Automatic flow restrictor (MLLD) | Automatic flow restrictor (MLLD) |  |  | Annual line testing | Annual line testing |  | UST Currently In Use: 0; UST Temp Close: 0; AST Currently In Use: 0; AST Temp Closed: 0 | 0 | 0 | 3 | 25458-101-004999 | LIONS PRIDE PROPERTY INC
32465 | Permanently Closed | 2022-09-01 | 1967-01-01 |  | Petroleum | Premium gasoline | Premium gasoline | Retail | Steel | Steel | Field installed cathodic protection, Interior lined (not allowed as a standalone method of corrosion protection) |  | Steel |  |  | Field installed cathodic protection | Catchment Basin, Single walled catchment basin | Flow Rest 90% Full | Flow Rest 90% Full |  |  | Automatic Tank Gauge |  | Automatic flow restrictor (MLLD) | Automatic flow restrictor (MLLD) |  |  | Annual line testing | Annual line testing |  | UST Currently In Use: 0; UST Temp Close: 0; AST Currently In Use: 0; AST Temp Closed: 0 | 0 | 0 | 3 | 25458-101-004999 | LIONS PRIDE PROPERTY INC
32466 | Permanently Closed | 2022-09-01 | 1978-01-01 |  | Petroleum | Mid-grade gasoline | Mid-grade gasoline | Retail | Steel | Steel | Field installed cathodic protection, Interior lined (not allowed as a standalone method of corrosion protection) |  | Steel |  |  | Field installed cathodic protection | Catchment Basin, Single walled catchment basin | Flow Rest 90% Full | Flow Rest 90% Full |  |  | Automatic Tank Gauge |  | Automatic flow restrictor (MLLD) | Automatic flow restrictor (MLLD) |  |  | Annual line testing | Annual line testing |  | UST Currently In Use: 0; UST Temp Close: 0; AST Currently In Use: 0; AST Temp Closed: 0 | 0 | 0 | 3 | 25458-101-004999 | LIONS PRIDE PROPERTY INC
32467 | Permanently Closed | 1901-01-01 | 1963-01-01 | 1988-12-27 | Petroleum | Unleaded gasoline | Unleaded gasoline |  | Steel | Steel |  | Painted or None | Steel |  | 1901-01-01 | [15 empty] | UST Currently In Use: 0; UST Temp Close: 0; AST Currently In Use: 0; AST Temp Closed: 0 | 0 | 0 | 2 | 14932-101-005000 | TOM JONES INC
32468 | Permanently Closed | 1901-01-01 | 1963-01-01 | 1988-12-27 | Petroleum | Unleaded gasoline | Unleaded gasoline |  | Steel | Steel |  | Painted or None | Steel |  | 1901-01-01 | [15 empty] | UST Currently In Use: 0; UST Temp Close: 0; AST Currently In Use: 0; AST Temp Closed: 0 | 0 | 0 | 2 | 14932-101-005000 | TOM JONES INC
32469 | Permanently Closed | 2012-10-01 | 1979-01-01 | 2013-02-18 | Petroleum | Unleaded gasoline | Unleaded gasoline | Retail | Steel | Steel | Field installed cathodic protection, Interior lined (not allowed as a standalone method of corrosion protection) |  | Steel |  |  | Field installed cathodic protection | Catchment Basin, Single walled catchment basin | Flow Rest 90% Full | Flow Rest 90% Full |  |  | Statistical Inventory Reconciliation (SIR) | [8 empty] | UST Currently In Use: 0; UST Temp Close: 0; AST Currently In Use: 0; AST Temp Closed: 0 | 0 | 0 | 3 | 14932-101-005001 | TOM JONES INC
32470 | Permanently Closed | 2012-10-01 | 1979-01-01 | 2013-02-18 | Petroleum | Unleaded gasoline | Unleaded gasoline | Retail | Steel | Steel | Field installed cathodic protection, Interior lined (not allowed as a standalone method of corrosion protection) |  | Steel |  |  | Field installed cathodic protection | Catchment Basin, Single walled catchment basin | Flow Rest 90% Full | Flow Rest 90% Full |  |  | Statistical Inventory Reconciliation (SIR) | [8 empty] | UST Currently In Use: 0; UST Temp Close: 0; AST Currently In Use: 0; AST Temp Closed: 0 | 0 | 0 | 3 | 14932-101-005001 | TOM JONES INC
32471 | Permanently Closed | 2012-10-01 | 1979-01-01 | 2013-02-18 | Petroleum | Unleaded gasoline | Unleaded gasoline | Retail | Steel | Steel | Field installed cathodic protection, Interior lined (not allowed as a standalone method of corrosion protection) |  | Steel |  |  | Field installed cathodic protection | Catchment Basin, Single walled catchment basin | Flow Rest 90% Full | Flow Rest 90% Full |  |  | Statistical Inventory Reconciliation (SIR) | [8 empty] | UST Currently In Use: 0; UST Temp Close: 0; AST Currently In Use: 0; AST Temp Closed: 0 | 0 | 0 | 3 | 14932-101-005001 | TOM JONES INC
32472 | Permanently Closed | 1901-01-01 | 1968-01-01 | 1988-11-30 | Petroleum | Unleaded gasoline | Unleaded gasoline |  | Steel | Steel |  | Painted or None | Steel |  | 1901-01-01 | [15 empty] | UST Currently In Use: 0; UST Temp Close: 0; AST Currently In Use: 0; AST Temp Closed: 0 | 0 | 0 | 2 | 14932-101-005002 | TOM JONES INC
32473 | Permanently Closed | 1901-01-01 | 1968-01-01 | 1988-11-30 | Petroleum | Unleaded gasoline | Unleaded gasoline |  | Steel | Steel |  | Painted or None | Steel |  | 1901-01-01 | [15 empty] | UST Currently In Use: 0; UST Temp Close: 0; AST Currently In Use: 0; AST Temp Closed: 0 | 0 | 0 | 2 | 14932-101-005002 | TOM JONES INC
32474 | Permanently Closed | 1996-03-01 | 1974-01-01 | 1997-04-29 | Petroleum | Unleaded gasoline | Unleaded gasoline | Industrial | Steel | Steel |  | Painted or None | Steel |  | 1901-01-01 | [12 empty] | Annual line testing | Annual line testing |  | UST Currently In Use: 0; UST Temp Close: 0; AST Currently In Use: 0; AST Temp Closed: 0 | 0 | 0 | 2 | 14932-101-005003 | TOM JONES INC
32475 | Permanently Closed | 1996-03-01 | 1974-01-01 | 1997-04-29 | Petroleum | On road diesel | On road diesel | Industrial | Steel | Steel |  | Painted or None | Steel |  | 1901-01-01 | [12 empty] | Annual line testing | Annual line testing |  | UST Currently In Use: 0; UST Temp Close: 0; AST Currently In Use: 0; AST Temp Closed: 0 | 0 | 0 | 2 | 14932-101-005003 | TOM JONES INC
32476 | Permanently Closed | 1993-11-15 | 1971-01-01 | 1993-11-15 | Petroleum | Unleaded gasoline | Unleaded gasoline | Industrial | Steel | Steel |  | Painted or None | Steel |  | 1901-01-01 | [15 empty] | UST Currently In Use: 0; UST Temp Close: 0; AST Currently In Use: 0; AST Temp Closed: 0 | 0 | 0 | 1 | 14932-101-005004 | TOM JONES INC
32477 | Permanently Closed | 1998-06-29 | 1968-01-01 | 1998-06-29 | Petroleum | Unleaded gasoline | Unleaded gasoline | Bulk facility | Steel | Steel |  | Painted or None | Steel |  | 1901-01-01 | [12 empty] | Annual line testing | Annual line testing |  | UST Currently In Use: 0; UST Temp Close: 0; AST Currently In Use: 0; AST Temp Closed: 0 | 0 | 0 | 1 | 14932-101-005006 | TOM JONES INC
32478 | Permanently Closed | 1992-05-07 | 1963-01-01 | 1992-05-07 | Petroleum | Unleaded gasoline | Unleaded gasoline |  | Steel | Steel |  | Painted or None | Steel |  | 1901-01-01 | [15 empty] | UST Currently In Use: 0; UST Temp Close: 0; AST Currently In Use: 0; AST Temp Closed: 0 | 0 | 0 | 1 | 14932-101-005007 | TOM JONES INC
32479 | Permanently Closed | 1998-06-22 | 1963-01-01 | 1998-06-29 | Petroleum | Unleaded gasoline | Unleaded gasoline | Industrial | Steel | Steel |  | Painted or None | Steel |  | 1901-01-01 | [12 empty] | Annual line testing | Annual line testing |  | UST Currently In Use: 0; UST Temp Close: 0; AST Currently In Use: 0; AST Temp Closed: 0 | 0 | 0 | 1 | 14932-101-005008 | TOM JONES INC
32480 | Permanently Closed | 1996-05-01 | 1981-01-01 | 1997-05-22 | Petroleum | Unleaded gasoline | Unleaded gasoline | Industrial | Steel | Steel |  | Painted or None | Steel |  | 1901-01-01 | [12 empty] | Annual line testing | Annual line testing |  | UST Currently In Use: 0; UST Temp Close: 0; AST Currently In Use: 0; AST Temp Closed: 0 | 0 | 0 | 2 | 14932-101-005009 | TOM JONES INC
32481 | Permanently Closed | 1996-05-01 | 1973-01-01 | 1997-05-22 | Petroleum | Unleaded gasoline | Unleaded gasoline | Industrial | Steel | Steel |  | Painted or None | Steel |  | 1901-01-01 | [12 empty] | Annual line testing | Annual line testing |  | UST Currently In Use: 0; UST Temp Close: 0; AST Currently In Use: 0; AST Temp Closed: 0 | 0 | 0 | 2 | 14932-101-005009 | TOM JONES INC
32482 | Permanently Closed | 1996-06-01 | 1975-01-01 | 1997-06-03 | Petroleum | Unleaded gasoline | Unleaded gasoline | Industrial | Steel | Steel |  | Painted or None | Steel |  | 1901-01-01 | [12 empty] | Annual line testing | Annual line testing |  | UST Currently In Use: 0; UST Temp Close: 0; AST Currently In Use: 0; AST Temp Closed: 0 | 0 | 0 | 2 | 14932-101-005011 | TOM JONES INC
32483 | Permanently Closed | 1996-06-01 | 1975-01-01 | 1997-06-03 | Petroleum | Unleaded gasoline | Unleaded gasoline | Industrial | Steel | Steel |  | Painted or None | Steel |  | 1901-01-01 | [12 empty] | Annual line testing | Annual line testing |  | UST Currently In Use: 0; UST Temp Close: 0; AST Currently In Use: 0; AST Temp Closed: 0 | 0 | 0 | 2 | 14932-101-005011 | TOM JONES INC
32484 | Permanently Closed | 1993-04-01 | 1969-01-01 | 1993-04-27 | Petroleum | Unleaded gasoline | Unleaded gasoline | Industrial | Steel | Steel |  | Painted or None | Steel |  | 1901-01-01 | [12 empty] | Annual line testing | Annual line testing |  | UST Currently In Use: 0; UST Temp Close: 0; AST Currently In Use: 0; AST Temp Closed: 0 | 0 | 0 | 2 | 14932-101-005012 | TOM JONES INC
32485 | Permanently Closed | 1993-04-01 | 1969-01-01 | 1993-04-27 | Petroleum | Unleaded gasoline | Unleaded gasoline | Industrial | Steel | Steel |  | Painted or None | Steel |  | 1901-01-01 | [12 empty] | Annual line testing | Annual line testing |  | UST Currently In Use: 0; UST Temp Close: 0; AST Currently In Use: 0; AST Temp Closed: 0 | 0 | 0 | 2 | 14932-101-005012 | TOM JONES INC
32486 | Permanently Closed | 2018-11-13 | 1982-01-01 | 2018-11-13 | Petroleum | Unleaded gasoline | Unleaded gasoline | Bulk facility | Steel | Steel | Coated & cathodic protection (sti-P3) |  | Fiberglass reinforced plastic |  |  | None | Catchment Basin, Single walled catchment basin | Flow Rest 90% Full | Flow Rest 90% Full |  |  | Automatic Tank Gauge | [8 empty] | UST Currently In Use: 0; UST Temp Close: 0; AST Currently In Use: 0; AST Temp Closed: 0 | 0 | 0 | 2 | 14932-101-005013 | TOM JONES INC
32487 | Permanently Closed | 2018-11-13 | 1982-01-01 | 2018-11-13 | Petroleum | Unleaded gasoline | Unleaded gasoline | Bulk facility | Steel | Steel | Coated & cathodic protection (sti-P3) |  | Fiberglass reinforced plastic |  |  | None | Catchment Basin, Single walled catchment basin | Flow Rest 90% Full | Flow Rest 90% Full |  |  | Automatic Tank Gauge | [8 empty] | UST Currently In Use: 0; UST Temp Close: 0; AST Currently In Use: 0; AST Temp Closed: 0 | 0 | 0 | 2 | 14932-101-005013 | TOM JONES INC
32488 | Permanently Closed | 1992-02-12 | 1977-01-01 | 1992-02-12 | Petroleum | Unleaded gasoline | Unleaded gasoline |  | Steel | Steel |  |  | Steel |  | 1901-01-01 | [15 empty] | UST Currently In Use: 0; UST Temp Close: 0; AST Currently In Use: 0; AST Temp Closed: 0 | 0 | 0 | 2 | 14379-113-009814 | ARGOS READY MIX LLC
32489 | Permanently Closed | 1991-10-20 | 1977-01-01 | 1991-10-20 | Petroleum | Used oil | Used oil |  | Steel | Steel |  |  | Steel |  | 1901-01-01 | [15 empty] | UST Currently In Use: 0; UST Temp Close: 0; AST Currently In Use: 0; AST Temp Closed: 0 | 0 | 0 | 2 | 14379-113-009814 | ARGOS READY MIX LLC
32490 | Permanently Closed | 1901-01-01 | 1971-01-01 |  | Petroleum | Unleaded gasoline | Unleaded gasoline |  | Steel | Steel |  | Painted or None | Steel |  | 1901-01-01 | [15 empty] | UST Currently In Use: 0; UST Temp Close: 0; AST Currently In Use: 0; AST Temp Closed: 0 | 0 | 0 | 2 | 14934-095-002081 | TOM LAWSON'S FEED & SEED
32491 | Permanently Closed | 1901-01-01 | 1971-01-01 |  | Petroleum | Unleaded gasoline | Unleaded gasoline |  | Steel | Steel |  | Painted or None | Steel |  | 1901-01-01 | [15 empty] | UST Currently In Use: 0; UST Temp Close: 0; AST Currently In Use: 0; AST Temp Closed: 0 | 0 | 0 | 2 | 14934-095-002081 | TOM LAWSON'S FEED & SEED
32492 | Permanently Closed | 1988-08-01 | 1973-01-01 |  | Petroleum | Unleaded gasoline | Unleaded gasoline |  | Steel | Steel |  |  | Steel |  | 1901-01-01 | [15 empty] | UST Currently In Use: 0; UST Temp Close: 0; AST Currently In Use: 0; AST Temp Closed: 0 | 0 | 0 | 4 | 14935-101-007822 | WARE CONSTRUCTION CO INC
32493 | Permanently Closed | 1993-06-01 | 1978-01-01 | 1993-06-10 | Petroleum | Unleaded gasoline | Unleaded gasoline |  | Steel | Steel |  |  | Steel |  | 1901-01-01 | [15 empty] | UST Currently In Use: 0; UST Temp Close: 0; AST Currently In Use: 0; AST Temp Closed: 0 | 0 | 0 | 4 | 14935-101-007822 | WARE CONSTRUCTION CO INC
32494 | Permanently Closed | 1993-06-01 | 1987-01-01 | 1993-06-10 | Petroleum | On road diesel | On road diesel |  | Steel | Steel | Coated & cathodic protection (sti-P3) |  | Fiberglass reinforced plastic |  | 1901-01-01 | [15 empty] | UST Currently In Use: 0; UST Temp Close: 0; AST Currently In Use: 0; AST Temp Closed: 0 | 0 | 0 | 4 | 14935-101-007822 | WARE CONSTRUCTION CO INC
32495 | Permanently Closed | 1993-06-01 | 1987-01-01 | 1993-06-10 | Petroleum | On road diesel | On road diesel |  | Steel | Steel | Coated & cathodic protection (sti-P3) |  | Fiberglass reinforced plastic |  | 1901-01-01 | [15 empty] | UST Currently In Use: 0; UST Temp Close: 0; AST Currently In Use: 0; AST Temp Closed: 0 | 0 | 0 | 4 | 14935-101-007822 | WARE CONSTRUCTION CO INC
32496 | Permanently Closed | 1991-02-11 | 1983-01-01 | 1999-02-11 | Petroleum | Unleaded gasoline | Unleaded gasoline |  | Steel | Steel | Coated & cathodic protection (sti-P3) |  | Steel |  | 1901-01-01 | [6 empty] | Statistical Inventory Reconciliation (SIR) | [8 empty] | UST Currently In Use: 0; UST Temp Close: 0; AST Currently In Use: 0; AST Temp Closed: 0 | 0 | 0 | 3 | 14936-077-010794 | TOM SMITH TACKLE WORLD
32497 | Permanently Closed | 1991-02-11 | 1983-01-01 | 1999-02-11 | Petroleum | Unleaded gasoline | Unleaded gasoline |  | Steel | Steel | Coated & cathodic protection (sti-P3) |  | Steel |  | 1901-01-01 | [6 empty] | Statistical Inventory Reconciliation (SIR) | [8 empty] | UST Currently In Use: 0; UST Temp Close: 0; AST Currently In Use: 0; AST Temp Closed: 0 | 0 | 0 | 3 | 14936-077-010794 | TOM SMITH TACKLE WORLD
32498 | Permanently Closed | 1991-02-11 | 1983-01-01 | 1999-02-11 | Petroleum | Unleaded gasoline | Unleaded gasoline |  | Steel | Steel | Coated & cathodic protection (sti-P3) |  | Steel |  | 1901-01-01 | [6 empty] | Statistical Inventory Reconciliation (SIR) | [8 empty] | UST Currently In Use: 0; UST Temp Close: 0; AST Currently In Use: 0; AST Temp Closed: 0 | 0 | 0 | 3 | 14936-077-010794 | TOM SMITH TACKLE WORLD
32499 | Permanently Closed | 1991-10-30 | 1967-01-01 |  | Petroleum | Other, NEW OIL | Other |  | Steel | Steel |  |  | Steel |  | 1901-01-01 | [15 empty] | UST Currently In Use: 0; UST Temp Close: 0; AST Currently In Use: 0; AST Temp Closed: 0 | 0 | 0 | 2 | 14937-073-000229 | TOM WILLIAMS BUICK
32500 | Permanently Closed | 1991-10-30 | 1967-01-01 |  | Petroleum | Other, TRANSFLUID | Other |  | Steel | Steel |  |  | Steel |  | 1901-01-01 | [15 empty] | UST Currently In Use: 0; UST Temp Close: 0; AST Currently In Use: 0; AST Temp Closed: 0 | 0 | 0 | 2 | 14937-073-000229 | TOM WILLIAMS BUICK
32501 | Retired | 1988-08-08 | 1976-01-01 |  | Petroleum | Unleaded gasoline | Unleaded gasoline |  | Steel | Steel |  | Painted or None | Steel |  | 1901-01-01 | [15 empty] | UST Currently In Use: 0; UST Temp Close: 0; AST Currently In Use: 0; AST Temp Closed: 0 | 0 | 0 | 0 | 17571-073-000501 | JANE BAILEY
32502 | Permanently Closed | 1997-12-01 | 1983-01-01 | 1998-05-07 | Petroleum | Unleaded gasoline | Unleaded gasoline |  | Steel | Steel | Coated & cathodic protection (sti-P3) |  | Steel |  | 1901-01-01 | [15 empty] | UST Currently In Use: 0; UST Temp Close: 0; AST Currently In Use: 0; AST Temp Closed: 0 | 0 | 0 | 2 | 14939-095-012516 | TOP OF ALABAMA HOUSING
32503 | Permanently Closed | 1997-12-01 | 1983-01-01 | 1998-05-07 | Petroleum | On road diesel | On road diesel |  | Steel | Steel | Coated & cathodic protection (sti-P3) |  | Steel |  | 1901-01-01 | [15 empty] | UST Currently In Use: 0; UST Temp Close: 0; AST Currently In Use: 0; AST Temp Closed: 0 | 0 | 0 | 2 | 14939-095-012516 | TOP OF ALABAMA HOUSING
32508 | Permanently Closed | 1974-10-01 | 1964-01-01 | 1992-01-14 | Petroleum | Unleaded gasoline | Unleaded gasoline | Local government | Steel | Steel |  | Painted or None | Steel |  | 1901-01-01 | [15 empty] | UST Currently In Use: 0; UST Temp Close: 0; AST Currently In Use: 0; AST Temp Closed: 0 | 0 | 0 | 2 | 14942-133-001592 | TOWN OF ADDISON
32509 | Permanently Closed | 1974-10-01 | 1964-01-01 | 1992-01-14 | Petroleum | Unleaded gasoline | Unleaded gasoline | Local government | Steel | Steel |  | Painted or None | Steel |  | 1901-01-01 | [15 empty] | UST Currently In Use: 0; UST Temp Close: 0; AST Currently In Use: 0; AST Temp Closed: 0 | 0 | 0 | 2 | 14942-133-001592 | TOWN OF ADDISON
32510 | Permanently Closed | 1989-12-15 | 1969-01-01 | 1989-12-15 | Petroleum | Unleaded gasoline | Unleaded gasoline | Local government | Steel | Steel |  | Painted or None | Steel |  | 1901-01-01 | [15 empty] | UST Currently In Use: 0; UST Temp Close: 0; AST Currently In Use: 0; AST Temp Closed: 0 | 0 | 0 | 1 | 14943-107-001170 | TOWN OF CARROLLTON
32511 | Permanently Closed | 1992-04-09 | 1979-01-01 | 1992-04-09 | Petroleum | Unleaded gasoline | Unleaded gasoline | Local government | Steel | Steel |  |  | Steel |  | 1901-01-01 | [15 empty] | UST Currently In Use: 0; UST Temp Close: 0; AST Currently In Use: 1; AST Temp Closed: 0 | 0 | 0 | 1 | 14944-045-003529 | TOWN OF CLAYHATCHEE
32512 | Permanently Closed | 1988-08-08 | 1949-01-01 | 1991-09-19 | Petroleum | Unleaded gasoline | Unleaded gasoline | Local government | Steel | Steel |  |  |  |  | 1901-01-01 | [15 empty] | UST Currently In Use: 0; UST Temp Close: 0; AST Currently In Use: 0; AST Temp Closed: 0 | 0 | 0 | 4 | 14945-005-009191 | TOWN OF CLAYTON OCTAGON HOUSE
32513 | Permanently Closed | 1991-09-19 | 1901-01-01 | 1991-09-19 | Petroleum | Unleaded gasoline | Unleaded gasoline | Local government | Steel | Steel |  |  | Steel |  | 1901-01-01 | [15 empty] | UST Currently In Use: 0; UST Temp Close: 0; AST Currently In Use: 0; AST Temp Closed: 0 | 0 | 0 | 4 | 14945-005-009191 | TOWN OF CLAYTON OCTAGON HOUSE
32514 | Permanently Closed | 1991-09-19 | 1901-01-01 | 1991-09-19 | Petroleum | Unleaded gasoline | Unleaded gasoline | Local government | Steel | Steel |  |  | Steel |  | 1901-01-01 | [15 empty] | UST Currently In Use: 0; UST Temp Close: 0; AST Currently In Use: 0; AST Temp Closed: 0 | 0 | 0 | 4 | 14945-005-009191 | TOWN OF CLAYTON OCTAGON HOUSE
32515 | Permanently Closed | 1991-09-19 | 1901-01-01 | 1991-09-19 | Petroleum | Unleaded gasoline | Unleaded gasoline | Local government | Steel | Steel |  |  | Steel |  | 1901-01-01 | [15 empty] | UST Currently In Use: 0; UST Temp Close: 0; AST Currently In Use: 0; AST Temp Closed: 0 | 0 | 0 | 4 | 14945-005-009191 | TOWN OF CLAYTON OCTAGON HOUSE
32516 | Permanently Closed | 1998-12-21 | 1974-01-01 | 2000-08-16 | Petroleum | Unleaded gasoline | Unleaded gasoline | Local government | Steel | Steel |  | Painted or None | Steel |  | 1901-01-01 | [15 empty] | UST Currently In Use: 0; UST Temp Close: 0; AST Currently In Use: 0; AST Temp Closed: 0 | 0 | 0 | 1 | 14946-049-000849 | TOWN OF CROSSVILLE
32517 | Permanently Closed | 1998-12-21 | 1977-01-01 | 1999-12-14 | Petroleum | Unleaded gasoline | Unleaded gasoline | Local government | Steel | Steel |  | Painted or None | Steel |  | 1901-01-01 | [12 empty] | Annual line testing | Annual line testing |  | UST Currently In Use: 0; UST Temp Close: 0; AST Currently In Use: 0; AST Temp Closed: 0 | 0 | 0 | 1 | 14947-053-001153 | TOWN OF FLOMATON
32518 | Permanently Closed | 1996-11-10 | 1977-01-01 | 1998-11-10 | Petroleum | Unleaded gasoline | Unleaded gasoline | Local government | Steel | Steel |  |  | Steel |  | 1901-01-01 | [15 empty] | UST Currently In Use: 0; UST Temp Close: 0; AST Currently In Use: 0; AST Temp Closed: 0 | 0 | 0 | 1 | 14948-099-001081 | TOWN OF FRISCO CITY
32519 | Permanently Closed | 1993-09-01 | 1981-01-01 | 1993-09-01 | Petroleum | Unleaded gasoline | Unleaded gasoline | Local government | Steel | Steel |  | Painted or None | Steel |  | 1901-01-01 | [15 empty] | UST Currently In Use: 0; UST Temp Close: 0; AST Currently In Use: 0; AST Temp Closed: 0 | 0 | 0 | 1 | 14949-025-001442 | TOWN OF FULTON
32520 | Permanently Closed | 1998-01-22 | 1975-01-01 | 1998-01-22 | Petroleum | Unleaded gasoline | Unleaded gasoline | Local government | Steel | Steel |  | Painted or None | Steel |  | 1901-01-01 | [6 empty] | Manual Tank Gauging (only tanks 1000 gal. or less and 48” or 64” in diameter) | [8 empty] | UST Currently In Use: 0; UST Temp Close: 0; AST Currently In Use: 0; AST Temp Closed: 0 | 0 | 0 | 1 | 14950-043-000677 | TOWN OF GOOD HOPE
32521 | Permanently Closed | 1998-12-21 | 1975-01-01 | 2000-03-07 | Petroleum | Unleaded gasoline | Unleaded gasoline | Local government | Steel | Steel |  |  | Steel |  | 1901-01-01 | [15 empty] | UST Currently In Use: 0; UST Temp Close: 0; AST Currently In Use: 0; AST Temp Closed: 0 | 0 | 0 | 2 | 14951-049-002476 | TOWN OF HENAGAR
32522 | Permanently Closed | 1998-12-21 | 1975-01-01 | 2000-03-07 | Petroleum | On road diesel | On road diesel | Local government | Steel | Steel |  |  | Steel |  | 1901-01-01 | [15 empty] | UST Currently In Use: 0; UST Temp Close: 0; AST Currently In Use: 0; AST Temp Closed: 0 | 0 | 0 | 2 | 14951-049-002476 | TOWN OF HENAGAR
32523 | Permanently Closed | 1999-04-28 | 1973-01-01 | 1999-04-28 | Petroleum | Unleaded gasoline | Unleaded gasoline | Local government | Steel | Steel |  | Painted or None | Steel |  | 1901-01-01 | [15 empty] | UST Currently In Use: 0; UST Temp Close: 0; AST Currently In Use: 0; AST Temp Closed: 0 | 0 | 0 | 1 | 14952-071-010095 | TOWN OF HOLLYWOOD
32524 | Permanently Closed | 1993-03-04 | 1964-01-01 | 1993-03-04 | Petroleum | Unleaded gasoline | Unleaded gasoline | Local government | Steel | Steel |  | Painted or None | Other, TAR COATED |  | 1901-01-01 | [15 empty] | UST Currently In Use: 0; UST Temp Close: 0; AST Currently In Use: 0; AST Temp Closed: 0 | 0 | 0 | 1 | 14953-021-000498 | TOWN OF JEMISON
32525 | Permanently Closed | 1991-02-01 | 1974-01-01 | 1991-02-01 | Petroleum | Unleaded gasoline | Unleaded gasoline | Local government | Steel | Steel |  |  |  |  | 1901-01-01 | [15 empty] | UST Currently In Use: 0; UST Temp Close: 0; AST Currently In Use: 0; AST Temp Closed: 0 | 0 | 0 | 1 | 14954-045-002848 | TOWN OF LEVEL PLAINS
32526 | Permanently Closed | 1994-11-02 | 1978-01-01 | 1994-11-02 | Petroleum | Unleaded gasoline | Unleaded gasoline | Local government | Steel | Steel |  | Painted or None | Steel |  | 1901-01-01 | [15 empty] | UST Currently In Use: 0; UST Temp Close: 0; AST Currently In Use: 1; AST Temp Closed: 0 | 0 | 0 | 1 | 14955-003-002485 | TOWN OF LOXLEY
32527 | Permanently Closed | 1993-09-23 | 1979-01-01 | 1993-09-23 | Petroleum | Unleaded gasoline | Unleaded gasoline | Local government | Steel | Steel |  | Painted or None | Steel |  | 1901-01-01 | [15 empty] | UST Currently In Use: 0; UST Temp Close: 0; AST Currently In Use: 0; AST Temp Closed: 0 | 0 | 0 | 1 | 14956-075-000990 | TOWN OF MILLPORT
32528 | Permanently Closed | 1992-10-07 | 1971-01-01 | 1992-10-07 | Petroleum | Unleaded gasoline | Unleaded gasoline | Local government | Steel | Steel |  | Painted or None | Steel |  | 1901-01-01 | [15 empty] | UST Currently In Use: 0; UST Temp Close: 0; AST Currently In Use: 2; AST Temp Closed: 0 | 0 | 0 | 2 | 14957-065-001189 | CITY OF MOUNDVILLE
32529 | Permanently Closed | 1992-10-07 | 1971-01-01 | 1992-10-07 | Petroleum | Unleaded gasoline | Unleaded gasoline | Local government | Steel | Steel |  | Painted or None | Steel |  | 1901-01-01 | [15 empty] | UST Currently In Use: 0; UST Temp Close: 0; AST Currently In Use: 2; AST Temp Closed: 0 | 0 | 0 | 2 | 14957-065-001189 | CITY OF MOUNDVILLE
32530 | Permanently Closed | 1996-11-26 | 1969-01-01 | 1996-11-27 | Petroleum | Unleaded gasoline | Unleaded gasoline | Bulk facility, Local Government | Steel | Steel |  | Painted or None | Steel |  | 1901-01-01 | [6 empty] | Manual Tank Gauging (only tanks 1000 gal. or less and 48” or 64” in diameter) | [5 empty] | Annual line testing | Annual line testing |  | UST Currently In Use: 0; UST Temp Close: 0; AST Currently In Use: 1; AST Temp Closed: 0 | 0 | 0 | 1 | 14958-045-002050 | TOWN OF NAPIER FIELD
32531 | Permanently Closed | 1989-07-01 | 1901-01-01 | 1989-07-01 | Petroleum | Unleaded gasoline | Unleaded gasoline | Local government | Steel | Steel |  |  |  |  | 1901-01-01 | [15 empty] | UST Currently In Use: 0; UST Temp Close: 0; AST Currently In Use: 0; AST Temp Closed: 0 | 0 | 0 | 1 | 14959-089-012391 | TOWN OF NEW HOPE
32532 | Permanently Closed | 1992-09-01 | 1981-01-01 | 1992-09-01 | Petroleum | Unleaded gasoline | Unleaded gasoline | Local government | Steel | Steel |  | Painted or None | Steel |  | 1901-01-01 | [15 empty] | UST Currently In Use: 0; UST Temp Close: 0; AST Currently In Use: 0; AST Temp Closed: 0 | 0 | 0 | 1 | 14960-127-002040 | TOWN OF OAKMAN
32533 | Permanently Closed | 1993-12-16 | 1981-01-01 | 1993-12-16 | Petroleum | Unleaded gasoline | Unleaded gasoline | Local government | Steel | Steel |  |  | Steel |  | 1901-01-01 | [15 empty] | UST Currently In Use: 0; UST Temp Close: 0; AST Currently In Use: 0; AST Temp Closed: 0 | 0 | 0 | 1 | 14961-131-011820 | TOWN OF PINE HILL
32534 | Permanently Closed | 1993-11-16 | 1979-01-01 | 1995-11-16 | Petroleum | Unleaded gasoline | Unleaded gasoline | Local government | Steel | Steel | Interior lined (not allowed as a standalone method of corrosion protection) | Painted or None | Steel |  | 1901-01-01 | [15 empty] | UST Currently In Use: 0; UST Temp Close: 0; AST Currently In Use: 0; AST Temp Closed: 0 | 0 | 0 | 1 | 14962-115-001104 | CITY OF RIVERSIDE
32535 | Permanently Closed | 1994-08-31 | 1974-01-01 | 1994-08-31 | Petroleum | Unleaded gasoline | Unleaded gasoline | Local government | Steel | Steel |  | Painted or None | Steel |  | 1901-01-01 | [15 empty] | UST Currently In Use: 0; UST Temp Close: 0; AST Currently In Use: 0; AST Temp Closed: 0 | 0 | 0 | 1 | 14964-115-002370 | TOWN OF SPRINGVILLE
32536 | Permanently Closed | 1996-07-25 | 1976-01-01 | 1996-07-25 | Petroleum | Unleaded gasoline | Unleaded gasoline | Local government | Steel | Steel |  | Painted or None | Steel |  | 1901-01-01 | [15 empty] | UST Currently In Use: 2; UST Temp Close: 0; AST Currently In Use: 0; AST Temp Closed: 0 | 2 | 0 | 1 | 14965-003-002016 | TOWN OF SUMMERDALE
32537 | Permanently Closed | 1992-01-29 | 1974-01-01 | 1992-01-29 | Petroleum | Unleaded gasoline | Unleaded gasoline | Local government | Steel | Steel | Other, ASPHALT |  | Steel |  | 1901-01-01 | [15 empty] | UST Currently In Use: 0; UST Temp Close: 0; AST Currently In Use: 0; AST Temp Closed: 0 | 0 | 0 | 1 | 14966-021-001674 | TOWN OF THORSBY
32538 | Permanently Closed | 1901-01-01 | 1969-01-01 | 1988-12-30 | Petroleum | On road diesel | On road diesel | [5 empty] | Steel |  | 1901-01-01 | [15 empty] | UST Currently In Use: 0; UST Temp Close: 0; AST Currently In Use: 0; AST Temp Closed: 0 | 0 | 0 | 1 | 14967-031-000530 | TOWNSEND BUILDING SUPPLY INC
32539 | Permanently Closed | 1901-01-01 | 1973-01-01 | 1988-12-01 | Petroleum | On road diesel | On road diesel |  | Steel | Steel |  | Painted or None | Steel |  | 1901-01-01 | [15 empty] | UST Currently In Use: 0; UST Temp Close: 0; AST Currently In Use: 0; AST Temp Closed: 0 | 0 | 0 | 1 | 14968-101-003555 | TPS CENTRAL INC
32540 | Permanently Closed | 1999-06-01 | 1973-01-01 | 1999-07-07 | Petroleum | Unleaded gasoline | Unleaded gasoline |  | Steel | Steel |  |  |  |  | 1901-01-01 | [12 empty] | Annual line testing | Annual line testing |  | UST Currently In Use: 0; UST Temp Close: 0; AST Currently In Use: 0; AST Temp Closed: 0 | 0 | 0 | 2 | 14970-015-004272 | TRACTOR EQUIPMENT CO INC
32541 | Permanently Closed | 1999-06-01 | 1973-01-01 | 1999-07-07 | Petroleum | On road diesel | On road diesel |  | Steel | Steel |  |  |  |  | 1901-01-01 | [15 empty] | UST Currently In Use: 0; UST Temp Close: 0; AST Currently In Use: 0; AST Temp Closed: 0 | 0 | 0 | 2 | 14970-015-004272 | TRACTOR EQUIPMENT CO INC
32542 | Permanently Closed | 2000-10-01 | 1966-01-01 | 2001-04-18 | Petroleum | Unleaded gasoline | Unleaded gasoline | Industrial | Steel | Steel | Field installed cathodic protection |  | Steel |  | 1901-01-01 | Field installed cathodic protection | Catchment Basin, Single walled catchment basin | Automatic shutoff device At 95% full | Automatic shutoff device At 95% full | [8 empty] | Annual line testing | Annual line testing |  | UST Currently In Use: 0; UST Temp Close: 0; AST Currently In Use: 0; AST Temp Closed: 0 | 0 | 0 | 2 | 14970-073-008951 | TRACTOR EQUIPMENT CO INC
32543 | Permanently Closed | 1990-10-05 | 1966-01-01 | 1990-10-05 | Petroleum | On road diesel | On road diesel |  | Steel | Steel |  |  | Steel |  | 1901-01-01 | [15 empty] | UST Currently In Use: 0; UST Temp Close: 0; AST Currently In Use: 0; AST Temp Closed: 0 | 0 | 0 | 2 | 14970-073-008951 | TRACTOR EQUIPMENT CO INC
32544 | Retired | 1977-01-01 | 1966-01-01 |  | Petroleum | Used oil | Used oil |  | Steel | Steel |  |  | Steel |  | 1901-01-01 |  | Catchment Basin, EXEMPT | Other, EXEMPT | Other | [8 empty] | Annual line testing | Annual line testing |  | UST Currently In Use: 0; UST Temp Close: 0; AST Currently In Use: 0; AST Temp Closed: 0 | 0 | 0 | 2 | 14970-073-008951 | TRACTOR EQUIPMENT CO INC
32545 | Permanently Closed | 2000-10-01 | 1977-01-01 | 2003-09-27 | Petroleum | Unleaded gasoline | Unleaded gasoline | Industrial | Fiberglass reinforced plastic | Fiberglass reinforced plastic |  |  | Steel |  | 1901-01-01 | Field installed cathodic protection | Catchment Basin, Single walled catchment basin | Automatic shutoff device At 95% full | Automatic shutoff device At 95% full | [8 empty] | Annual line testing | Annual line testing |  | UST Currently In Use: 0; UST Temp Close: 0; AST Currently In Use: 0; AST Temp Closed: 0 | 0 | 0 | 2 | 14970-097-008955 | TRACTOR EQUIPMENT CO INC
32546 | Permanently Closed | 2000-10-01 | 1977-01-01 | 2003-09-27 | Petroleum | On road diesel | On road diesel | Industrial | Fiberglass reinforced plastic | Fiberglass reinforced plastic |  |  | Steel |  | 1901-01-01 | Field installed cathodic protection | Catchment Basin, Single walled catchment basin | Automatic shutoff device At 95% full | Automatic shutoff device At 95% full | [11 empty] | UST Currently In Use: 0; UST Temp Close: 0; AST Currently In Use: 0; AST Temp Closed: 0 | 0 | 0 | 2 | 14970-097-008955 | TRACTOR EQUIPMENT CO INC
32548 | Permanently Closed | 1988-11-01 | 1976-01-01 | 1988-12-02 | Petroleum | Unleaded gasoline | Unleaded gasoline |  | Steel | Steel |  |  | Steel |  | 1901-01-01 | [15 empty] | UST Currently In Use: 0; UST Temp Close: 0; AST Currently In Use: 0; AST Temp Closed: 0 | 0 | 0 | 3 | 14970-101-008954 | TRACTOR EQUIPMENT CO INC
32549 | Permanently Closed | 1988-11-01 | 1982-01-01 | 1988-12-02 | Petroleum | On road diesel | On road diesel |  | Steel | Steel |  |  | Steel |  | 1901-01-01 | [15 empty] | UST Currently In Use: 0; UST Temp Close: 0; AST Currently In Use: 0; AST Temp Closed: 0 | 0 | 0 | 3 | 14970-101-008954 | TRACTOR EQUIPMENT CO INC
32550 | Permanently Closed | 1988-11-01 | 1982-01-01 | 1988-12-02 | Petroleum | Used oil | Used oil |  | Steel | Steel |  |  | Steel |  | 1901-01-01 | [15 empty] | UST Currently In Use: 0; UST Temp Close: 0; AST Currently In Use: 0; AST Temp Closed: 0 | 0 | 0 | 3 | 14970-101-008954 | TRACTOR EQUIPMENT CO INC
32551 | Permanently Closed | 2000-05-03 | 1988-01-01 | 2000-05-03 | Petroleum | Unleaded gasoline | Unleaded gasoline |  | Fiberglass reinforced plastic | Fiberglass reinforced plastic |  |  | Fiberglass reinforced plastic |  | 1901-01-01 |  | Catchment Basin, Single walled catchment basin | Automatic shutoff device At 95% full | Automatic shutoff device At 95% full | [11 empty] | UST Currently In Use: 0; UST Temp Close: 0; AST Currently In Use: 0; AST Temp Closed: 0 | 0 | 0 | 2 | 14970-101-014050 | TRACTOR EQUIPMENT CO INC
32552 | Permanently Closed | 2000-05-03 | 1988-01-01 | 2000-05-03 | Petroleum | On road diesel | On road diesel |  | Fiberglass reinforced plastic | Fiberglass reinforced plastic |  |  | Fiberglass reinforced plastic |  | 1901-01-01 |  | Catchment Basin, Single walled catchment basin | Automatic shutoff device At 95% full | Automatic shutoff device At 95% full | [11 empty] | UST Currently In Use: 0; UST Temp Close: 0; AST Currently In Use: 0; AST Temp Closed: 0 | 0 | 0 | 2 | 14970-101-014050 | TRACTOR EQUIPMENT CO INC
32553 | Permanently Closed | 2001-06-01 | 1979-01-01 | 2001-11-01 | Petroleum | Unleaded gasoline | Unleaded gasoline | Industrial | Steel | Steel | Field installed cathodic protection |  | Steel |  | 1901-01-01 | Field installed cathodic protection | Catchment Basin, Single walled catchment basin | Automatic shutoff device At 95% full | Automatic shutoff device At 95% full | [11 empty] | UST Currently In Use: 0; UST Temp Close: 0; AST Currently In Use: 0; AST Temp Closed: 0 | 0 | 0 | 3 | 14970-103-008952 | TRACTOR EQUIPMENT CO INC
32554 | Permanently Closed | 2001-06-01 | 1979-01-01 | 2001-11-01 | Petroleum | On road diesel | On road diesel | Industrial | Steel | Steel | Field installed cathodic protection |  | Steel |  | 1901-01-01 | Field installed cathodic protection | Catchment Basin, Single walled catchment basin | Automatic shutoff device At 95% full | Automatic shutoff device At 95% full | [11 empty] | UST Currently In Use: 0; UST Temp Close: 0; AST Currently In Use: 0; AST Temp Closed: 0 | 0 | 0 | 3 | 14970-103-008952 | TRACTOR EQUIPMENT CO INC
32555 | Permanently Closed | 1980-01-01 | 1979-01-01 | 2001-11-01 | Petroleum | Used oil | Used oil | Industrial | Steel | Steel |  |  | Steel |  | 1901-01-01 |  | Other, EXEMPT | Other, EXEMPT | Other | [11 empty] | UST Currently In Use: 0; UST Temp Close: 0; AST Currently In Use: 0; AST Temp Closed: 0 | 0 | 0 | 3 | 14970-103-008952 | TRACTOR EQUIPMENT CO INC
32556 | Permanently Closed | 2003-03-18 | 1959-01-01 | 2003-03-18 | Petroleum | Unleaded gasoline | Unleaded gasoline |  | Steel | Steel | Field installed cathodic protection |  | Steel |  | 1901-01-01 | Field installed cathodic protection | Catchment Basin, Single walled catchment basin | Automatic shutoff device At 95% full | Automatic shutoff device At 95% full | [8 empty] | Annual line testing | Annual line testing |  | UST Currently In Use: 0; UST Temp Close: 0; AST Currently In Use: 0; AST Temp Closed: 0 | 0 | 0 | 2 | 14970-125-008953 | TRACTOR EQUIPMENT CO INC
32557 | Permanently Closed | 2003-03-18 | 1959-01-01 | 2003-03-18 | Petroleum | On road diesel | On road diesel |  | Steel | Steel | Field installed cathodic protection |  | Steel |  | 1901-01-01 | Field installed cathodic protection | Catchment Basin, Single walled catchment basin | Automatic shutoff device At 95% full | Automatic shutoff device At 95% full | [11 empty] | UST Currently In Use: 0; UST Temp Close: 0; AST Currently In Use: 0; AST Temp Closed: 0 | 0 | 0 | 2 | 14970-125-008953 | TRACTOR EQUIPMENT CO INC
32558 | Permanently Closed | 1986-07-01 | 1970-01-01 | 1986-07-24 | Petroleum | Unleaded gasoline | Unleaded gasoline |  | Steel | Steel |  | Painted or None | Steel, WRAPPED |  | 1901-01-01 | [15 empty] | UST Currently In Use: 0; UST Temp Close: 0; AST Currently In Use: 0; AST Temp Closed: 0 | 0 | 0 | 2 | 14972-101-005924 | TRANE CO
32559 | Permanently Closed | 1986-07-01 | 1970-01-01 | 1986-07-24 | Petroleum | On road diesel | On road diesel |  | Steel | Steel |  | Painted or None | Steel, WRAPPED |  | 1901-01-01 | [15 empty] | UST Currently In Use: 0; UST Temp Close: 0; AST Currently In Use: 0; AST Temp Closed: 0 | 0 | 0 | 2 | 14972-101-005924 | TRANE CO
32560 | Permanently Closed | 1989-12-28 | 1978-01-01 | 1989-12-28 | Petroleum | On road diesel | On road diesel | [7 empty] | 1901-01-01 | [15 empty] | UST Currently In Use: 0; UST Temp Close: 0; AST Currently In Use: 0; AST Temp Closed: 0 | 0 | 0 | 1 | 14973-003-002546 | TRANSCO LEASING CORP
32561 | Permanently Closed | 1991-05-01 | 1980-01-05 | 1993-05-26 | Petroleum | On road diesel | On road diesel |  | Steel | Steel |  | Painted or None |  |  | 1901-01-01 | [15 empty] | UST Currently In Use: 0; UST Temp Close: 0; AST Currently In Use: 0; AST Temp Closed: 0 | 0 | 0 | 1 | 14973-047-002548 | TRANSCO LEASING CORP
32562 | Permanently Closed | 1993-09-30 | 1980-01-01 | 1995-01-10 | Petroleum | On road diesel | On road diesel | Retail | [6 empty] | 1901-01-01 | [15 empty] | UST Currently In Use: 0; UST Temp Close: 0; AST Currently In Use: 0; AST Temp Closed: 0 | 0 | 0 | 2 | 19027-101-002547 | FIRST ALABAMA BANK MONTGOMERY
32563 | Permanently Closed | 1993-09-30 | 1980-01-01 | 1995-01-10 | Petroleum | Used oil | Used oil | Retail | [6 empty] | 1901-01-01 | [15 empty] | UST Currently In Use: 0; UST Temp Close: 0; AST Currently In Use: 0; AST Temp Closed: 0 | 0 | 0 | 2 | 19027-101-002547 | FIRST ALABAMA BANK MONTGOMERY
32564 | Permanently Closed | 1989-09-08 | 1968-01-01 | 1989-09-08 | Petroleum | Unleaded gasoline | Unleaded gasoline |  | Steel | Steel | Coated & cathodic protection (sti-P3) |  | Steel |  | 1901-01-01 | Field installed cathodic protection | [14 empty] | UST Currently In Use: 0; UST Temp Close: 0; AST Currently In Use: 0; AST Temp Closed: 0 | 0 | 0 | 2 | 14975-021-010750 | TRANSCONTINENTAL GAS PIPE LINE
32565 | Permanently Closed | 1989-09-08 | 1968-01-01 | 1989-09-08 | Petroleum | Unleaded gasoline | Unleaded gasoline |  | Steel | Steel | Coated & cathodic protection (sti-P3) |  | Steel |  | 1901-01-01 | Field installed cathodic protection | [14 empty] | UST Currently In Use: 0; UST Temp Close: 0; AST Currently In Use: 0; AST Temp Closed: 0 | 0 | 0 | 2 | 14975-021-010750 | TRANSCONTINENTAL GAS PIPE LINE
32566 | Permanently Closed | 1989-10-04 | 1971-01-01 | 1989-10-04 | Petroleum | Unleaded gasoline | Unleaded gasoline |  | Steel | Steel | Coated & cathodic protection (sti-P3) |  | Steel |  | 1901-01-01 | Field installed cathodic protection | [14 empty] | UST Currently In Use: 0; UST Temp Close: 0; AST Currently In Use: 0; AST Temp Closed: 0 | 0 | 0 | 2 | 14975-091-010749 | TRANSCONTINENTAL GAS PIPE LINE
32567 | Permanently Closed | 1989-10-04 | 1968-01-01 | 1989-10-04 | Petroleum | On road diesel | On road diesel |  | Steel | Steel | Coated & cathodic protection (sti-P3) |  | Steel |  | 1901-01-01 | Field installed cathodic protection | [14 empty] | UST Currently In Use: 0; UST Temp Close: 0; AST Currently In Use: 0; AST Temp Closed: 0 | 0 | 0 | 2 | 14975-091-010749 | TRANSCONTINENTAL GAS PIPE LINE
32568 | Permanently Closed | 1989-10-19 | 1978-01-01 | 1989-10-19 | Petroleum | Unleaded gasoline | Unleaded gasoline |  | Steel | Steel | Coated & cathodic protection (sti-P3), Interior lined (not allowed as a standalone method of corrosion protection) |  | Steel, EPOXY |  | 1901-01-01 | Field installed cathodic protection | [14 empty] | UST Currently In Use: 0; UST Temp Close: 0; AST Currently In Use: 0; AST Temp Closed: 0 | 0 | 0 | 4 | 14975-111-010751 | TRANSCONTINENTAL GAS PIPE LINE
32569 | Permanently Closed | 1989-10-19 | 1968-01-01 | 1989-10-19 | Petroleum | On road diesel | On road diesel |  | Steel | Steel | Coated & cathodic protection (sti-P3) |  | Steel, EPOXY |  | 1901-01-01 | Field installed cathodic protection | [14 empty] | UST Currently In Use: 0; UST Temp Close: 0; AST Currently In Use: 0; AST Temp Closed: 0 | 0 | 0 | 4 | 14975-111-010751 | TRANSCONTINENTAL GAS PIPE LINE
32570 | Permanently Closed | 1989-10-19 | 1963-01-01 | 1989-10-19 | Hazardous Substance |  |  |  | Steel | Steel | Coated & cathodic protection (sti-P3) |  | Steel, EPOXY |  | 1901-01-01 | Field installed cathodic protection | [14 empty] | UST Currently In Use: 0; UST Temp Close: 0; AST Currently In Use: 0; AST Temp Closed: 0 | 0 | 0 | 4 | 14975-111-010751 | TRANSCONTINENTAL GAS PIPE LINE
32571 | Permanently Closed | 1975-01-01 | 1963-01-01 |  | Petroleum | Other, X | Other |  | Steel | Steel | Coated & cathodic protection (sti-P3) |  | Steel, EPOXY |  | 1901-01-01 | Field installed cathodic protection | [14 empty] | UST Currently In Use: 0; UST Temp Close: 0; AST Currently In Use: 0; AST Temp Closed: 0 | 0 | 0 | 4 | 14975-111-010751 | TRANSCONTINENTAL GAS PIPE LINE
32572 | Permanently Closed | 1983-06-01 | 1973-01-01 | 1988-10-07 | Petroleum | Unleaded gasoline | Unleaded gasoline |  | Steel | Steel |  | Painted or None | Steel |  | 1901-01-01 | [15 empty] | UST Currently In Use: 0; UST Temp Close: 0; AST Currently In Use: 0; AST Temp Closed: 0 | 0 | 0 | 2 | 14975-123-011165 | TRANSCONTINENTAL GAS PIPE LINE
32573 | Permanently Closed | 1983-06-01 | 1973-01-01 | 1988-10-07 | Petroleum | On road diesel | On road diesel |  | Steel | Steel |  | Painted or None | Steel |  | 1901-01-01 | [15 empty] | UST Currently In Use: 0; UST Temp Close: 0; AST Currently In Use: 0; AST Temp Closed: 0 | 0 | 0 | 2 | 14975-123-011165 | TRANSCONTINENTAL GAS PIPE LINE
32574 | Permanently Closed | 1901-01-01 | 1964-01-01 | 1988-10-31 | Petroleum | On road diesel | On road diesel |  | Steel | Steel |  | Painted or None | Steel |  | 1901-01-01 | [15 empty] | UST Currently In Use: 0; UST Temp Close: 0; AST Currently In Use: 0; AST Temp Closed: 0 | 0 | 0 | 2 | 14978-035-001087 | TRANSI CORP
32575 | Permanently Closed | 1901-01-01 | 1964-01-01 | 2011-11-11 | Petroleum | Unleaded gasoline | Unleaded gasoline |  | Steel | Steel |  | Painted or None | Steel |  | 1901-01-01 | [15 empty] | UST Currently In Use: 0; UST Temp Close: 0; AST Currently In Use: 0; AST Temp Closed: 0 | 0 | 0 | 2 | 14978-035-001087 | TRANSI CORP
32576 | Permanently Closed | 1988-04-01 | 1973-01-01 | 1988-04-01 | Petroleum | On road diesel | On road diesel |  | Steel | Steel |  |  |  |  | 1901-01-01 | [15 empty] | UST Currently In Use: 0; UST Temp Close: 0; AST Currently In Use: 0; AST Temp Closed: 0 | 0 | 0 | 1 | 14979-097-006027 | MARTIN GAS TRANSPORT
32577 | Permanently Closed | 2002-04-23 | 1986-05-28 | 2002-04-23 | Petroleum | On road diesel | On road diesel | Industrial | Steel | Steel | Coated & cathodic protection (sti-P3) |  | Fiberglass reinforced plastic, Steel |  | 1901-01-01 |  | Catchment Basin, Single walled catchment basin | Flow Rest 90% Full | Flow Rest 90% Full |  |  | Statistical Inventory Reconciliation (SIR) | [5 empty] | Statistical inventory reconciliation (SIR) | Statistical inventory reconciliation (SIR) |  | UST Currently In Use: 0; UST Temp Close: 0; AST Currently In Use: 0; AST Temp Closed: 0 | 0 | 0 | 2 | 21436-073-002056 | SAAD HOLDINGS LLC
32578 | Permanently Closed | 2002-04-23 | 1986-05-28 | 2002-04-23 | Petroleum | On road diesel | On road diesel | Industrial | Steel | Steel | Coated & cathodic protection (sti-P3) |  | Fiberglass reinforced plastic, Steel |  | 1901-01-01 |  | Catchment Basin, Single walled catchment basin | Flow Rest 90% Full | Flow Rest 90% Full |  |  | Statistical Inventory Reconciliation (SIR) | [8 empty] | UST Currently In Use: 0; UST Temp Close: 0; AST Currently In Use: 0; AST Temp Closed: 0 | 0 | 0 | 2 | 21436-073-002056 | SAAD HOLDINGS LLC
32579 | Permanently Closed | 1990-01-11 | 1969-01-01 | 1990-01-11 | Petroleum | On road diesel | On road diesel |  | Steel | Steel |  |  |  |  | 1901-01-01 | [15 empty] | UST Currently In Use: 0; UST Temp Close: 0; AST Currently In Use: 0; AST Temp Closed: 0 | 0 | 0 | 1 | 13592-097-002057 | TRANSUS INC
32580 | Permanently Closed | 1987-11-01 | 1979-01-01 |  | Petroleum | Used oil | Used oil |  | Steel | Steel |  | Painted or None | Steel |  | 1901-01-01 | [15 empty] | UST Currently In Use: 0; UST Temp Close: 0; AST Currently In Use: 0; AST Temp Closed: 0 | 0 | 0 | 2 | 14981-097-001198 | JOSEPH C TREADWELL
32581 | Permanently Closed | 1987-11-01 | 1983-01-01 |  | Petroleum | Other, X | Other |  | Fiberglass reinforced plastic | Fiberglass reinforced plastic |  |  | Steel |  | 1901-01-01 | [15 empty] | UST Currently In Use: 0; UST Temp Close: 0; AST Currently In Use: 0; AST Temp Closed: 0 | 0 | 0 | 2 | 14981-097-001198 | JOSEPH C TREADWELL
32583 | Permanently Closed | 1975-01-01 | 1972-01-01 | 1987-01-01 | Petroleum | Unleaded gasoline | Unleaded gasoline | State/federal government | Steel | Steel |  |  | Steel |  | 1901-01-01 | [15 empty] | UST Currently In Use: 0; UST Temp Close: 0; AST Currently In Use: 0; AST Temp Closed: 0 | 0 | 0 | 1 | 14982-101-001449 | TRENHOLM STATE TECHNICAL COLLEGE
32584 | Permanently Closed | 1997-12-01 | 1969-01-01 | 1997-12-10 | Petroleum | Unleaded gasoline | Unleaded gasoline |  | Steel | Steel |  | Painted or None | Steel |  | 1901-01-01 | [15 empty] | UST Currently In Use: 5; UST Temp Close: 0; AST Currently In Use: 0; AST Temp Closed: 0 | 5 | 0 | 3 | 14983-107-011403 | TRI COUNTY COOPERATIVE INC
32585 | Permanently Closed | 1997-12-01 | 1969-01-01 | 1997-12-10 | Petroleum | Unleaded gasoline | Unleaded gasoline |  | Steel | Steel |  | Painted or None | Steel |  | 1901-01-01 | [15 empty] | UST Currently In Use: 5; UST Temp Close: 0; AST Currently In Use: 0; AST Temp Closed: 0 | 5 | 0 | 3 | 14983-107-011403 | TRI COUNTY COOPERATIVE INC
32586 | Permanently Closed | 1997-12-01 | 1979-01-01 | 1997-12-10 | Petroleum | Unleaded gasoline | Unleaded gasoline |  | Steel | Steel |  | Painted or None | Steel |  | 1901-01-01 | [15 empty] | UST Currently In Use: 5; UST Temp Close: 0; AST Currently In Use: 0; AST Temp Closed: 0 | 5 | 0 | 3 | 14983-107-011403 | TRI COUNTY COOPERATIVE INC
32587 |  |  | 1969-01-01 |  | Petroleum | Unleaded gasoline | Unleaded gasoline |  | Steel | Steel |  |  | Steel |  | 1901-01-01 | [15 empty] | UST Currently In Use: 0; UST Temp Close: 0; AST Currently In Use: 0; AST Temp Closed: 0 | 0 | 0 | 0 | 14984-049-006703 | MELLARD MCNUTT
32588 |  |  | 1974-01-01 |  | Petroleum | Unleaded gasoline | Unleaded gasoline |  | Steel | Steel |  |  | Steel |  | 1901-01-01 | [15 empty] | UST Currently In Use: 0; UST Temp Close: 0; AST Currently In Use: 0; AST Temp Closed: 0 | 0 | 0 | 0 | 14984-049-006703 | MELLARD MCNUTT
32589 |  |  | 1969-01-01 |  | Petroleum | Unleaded gasoline | Unleaded gasoline |  | Steel | Steel |  |  | Steel |  | 1901-01-01 | [15 empty] | UST Currently In Use: 0; UST Temp Close: 0; AST Currently In Use: 0; AST Temp Closed: 0 | 0 | 0 | 0 | 14984-049-006703 | MELLARD MCNUTT
32590 | Retired | 1972-01-01 | 1964-01-01 |  | Petroleum | Unleaded gasoline | Unleaded gasoline |  | Steel | Steel |  |  | Steel |  | 1901-01-01 | [15 empty] | UST Currently In Use: 0; UST Temp Close: 0; AST Currently In Use: 0; AST Temp Closed: 0 | 0 | 0 | 0 | 14984-049-006703 | MELLARD MCNUTT
32591 | Permanently Closed | 1901-01-01 | 1962-01-01 | 1988-11-22 | Petroleum | Used oil | Used oil |  | Steel | Steel |  |  | Steel |  | 1901-01-01 | [15 empty] | UST Currently In Use: 0; UST Temp Close: 0; AST Currently In Use: 0; AST Temp Closed: 0 | 0 | 0 | 1 | 14986-073-007330 | TRIANGLE REFINERIES INC
32592 | Permanently Closed | 2005-10-23 | 1986-01-01 | 2005-12-14 | Petroleum | Unleaded gasoline | Unleaded gasoline |  | Steel | Steel | Field installed cathodic protection |  | Fiberglass reinforced plastic |  | 1901-01-01 | Field installed cathodic protection | Catchment Basin, Single walled catchment basin | Automatic shutoff device At 95% full | Automatic shutoff device At 95% full |  |  | Automatic Tank Gauge | [5 empty] | Annual line testing | Annual line testing |  | UST Currently In Use: 0; UST Temp Close: 0; AST Currently In Use: 0; AST Temp Closed: 0 | 0 | 0 | 3 | 14988-003-000648 | TRICO OIL CO INC
32593 | Permanently Closed | 2005-10-23 | 1986-01-01 | 2005-12-14 | Petroleum | Unleaded gasoline | Unleaded gasoline | Retail | Steel | Steel | Field installed cathodic protection |  | Fiberglass reinforced plastic |  | 1901-01-01 | Field installed cathodic protection | Catchment Basin, Single walled catchment basin | Automatic shutoff device At 95% full | Automatic shutoff device At 95% full |  |  | Automatic Tank Gauge | [5 empty] | Annual line testing | Annual line testing |  | UST Currently In Use: 0; UST Temp Close: 0; AST Currently In Use: 0; AST Temp Closed: 0 | 0 | 0 | 3 | 14988-003-000648 | TRICO OIL CO INC
32594 | Permanently Closed | 2005-10-23 | 1986-01-01 | 2005-12-14 | Petroleum | Premium gasoline | Premium gasoline | Retail | Steel | Steel | Field installed cathodic protection |  | Fiberglass reinforced plastic |  | 1901-01-01 | Field installed cathodic protection | Catchment Basin, Single walled catchment basin | Automatic shutoff device At 95% full | Automatic shutoff device At 95% full |  |  | Automatic Tank Gauge | [5 empty] | Annual line testing | Annual line testing |  | UST Currently In Use: 0; UST Temp Close: 0; AST Currently In Use: 0; AST Temp Closed: 0 | 0 | 0 | 3 | 14988-003-000648 | TRICO OIL CO INC
32595 | Currently in Use |  | 1983-01-01 |  | Petroleum | Unleaded gasoline | Unleaded gasoline | Retail | Steel | Steel | Field installed cathodic protection |  | Fiberglass reinforced plastic, Steel |  |  | Field installed cathodic protection | Catchment Basin, Single walled catchment basin | Automatic shutoff device At 95% full | Automatic shutoff device At 95% full |  |  | Automatic Tank Gauge |  | Automatic flow restrictor (MLLD) | Automatic flow restrictor (MLLD) |  |  | Annual line testing | Annual line testing |  | UST Currently In Use: 4; UST Temp Close: 0; AST Currently In Use: 0; AST Temp Closed: 0 | 4 | 0 | 0 | 22863-057-004685 | MID SOUTH PETROLEUM CORP
32596 | Currently in Use |  | 1983-01-01 |  | Petroleum | Premium gasoline | Premium gasoline | Retail | Steel | Steel | Field installed cathodic protection |  | Fiberglass reinforced plastic, Steel |  |  | Field installed cathodic protection | Catchment Basin, Single walled catchment basin | Automatic shutoff device At 95% full | Automatic shutoff device At 95% full |  |  | Automatic Tank Gauge |  | Automatic flow restrictor (MLLD) | Automatic flow restrictor (MLLD) |  |  | Annual line testing | Annual line testing |  | UST Currently In Use: 4; UST Temp Close: 0; AST Currently In Use: 0; AST Temp Closed: 0 | 4 | 0 | 0 | 22863-057-004685 | MID SOUTH PETROLEUM CORP
32597 | Currently in Use |  | 1983-01-01 |  | Petroleum | Other, OFFROAD | Other | Retail | Steel | Steel | Field installed cathodic protection |  | Fiberglass reinforced plastic, Steel |  |  | Field installed cathodic protection | Catchment Basin, Single walled catchment basin | Automatic shutoff device At 95% full | Automatic shutoff device At 95% full |  |  | Automatic Tank Gauge |  | Automatic flow restrictor (MLLD) | Automatic flow restrictor (MLLD) |  |  | Annual line testing | Annual line testing |  | UST Currently In Use: 4; UST Temp Close: 0; AST Currently In Use: 0; AST Temp Closed: 0 | 4 | 0 | 0 | 22863-057-004685 | MID SOUTH PETROLEUM CORP
32598 | Currently in Use |  | 1983-01-01 |  | Petroleum | On road diesel | On road diesel | Retail | Steel | Steel | Field installed cathodic protection |  | Fiberglass reinforced plastic, Steel |  |  |  | Catchment Basin, Single walled catchment basin | Automatic shutoff device At 95% full | Automatic shutoff device At 95% full |  |  | Automatic Tank Gauge |  | Automatic flow restrictor (MLLD) | Automatic flow restrictor (MLLD) |  |  | Annual line testing | Annual line testing |  | UST Currently In Use: 4; UST Temp Close: 0; AST Currently In Use: 0; AST Temp Closed: 0 | 4 | 0 | 0 | 22863-057-004685 | MID SOUTH PETROLEUM CORP
32599 | Permanently Closed | 1999-06-15 | 1980-01-01 | 2000-02-15 | Petroleum | Unleaded gasoline | Unleaded gasoline | Retail | Steel | Steel | Field installed cathodic protection |  | Steel |  | 1901-01-01 | Field installed cathodic protection | Catchment Basin, Single walled catchment basin | Automatic shutoff device At 95% full | Automatic shutoff device At 95% full |  |  | Statistical Inventory Reconciliation (SIR) | [8 empty] | UST Currently In Use: 0; UST Temp Close: 0; AST Currently In Use: 0; AST Temp Closed: 0 | 0 | 0 | 3 | 14988-057-004687 | TRICO OIL CO INC
32600 | Permanently Closed | 1999-06-15 | 1980-01-01 | 2000-02-15 | Petroleum | Unleaded gasoline | Unleaded gasoline | Retail | Steel | Steel | Field installed cathodic protection |  | Steel |  | 1901-01-01 | Field installed cathodic protection | Catchment Basin, Single walled catchment basin | Automatic shutoff device At 95% full | Automatic shutoff device At 95% full |  |  | Statistical Inventory Reconciliation (SIR) | [8 empty] | UST Currently In Use: 0; UST Temp Close: 0; AST Currently In Use: 0; AST Temp Closed: 0 | 0 | 0 | 3 | 14988-057-004687 | TRICO OIL CO INC
32601 | Permanently Closed | 1999-06-15 | 1980-01-01 | 2000-02-15 | Petroleum | Unleaded gasoline | Unleaded gasoline | Retail | Steel | Steel | Field installed cathodic protection |  | Steel |  | 1901-01-01 | Field installed cathodic protection | Catchment Basin, Single walled catchment basin | Automatic shutoff device At 95% full | Automatic shutoff device At 95% full |  |  | Statistical Inventory Reconciliation (SIR) | [8 empty] | UST Currently In Use: 0; UST Temp Close: 0; AST Currently In Use: 0; AST Temp Closed: 0 | 0 | 0 | 3 | 14988-057-004687 | TRICO OIL CO INC
32602 | Permanently Closed | 1996-06-01 | 1969-01-01 | 2000-09-13 | Petroleum | Unleaded gasoline | Unleaded gasoline |  | Steel | Steel |  | Painted or None | Steel |  | 1901-01-01 | [6 empty] | Statistical Inventory Reconciliation (SIR) | [5 empty] | Annual line testing | Annual line testing |  | UST Currently In Use: 0; UST Temp Close: 0; AST Currently In Use: 0; AST Temp Closed: 0 | 0 | 0 | 3 | 14988-063-004694 | TRICO OIL CO INC
32603 | Permanently Closed | 1996-06-01 | 1969-01-01 | 2000-09-13 | Petroleum | Unleaded gasoline | Unleaded gasoline |  | Steel | Steel |  | Painted or None | Steel |  | 1901-01-01 | [6 empty] | Statistical Inventory Reconciliation (SIR) | [5 empty] | Annual line testing, Statistical inventory reconciliation (SIR) | Statistical inventory reconciliation (SIR) |  | UST Currently In Use: 0; UST Temp Close: 0; AST Currently In Use: 0; AST Temp Closed: 0 | 0 | 0 | 3 | 14988-063-004694 | TRICO OIL CO INC
32604 | Permanently Closed | 1996-06-01 | 1969-01-01 | 2000-09-13 | Petroleum | On road diesel | On road diesel |  | Steel | Steel |  | Painted or None | Steel |  | 1901-01-01 | [6 empty] | Statistical Inventory Reconciliation (SIR) | [5 empty] | Annual line testing, Statistical inventory reconciliation (SIR) | Statistical inventory reconciliation (SIR) |  | UST Currently In Use: 0; UST Temp Close: 0; AST Currently In Use: 0; AST Temp Closed: 0 | 0 | 0 | 3 | 14988-063-004694 | TRICO OIL CO INC
32605 | Permanently Closed | 1994-11-14 | 1964-01-03 | 1998-11-14 | Petroleum | On road diesel | On road diesel |  | Steel | Steel |  | Painted or None | Fiberglass reinforced plastic |  | 1901-01-01 | None | Catchment Basin, Single walled catchment basin |  |  |  |  | Manual Tank Gauging (only tanks 1000 gal. or less and 48” or 64” in diameter) | [8 empty] | UST Currently In Use: 0; UST Temp Close: 0; AST Currently In Use: 0; AST Temp Closed: 0 | 0 | 0 | 2 | 17513-101-012458 | MALCOLM HALL D/B/A HALL'S SERVICE
32606 | Permanently Closed | 1994-11-14 | 1964-01-03 | 1998-11-14 | Petroleum | Kerosene | Kerosene |  | Steel | Steel |  | Painted or None | Fiberglass reinforced plastic |  | 1901-01-01 | None | Catchment Basin, Single walled catchment basin |  |  |  |  | Manual Tank Gauging (only tanks 1000 gal. or less and 48” or 64” in diameter) | [8 empty] | UST Currently In Use: 0; UST Temp Close: 0; AST Currently In Use: 0; AST Temp Closed: 0 | 0 | 0 | 2 | 17513-101-012458 | MALCOLM HALL D/B/A HALL'S SERVICE
32607 | Permanently Closed | 2011-07-31 | 1983-01-01 | 2012-04-06 | Petroleum | Unleaded gasoline | Unleaded gasoline |  | Steel | Steel | Coated & cathodic protection (sti-P3) |  | Fiberglass reinforced plastic |  |  |  | Catchment Basin, Single walled catchment basin | Automatic shutoff device At 95% full | Automatic shutoff device At 95% full |  |  | Statistical Inventory Reconciliation (SIR) | [5 empty] | Statistical inventory reconciliation (SIR) | Statistical inventory reconciliation (SIR) |  | UST Currently In Use: 0; UST Temp Close: 0; AST Currently In Use: 0; AST Temp Closed: 0 | 0 | 0 | 3 | 23925-101-012458 | CATOMA VOL FIRE PROTECTION AUTHORITY
32608 | Permanently Closed | 2011-07-31 | 1983-01-01 | 2012-04-06 | Petroleum | Unleaded gasoline | Unleaded gasoline |  | Steel | Steel | Coated & cathodic protection (sti-P3) |  | Fiberglass reinforced plastic |  |  |  | Catchment Basin, Single walled catchment basin | Automatic shutoff device At 95% full | Automatic shutoff device At 95% full |  |  | Statistical Inventory Reconciliation (SIR) | [5 empty] | Statistical inventory reconciliation (SIR) | Statistical inventory reconciliation (SIR) |  | UST Currently In Use: 0; UST Temp Close: 0; AST Currently In Use: 0; AST Temp Closed: 0 | 0 | 0 | 3 | 23925-101-012458 | CATOMA VOL FIRE PROTECTION AUTHORITY
32609 | Permanently Closed | 2011-07-31 | 1983-01-01 | 2012-04-06 | Petroleum | Unleaded gasoline | Unleaded gasoline |  | Steel | Steel | Coated & cathodic protection (sti-P3) |  | Fiberglass reinforced plastic |  |  |  | Catchment Basin, Single walled catchment basin | Automatic shutoff device At 95% full | Automatic shutoff device At 95% full |  |  | Statistical Inventory Reconciliation (SIR) | [5 empty] | Statistical inventory reconciliation (SIR) | Statistical inventory reconciliation (SIR) |  | UST Currently In Use: 0; UST Temp Close: 0; AST Currently In Use: 0; AST Temp Closed: 0 | 0 | 0 | 3 | 23925-101-012458 | CATOMA VOL FIRE PROTECTION AUTHORITY
32610 | Temporary Closed | 2006-10-01 | 1978-01-01 |  | Petroleum | Unleaded gasoline | Unleaded gasoline | Retail | Steel | Steel | Field installed cathodic protection |  | Steel |  | 1901-01-01 | Field installed cathodic protection | Catchment Basin, Single walled catchment basin | Automatic shutoff device At 95% full | Automatic shutoff device At 95% full |  |  | Statistical Inventory Reconciliation (SIR) |  | Automatic flow restrictor (MLLD) | Automatic flow restrictor (MLLD) |  |  | Statistical inventory reconciliation (SIR) | Statistical inventory reconciliation (SIR) |  | UST Currently In Use: 0; UST Temp Close: 4; AST Currently In Use: 0; AST Temp Closed: 0 | 0 | 4 | 0 | 14988-107-004684 | TRICO OIL CO INC
32611 | Temporary Closed | 2004-06-01 | 1978-01-01 |  | Petroleum | Unleaded gasoline | Unleaded gasoline | Retail | Steel | Steel | Field installed cathodic protection |  | Steel |  | 1901-01-01 | Field installed cathodic protection | Catchment Basin, Single walled catchment basin | Automatic shutoff device At 95% full | Automatic shutoff device At 95% full |  |  | Statistical Inventory Reconciliation (SIR) |  | Automatic flow restrictor (MLLD) | Automatic flow restrictor (MLLD) |  |  | Statistical inventory reconciliation (SIR) | Statistical inventory reconciliation (SIR) |  | UST Currently In Use: 0; UST Temp Close: 4; AST Currently In Use: 0; AST Temp Closed: 0 | 0 | 4 | 0 | 14988-107-004684 | TRICO OIL CO INC
32612 | Temporary Closed | 2006-10-01 | 1978-01-01 |  | Petroleum | Premium gasoline | Premium gasoline | Retail | Steel | Steel | Field installed cathodic protection |  | Steel |  | 1901-01-01 | Field installed cathodic protection | Catchment Basin, Single walled catchment basin | Automatic shutoff device At 95% full | Automatic shutoff device At 95% full |  |  | Statistical Inventory Reconciliation (SIR) |  | Automatic flow restrictor (MLLD) | Automatic flow restrictor (MLLD) |  |  | Statistical inventory reconciliation (SIR) | Statistical inventory reconciliation (SIR) |  | UST Currently In Use: 0; UST Temp Close: 4; AST Currently In Use: 0; AST Temp Closed: 0 | 0 | 4 | 0 | 14988-107-004684 | TRICO OIL CO INC
32613 | Temporary Closed | 2006-10-01 | 1978-01-01 |  | Petroleum | On road diesel | On road diesel | Retail | Steel | Steel | Field installed cathodic protection |  | Steel |  | 1901-01-01 | Field installed cathodic protection | Catchment Basin, Single walled catchment basin | Automatic shutoff device At 95% full | Automatic shutoff device At 95% full |  |  | Statistical Inventory Reconciliation (SIR) |  | Automatic flow restrictor (MLLD) | Automatic flow restrictor (MLLD) |  |  | Statistical inventory reconciliation (SIR) | Statistical inventory reconciliation (SIR) |  | UST Currently In Use: 0; UST Temp Close: 4; AST Currently In Use: 0; AST Temp Closed: 0 | 0 | 4 | 0 | 14988-107-004684 | TRICO OIL CO INC
32614 | Permanently Closed | 1996-12-22 | 1979-01-01 | 1999-02-12 | Petroleum | Unleaded gasoline | Unleaded gasoline |  | Steel | Steel |  | Painted or None | Steel |  | 1901-01-01 | [6 empty] | Statistical Inventory Reconciliation (SIR) | [8 empty] | UST Currently In Use: 0; UST Temp Close: 0; AST Currently In Use: 0; AST Temp Closed: 0 | 0 | 0 | 2 | 14988-107-004686 | TRICO OIL CO INC
32615 | Permanently Closed | 2001-11-15 | 1978-01-01 |  | Petroleum | Unleaded gasoline | Unleaded gasoline |  | Steel | Steel |  | Painted or None | Steel |  | 1901-01-01 | [15 empty] | UST Currently In Use: 0; UST Temp Close: 0; AST Currently In Use: 0; AST Temp Closed: 0 | 0 | 0 | 2 | 17477-107-004690 | SMITH BROTHERS GROCERY
32616 | Permanently Closed | 2001-11-15 | 1978-01-01 |  | Petroleum | Unleaded gasoline | Unleaded gasoline |  | Steel | Steel |  | Painted or None | Steel |  | 1901-01-01 | [15 empty] | UST Currently In Use: 0; UST Temp Close: 0; AST Currently In Use: 0; AST Temp Closed: 0 | 0 | 0 | 2 | 17477-107-004690 | SMITH BROTHERS GROCERY
32617 | Permanently Closed | 1990-10-01 | 1962-01-01 | 1990-10-02 | Petroleum | Unleaded gasoline | Unleaded gasoline |  | Steel | Steel |  | Painted or None | Steel |  | 1901-01-01 | [6 empty] | Automatic Tank Gauge | [8 empty] | UST Currently In Use: 3; UST Temp Close: 0; AST Currently In Use: 0; AST Temp Closed: 0 | 3 | 0 | 5 | 14493-107-004691 | SOUTHERN OIL COMPANY, INC.
32618 | Permanently Closed | 1990-10-02 | 1962-01-01 | 1990-10-02 | Petroleum | Unleaded gasoline | Unleaded gasoline |  | Steel | Steel |  | Painted or None | Steel |  | 1901-01-01 | [6 empty] | Automatic Tank Gauge | [8 empty] | UST Currently In Use: 3; UST Temp Close: 0; AST Currently In Use: 0; AST Temp Closed: 0 | 3 | 0 | 5 | 14493-107-004691 | SOUTHERN OIL COMPANY, INC.
32619 | Permanently Closed | 1990-10-01 | 1962-01-01 | 1990-10-02 | Petroleum | Unleaded gasoline | Unleaded gasoline |  | Steel | Steel |  | Painted or None | Steel |  | 1901-01-01 | [6 empty] | Automatic Tank Gauge | [8 empty] | UST Currently In Use: 3; UST Temp Close: 0; AST Currently In Use: 0; AST Temp Closed: 0 | 3 | 0 | 5 | 14493-107-004691 | SOUTHERN OIL COMPANY, INC.
32620 | Permanently Closed | 1990-10-02 | 1976-01-01 | 1990-10-02 | Petroleum | On road diesel | On road diesel |  | Steel | Steel |  | Painted or None | Steel |  | 1901-01-01 | [15 empty] | UST Currently In Use: 3; UST Temp Close: 0; AST Currently In Use: 0; AST Temp Closed: 0 | 3 | 0 | 5 | 14493-107-004691 | SOUTHERN OIL COMPANY, INC.
32621 | Permanently Closed | 1990-10-01 | 1976-01-01 | 1990-10-01 | Petroleum | Used oil | Used oil |  | Steel | Steel |  | Painted or None | Steel |  | 1901-01-01 |  | Other, EXEMPT | Other, EXEMPT | Other | [11 empty] | UST Currently In Use: 3; UST Temp Close: 0; AST Currently In Use: 0; AST Temp Closed: 0 | 3 | 0 | 5 | 14493-107-004691 | SOUTHERN OIL COMPANY, INC.
32622 | Currently in Use |  | 1981-01-01 |  | Petroleum | Unleaded gasoline | Unleaded gasoline | Retail | Steel | Steel | Field installed cathodic protection |  | Steel |  |  | Field installed cathodic protection | Catchment Basin, Single walled catchment basin | Automatic shutoff device At 95% full | Automatic shutoff device At 95% full |  |  | Statistical Inventory Reconciliation (SIR) |  | Automatic flow restrictor (MLLD) | Automatic flow restrictor (MLLD) |  |  | Statistical inventory reconciliation (SIR) | Statistical inventory reconciliation (SIR) |  | UST Currently In Use: 3; UST Temp Close: 0; AST Currently In Use: 0; AST Temp Closed: 0 | 3 | 0 | 0 | 25966-107-004692 | TAHA ELNAHAM
32623 | Currently in Use |  | 1981-01-01 |  | Petroleum | Mid-grade gasoline | Mid-grade gasoline | Retail | Steel | Steel | Field installed cathodic protection |  | Steel |  |  | Field installed cathodic protection | Catchment Basin, Single walled catchment basin | Automatic shutoff device At 95% full | Automatic shutoff device At 95% full |  |  | Statistical Inventory Reconciliation (SIR) |  | Automatic flow restrictor (MLLD) | Automatic flow restrictor (MLLD) |  |  | Statistical inventory reconciliation (SIR) | Statistical inventory reconciliation (SIR) |  | UST Currently In Use: 3; UST Temp Close: 0; AST Currently In Use: 0; AST Temp Closed: 0 | 3 | 0 | 0 | 25966-107-004692 | TAHA ELNAHAM
32624 | Currently in Use |  | 1981-01-01 |  | Petroleum | On road diesel | On road diesel | Retail | Steel | Steel | Field installed cathodic protection |  | Steel |  |  | Field installed cathodic protection | Catchment Basin, Single walled catchment basin | Automatic shutoff device At 95% full | Automatic shutoff device At 95% full |  |  | Statistical Inventory Reconciliation (SIR) |  | Automatic flow restrictor (MLLD) | Automatic flow restrictor (MLLD) |  |  | Statistical inventory reconciliation (SIR) | Statistical inventory reconciliation (SIR) |  | UST Currently In Use: 3; UST Temp Close: 0; AST Currently In Use: 0; AST Temp Closed: 0 | 3 | 0 | 0 | 25966-107-004692 | TAHA ELNAHAM
32625 | Permanently Closed | 1989-12-06 | 1901-01-01 | 1989-12-06 | Petroleum | Unleaded gasoline | Unleaded gasoline |  | Steel | Steel | Coated & cathodic protection (sti-P3) |  | Steel |  | 1901-01-01 | [15 empty] | UST Currently In Use: 0; UST Temp Close: 0; AST Currently In Use: 0; AST Temp Closed: 0 | 0 | 0 | 2 | 14988-107-012314 | TRICO OIL CO INC
32626 | Permanently Closed | 1989-12-06 | 1901-01-01 | 1989-12-06 | Petroleum | Unleaded gasoline | Unleaded gasoline |  | Steel | Steel | Coated & cathodic protection (sti-P3) |  | Steel |  | 1901-01-01 | [15 empty] | UST Currently In Use: 0; UST Temp Close: 0; AST Currently In Use: 0; AST Temp Closed: 0 | 0 | 0 | 2 | 14988-107-012314 | TRICO OIL CO INC
32627 | Permanently Closed | 1901-01-01 | 1901-01-01 | 1987-01-01 | Petroleum | Unleaded gasoline | Unleaded gasoline |  | Steel | Steel | Coated & cathodic protection (sti-P3) |  | Steel |  | 1901-01-01 | Field installed cathodic protection | [14 empty] | UST Currently In Use: 0; UST Temp Close: 0; AST Currently In Use: 0; AST Temp Closed: 0 | 0 | 0 | 2 | 14988-107-012412 | TRICO OIL CO INC
32628 | Permanently Closed | 1901-01-01 | 1901-01-01 | 1987-01-01 | Petroleum | Unleaded gasoline | Unleaded gasoline |  | Steel | Steel | Coated & cathodic protection (sti-P3) |  | Steel |  | 1901-01-01 | Field installed cathodic protection | [14 empty] | UST Currently In Use: 0; UST Temp Close: 0; AST Currently In Use: 0; AST Temp Closed: 0 | 0 | 0 | 2 | 14988-107-012412 | TRICO OIL CO INC
32629 | Temporary Closed | 1994-01-01 | 1901-01-01 |  | Petroleum | Unleaded gasoline | Unleaded gasoline |  | Steel | Steel | Coated & cathodic protection (sti-P3) |  | Steel |  | 1901-01-01 | [15 empty] | UST Currently In Use: 0; UST Temp Close: 2; AST Currently In Use: 0; AST Temp Closed: 0 | 0 | 2 | 0 | 13076-125-004688 | LEACH PETROLEUM CO INC
32630 | Temporary Closed | 1994-01-01 | 1984-01-01 |  | Petroleum | Unleaded gasoline | Unleaded gasoline |  | Steel | Steel | Coated & cathodic protection (sti-P3) |  | Steel |  | 1901-01-01 | [15 empty] | UST Currently In Use: 0; UST Temp Close: 2; AST Currently In Use: 0; AST Temp Closed: 0 | 0 | 2 | 0 | 13076-125-004688 | LEACH PETROLEUM CO INC
32631 | Permanently Closed | 1993-12-01 | 1982-01-01 | 1995-02-06 | Petroleum | Unleaded gasoline | Unleaded gasoline | Retail | Steel | Steel |  | Painted or None | Steel |  | 1901-01-01 | [15 empty] | UST Currently In Use: 0; UST Temp Close: 0; AST Currently In Use: 0; AST Temp Closed: 0 | 0 | 0 | 3 | 14988-125-004689 | TRICO OIL CO INC
32632 | Permanently Closed | 1993-12-01 | 1982-01-01 | 1995-02-06 | Petroleum | Unleaded gasoline | Unleaded gasoline | Retail | Steel | Steel |  | Painted or None | Steel |  | 1901-01-01 | [15 empty] | UST Currently In Use: 0; UST Temp Close: 0; AST Currently In Use: 0; AST Temp Closed: 0 | 0 | 0 | 3 | 14988-125-004689 | TRICO OIL CO INC
32633 | Permanently Closed | 1993-12-01 | 1982-01-01 | 1995-02-06 | Petroleum | On road diesel | On road diesel | Retail | Steel | Steel |  | Painted or None | Steel |  | 1901-01-01 | [15 empty] | UST Currently In Use: 0; UST Temp Close: 0; AST Currently In Use: 0; AST Temp Closed: 0 | 0 | 0 | 3 | 14988-125-004689 | TRICO OIL CO INC
32634 | Permanently Closed | 1998-09-01 | 1979-01-01 | 1998-09-01 | Petroleum | On road diesel | On road diesel |  | Steel | Steel | Coated & cathodic protection (sti-P3), Interior lined (not allowed as a standalone method of corrosion protection) |  | Steel |  | 1901-01-01 | [15 empty] | UST Currently In Use: 0; UST Temp Close: 0; AST Currently In Use: 0; AST Temp Closed: 0 | 0 | 0 | 1 | 14988-131-012487 | TRICO OIL CO INC
32635 | Permanently Closed | 1997-03-01 | 1978-01-01 | 1997-03-21 | Petroleum | On road diesel | On road diesel | Industrial | Steel | Steel |  | Painted or None | Steel |  | 1901-01-01 | [6 empty] | Statistical Inventory Reconciliation (SIR) | [8 empty] | UST Currently In Use: 0; UST Temp Close: 0; AST Currently In Use: 0; AST Temp Closed: 0 | 0 | 0 | 2 | 20009-101-000391 | CAROLINA STEEL CORP
32636 | Permanently Closed | 1997-03-01 | 1978-01-01 | 1997-03-21 | Petroleum | Unleaded gasoline | Unleaded gasoline | Industrial | Steel | Steel |  | Painted or None | Steel |  | 1901-01-01 | [6 empty] | Statistical Inventory Reconciliation (SIR) | [8 empty] | UST Currently In Use: 0; UST Temp Close: 0; AST Currently In Use: 0; AST Temp Closed: 0 | 0 | 0 | 2 | 20009-101-000391 | CAROLINA STEEL CORP
32637 | Permanently Closed | 1998-07-01 | 1972-01-01 | 1998-07-01 | Petroleum | Unleaded gasoline | Unleaded gasoline |  | Steel | Steel |  |  | Steel |  | 1901-01-01 | [15 empty] | UST Currently In Use: 0; UST Temp Close: 0; AST Currently In Use: 0; AST Temp Closed: 0 | 0 | 0 | 4 | 14991-101-003375 | TRINITY INDUSTRIES INC -TERRY BARRET
32638 | Permanently Closed | 1998-07-01 | 1977-01-01 | 1998-07-01 | Petroleum | On road diesel | On road diesel |  | Steel | Steel |  |  | Steel |  | 1901-01-01 | [15 empty] | UST Currently In Use: 0; UST Temp Close: 0; AST Currently In Use: 0; AST Temp Closed: 0 | 0 | 0 | 4 | 14991-101-003375 | TRINITY INDUSTRIES INC -TERRY BARRET
32639 | Permanently Closed | 1901-01-01 | 1972-01-01 | 1985-02-01 | Petroleum | Other, X | Other |  | Steel | Steel |  |  | Steel |  | 1901-01-01 | [15 empty] | UST Currently In Use: 0; UST Temp Close: 0; AST Currently In Use: 0; AST Temp Closed: 0 | 0 | 0 | 4 | 14991-101-003375 | TRINITY INDUSTRIES INC -TERRY BARRET
32640 | Permanently Closed | 1991-06-21 | 1979-01-01 | 1991-06-21 | Petroleum | On road diesel | On road diesel |  | Steel | Steel |  | Painted or None | Steel |  | 1901-01-01 | [15 empty] | UST Currently In Use: 0; UST Temp Close: 0; AST Currently In Use: 0; AST Temp Closed: 0 | 0 | 0 | 1 | 14991-101-014075 | TRINITY INDUSTRIES INC -TERRY BARRET
32645 | Permanently Closed | 1998-06-18 | 1979-01-01 | 1999-08-16 | Petroleum | Unleaded gasoline | Unleaded gasoline |  | Steel | Steel |  | Painted or None | Steel |  | 1901-01-01 | [15 empty] | UST Currently In Use: 0; UST Temp Close: 0; AST Currently In Use: 0; AST Temp Closed: 0 | 0 | 0 | 2 | 17353-073-010250 | CARL HAGOOD GENERAL MERCHANDISE
32646 | Permanently Closed | 1998-06-08 | 1979-01-01 | 1999-08-16 | Petroleum | Unleaded gasoline | Unleaded gasoline |  | Steel | Steel |  | Painted or None | Steel |  | 1901-01-01 | [15 empty] | UST Currently In Use: 0; UST Temp Close: 0; AST Currently In Use: 0; AST Temp Closed: 0 | 0 | 0 | 2 | 17353-073-010250 | CARL HAGOOD GENERAL MERCHANDISE
32649 | Retired | 1988-12-01 | 1971-01-01 |  | Petroleum | Unleaded gasoline | Unleaded gasoline |  | Steel | Steel |  | Painted or None | Steel |  | 1901-01-01 | [15 empty] | UST Currently In Use: 0; UST Temp Close: 0; AST Currently In Use: 0; AST Temp Closed: 0 | 0 | 0 | 0 | 17354-073-010252 | JETT GROCERY INC
32650 | Retired | 1988-12-01 | 1971-01-01 |  | Petroleum | Unleaded gasoline | Unleaded gasoline |  | Steel | Steel |  | Painted or None | Steel |  | 1901-01-01 | [15 empty] | UST Currently In Use: 0; UST Temp Close: 0; AST Currently In Use: 0; AST Temp Closed: 0 | 0 | 0 | 0 | 17354-073-010252 | JETT GROCERY INC
32651 | Permanently Closed | 2001-07-19 | 1980-01-01 | 2001-12-05 | Petroleum | On road diesel | On road diesel | Retail | Steel | Steel | Coated & cathodic protection (sti-P3) |  | Fiberglass reinforced plastic, Steel |  | 1901-01-01 |  | Catchment Basin, Single walled catchment basin | Automatic shutoff device At 95% full | Automatic shutoff device At 95% full | [8 empty] | Annual line testing | Annual line testing |  | UST Currently In Use: 6; UST Temp Close: 0; AST Currently In Use: 0; AST Temp Closed: 0 | 6 | 0 | 2 | 19803-073-010253 | ROGER ROPER
32652 | Permanently Closed | 2001-07-19 | 1979-01-01 | 2001-12-05 | Petroleum | Kerosene | Kerosene | Retail | Steel | Steel | Coated & cathodic protection (sti-P3) |  | Fiberglass reinforced plastic, Steel |  | 1901-01-01 |  | Catchment Basin, Single walled catchment basin | Automatic shutoff device At 95% full | Automatic shutoff device At 95% full | [8 empty] | Annual line testing | Annual line testing |  | UST Currently In Use: 6; UST Temp Close: 0; AST Currently In Use: 0; AST Temp Closed: 0 | 6 | 0 | 2 | 19803-073-010253 | ROGER ROPER
32653 | Retired | 1980-01-01 | 1973-01-01 |  | Petroleum | Premium gasoline | Premium gasoline | Retail | Steel | Steel | Coated & cathodic protection (sti-P3) |  | Fiberglass reinforced plastic, Steel |  | 1901-01-01 |  | Catchment Basin, Single walled catchment basin | Automatic shutoff device At 95% full | Automatic shutoff device At 95% full | [8 empty] | Annual line testing | Annual line testing |  | UST Currently In Use: 6; UST Temp Close: 0; AST Currently In Use: 0; AST Temp Closed: 0 | 6 | 0 | 2 | 19803-073-010253 | ROGER ROPER
32659 | Retired | 1988-08-08 | 1979-01-01 |  | Petroleum | Unleaded gasoline | Unleaded gasoline |  | Steel | Steel |  | Painted or None | Steel |  | 1901-01-01 | [15 empty] | UST Currently In Use: 0; UST Temp Close: 0; AST Currently In Use: 0; AST Temp Closed: 0 | 0 | 0 | 0 | 14994-111-012277 | TRIPLE T FARM EQUIPMENT
32660 | Retired | 1988-08-08 | 1979-01-01 |  | Petroleum | On road diesel | On road diesel |  | Steel | Steel |  | Painted or None | Steel |  | 1901-01-01 | [15 empty] | UST Currently In Use: 0; UST Temp Close: 0; AST Currently In Use: 0; AST Temp Closed: 0 | 0 | 0 | 0 | 14994-111-012277 | TRIPLE T FARM EQUIPMENT
32664 | Permanently Closed | 2008-09-11 | 1986-03-10 | 2009-10-20 | Petroleum | Unleaded gasoline | Unleaded gasoline | Retail | Steel | Steel | Coated & cathodic protection (sti-P3) |  | Fiberglass reinforced plastic |  |  |  | Catchment Basin, Single walled catchment basin | Automatic shutoff device At 95% full | Automatic shutoff device At 95% full |  |  | Statistical Inventory Reconciliation (SIR) | [8 empty] | UST Currently In Use: 0; UST Temp Close: 0; AST Currently In Use: 0; AST Temp Closed: 0 | 0 | 0 | 3 | 13529-057-006105 | MOORE PETROLEUM COMPANY, INC.
32665 | Permanently Closed | 2008-09-11 | 1986-03-10 | 2009-10-20 | Petroleum | Mid-grade gasoline | Mid-grade gasoline | Retail | Steel | Steel | Coated & cathodic protection (sti-P3) |  | Fiberglass reinforced plastic |  |  |  | Catchment Basin, Single walled catchment basin | Automatic shutoff device At 95% full | Automatic shutoff device At 95% full |  |  | Statistical Inventory Reconciliation (SIR) | [8 empty] | UST Currently In Use: 0; UST Temp Close: 0; AST Currently In Use: 0; AST Temp Closed: 0 | 0 | 0 | 3 | 13529-057-006105 | MOORE PETROLEUM COMPANY, INC.
32666 | Permanently Closed | 2008-09-11 | 1986-03-10 | 2009-10-20 | Petroleum | Unleaded gasoline | Unleaded gasoline | Retail | Steel | Steel | Coated & cathodic protection (sti-P3) |  | Fiberglass reinforced plastic |  |  |  | Catchment Basin, Single walled catchment basin | Automatic shutoff device At 95% full | Automatic shutoff device At 95% full |  |  | Statistical Inventory Reconciliation (SIR) | [8 empty] | UST Currently In Use: 0; UST Temp Close: 0; AST Currently In Use: 0; AST Temp Closed: 0 | 0 | 0 | 3 | 13529-057-006105 | MOORE PETROLEUM COMPANY, INC.
32667 | Temporary Closed | 2013-10-31 | 1987-11-01 |  | Petroleum | On road diesel | On road diesel | Retail | Fiberglass reinforced plastic | Fiberglass reinforced plastic |  |  | Flexible |  |  | Other, FLXS ISOLA | Catchment Basin, Single walled catchment basin | Automatic shutoff device At 95% full | Automatic shutoff device At 95% full |  |  | Statistical Inventory Reconciliation (SIR) | [8 empty] | UST Currently In Use: 0; UST Temp Close: 4; AST Currently In Use: 0; AST Temp Closed: 0 | 0 | 4 | 0 | 13529-057-013403 | MOORE PETROLEUM COMPANY, INC.
32668 | Temporary Closed | 2007-09-26 | 1986-10-15 |  | Petroleum | Premium gasoline | Premium gasoline | Retail | Fiberglass reinforced plastic, Single Wall | Single Wall |  |  | Fiberglass reinforced plastic, Single Wall |  | 1901-01-01 |  | Catchment Basin, Single walled catchment basin | Automatic shutoff device At 95% full | Automatic shutoff device At 95% full |  |  | Statistical Inventory Reconciliation (SIR) |  | Automatic flow restrictor (MLLD) | Automatic flow restrictor (MLLD) |  |  | Statistical inventory reconciliation (SIR) | Statistical inventory reconciliation (SIR) |  | UST Currently In Use: 0; UST Temp Close: 3; AST Currently In Use: 0; AST Temp Closed: 0 | 0 | 3 | 0 | 25258-059-013880 | JASON BREWER
32669 | Temporary Closed | 2007-09-21 | 1986-10-15 |  | Petroleum | Mid-grade gasoline | Mid-grade gasoline | Retail | Fiberglass reinforced plastic, Single Wall | Single Wall |  |  | Fiberglass reinforced plastic, Single Wall |  | 1901-01-01 |  | Catchment Basin, Single walled catchment basin | Automatic shutoff device At 95% full | Automatic shutoff device At 95% full |  |  | Statistical Inventory Reconciliation (SIR) |  | Automatic flow restrictor (MLLD) | Automatic flow restrictor (MLLD) |  |  | Statistical inventory reconciliation (SIR) | Statistical inventory reconciliation (SIR) |  | UST Currently In Use: 0; UST Temp Close: 3; AST Currently In Use: 0; AST Temp Closed: 0 | 0 | 3 | 0 | 25258-059-013880 | JASON BREWER
32670 | Temporary Closed | 2007-09-21 | 1986-10-15 |  | Petroleum | Unleaded gasoline | Unleaded gasoline | Retail | Fiberglass reinforced plastic, Single Wall | Single Wall |  |  | Fiberglass reinforced plastic, Single Wall |  | 1901-01-01 |  | Catchment Basin, Single walled catchment basin | Automatic shutoff device At 95% full | Automatic shutoff device At 95% full |  |  | Statistical Inventory Reconciliation (SIR) |  | Automatic flow restrictor (MLLD) | Automatic flow restrictor (MLLD) |  |  | Statistical inventory reconciliation (SIR) | Statistical inventory reconciliation (SIR) |  | UST Currently In Use: 0; UST Temp Close: 3; AST Currently In Use: 0; AST Temp Closed: 0 | 0 | 3 | 0 | 25258-059-013880 | JASON BREWER
32671 | Permanently Closed | 2002-09-15 | 1980-01-01 | 2006-06-01 | Petroleum | Premium gasoline | Premium gasoline | Retail | Steel | Steel | Field installed cathodic protection |  | Fiberglass reinforced plastic |  | 1901-01-01 |  | Catchment Basin, Single walled catchment basin | Automatic shutoff device At 95% full | Automatic shutoff device At 95% full |  |  | Statistical Inventory Reconciliation (SIR) | [8 empty] | UST Currently In Use: 0; UST Temp Close: 0; AST Currently In Use: 0; AST Temp Closed: 0 | 0 | 0 | 5 | 20331-075-006121 | FALCON OIL CO INC
32672 | Permanently Closed | 2002-09-15 | 1980-01-01 | 2006-06-01 | Petroleum | Mid-grade gasoline | Mid-grade gasoline | Retail | Steel | Steel | Field installed cathodic protection |  | Fiberglass reinforced plastic |  | 1901-01-01 |  | Catchment Basin, Single walled catchment basin | Automatic shutoff device At 95% full | Automatic shutoff device At 95% full |  |  | Statistical Inventory Reconciliation (SIR) | [8 empty] | UST Currently In Use: 0; UST Temp Close: 0; AST Currently In Use: 0; AST Temp Closed: 0 | 0 | 0 | 5 | 20331-075-006121 | FALCON OIL CO INC
32673 | Permanently Closed | 2002-09-15 | 1948-01-01 | 2006-06-01 | Petroleum | Unleaded gasoline | Unleaded gasoline | Retail | Fiberglass reinforced plastic | Fiberglass reinforced plastic |  |  | Fiberglass reinforced plastic |  | 1901-01-01 |  | Catchment Basin, Single walled catchment basin | Automatic shutoff device At 95% full | Automatic shutoff device At 95% full |  |  | Statistical Inventory Reconciliation (SIR) | [5 empty] | Annual line testing | Annual line testing |  | UST Currently In Use: 0; UST Temp Close: 0; AST Currently In Use: 0; AST Temp Closed: 0 | 0 | 0 | 5 | 20331-075-006121 | FALCON OIL CO INC
32674 | Permanently Closed | 2002-09-15 | 1948-01-01 | 2006-06-01 | Petroleum | On road diesel | On road diesel | Retail | Steel | Steel | Field installed cathodic protection |  | Fiberglass reinforced plastic |  | 1901-01-01 |  | Catchment Basin, Single walled catchment basin | Automatic shutoff device At 95% full | Automatic shutoff device At 95% full |  |  | Statistical Inventory Reconciliation (SIR) | [8 empty] | UST Currently In Use: 0; UST Temp Close: 0; AST Currently In Use: 0; AST Temp Closed: 0 | 0 | 0 | 5 | 20331-075-006121 | FALCON OIL CO INC
32675 | Permanently Closed | 1998-08-01 | 1986-07-01 | 1998-08-20 | Petroleum | Unleaded gasoline | Unleaded gasoline |  | Fiberglass reinforced plastic | Fiberglass reinforced plastic |  |  |  |  | 1901-01-01 | [12 empty] | Annual line testing | Annual line testing |  | UST Currently In Use: 0; UST Temp Close: 0; AST Currently In Use: 0; AST Temp Closed: 0 | 0 | 0 | 5 | 20331-075-006121 | FALCON OIL CO INC
32676 | Permanently Closed | 1989-11-15 | 1958-01-01 | 1989-11-15 | Petroleum | Unleaded gasoline | Unleaded gasoline |  | Steel | Steel |  | Painted or None | Steel |  | 1901-01-01 | [15 empty] | UST Currently In Use: 0; UST Temp Close: 0; AST Currently In Use: 0; AST Temp Closed: 0 | 0 | 0 | 2 | 14998-075-006124 | TROY HIGHTOWER INC
32677 | Permanently Closed | 1989-11-15 | 1958-01-01 | 1989-11-15 | Petroleum | Unleaded gasoline | Unleaded gasoline |  | Steel | Steel |  | Painted or None | Steel |  | 1901-01-01 | [15 empty] | UST Currently In Use: 0; UST Temp Close: 0; AST Currently In Use: 0; AST Temp Closed: 0 | 0 | 0 | 2 | 14998-075-006124 | TROY HIGHTOWER INC
32678 | Permanently Closed | 1997-12-01 | 1982-01-01 | 1998-02-21 | Petroleum | On road diesel | On road diesel | Retail | Steel | Steel |  | Painted or None | Steel |  | 1901-01-01 | [12 empty] | Annual line testing | Annual line testing |  | UST Currently In Use: 0; UST Temp Close: 0; AST Currently In Use: 0; AST Temp Closed: 0 | 0 | 0 | 1 | 14998-093-006095 | TROY HIGHTOWER INC
32679 | Permanently Closed | 1996-01-01 | 1972-01-01 | 1996-08-17 | Petroleum | On road diesel | On road diesel |  | Steel | Steel |  | Painted or None | Steel |  | 1901-01-01 | [15 empty] | UST Currently In Use: 0; UST Temp Close: 0; AST Currently In Use: 0; AST Temp Closed: 0 | 0 | 0 | 1 | 14998-093-006096 | TROY HIGHTOWER INC
32680 | Permanently Closed | 1991-01-01 | 1980-01-01 | 1997-07-30 | Petroleum | On road diesel | On road diesel |  | Steel | Steel |  | Painted or None | Steel |  | 1901-01-01 | [15 empty] | UST Currently In Use: 0; UST Temp Close: 0; AST Currently In Use: 0; AST Temp Closed: 0 | 0 | 0 | 2 | 14998-093-006097 | TROY HIGHTOWER INC
32681 | Permanently Closed | 1991-01-01 | 1980-01-01 | 1997-07-30 | Petroleum | Unleaded gasoline | Unleaded gasoline |  | Steel | Steel |  | Painted or None | Steel |  | 1901-01-01 | [15 empty] | UST Currently In Use: 0; UST Temp Close: 0; AST Currently In Use: 0; AST Temp Closed: 0 | 0 | 0 | 2 | 14998-093-006097 | TROY HIGHTOWER INC
32682 | Permanently Closed | 1996-01-01 | 1976-01-01 | 1997-04-07 | Petroleum | Unleaded gasoline | Unleaded gasoline |  | Steel | Steel |  | Painted or None | Steel |  | 1901-01-01 | [15 empty] | UST Currently In Use: 0; UST Temp Close: 0; AST Currently In Use: 0; AST Temp Closed: 0 | 0 | 0 | 1 | 14998-093-006099 | TROY HIGHTOWER INC
32683 | Permanently Closed | 1993-06-30 | 1978-01-01 | 1993-07-01 | Petroleum | On road diesel | On road diesel |  | Steel | Steel |  | Painted or None | Steel |  | 1901-01-01 | [15 empty] | UST Currently In Use: 0; UST Temp Close: 0; AST Currently In Use: 0; AST Temp Closed: 0 | 0 | 0 | 2 | 14998-093-006100 | TROY HIGHTOWER INC
32684 | Permanently Closed | 1993-06-30 | 1978-01-01 | 1993-07-01 | Petroleum | Unleaded gasoline | Unleaded gasoline |  | Steel | Steel |  | Painted or None | Steel |  | 1901-01-01 | [15 empty] | UST Currently In Use: 0; UST Temp Close: 0; AST Currently In Use: 0; AST Temp Closed: 0 | 0 | 0 | 2 | 14998-093-006100 | TROY HIGHTOWER INC
32685 | Permanently Closed | 2019-08-18 | 1976-01-01 |  | Petroleum | On road diesel | On road diesel | Retail | Single Wall, Steel | Steel | Field installed cathodic protection |  | Single Wall, Steel |  | 1901-01-01 | Field installed cathodic protection | Catchment Basin, Single walled catchment basin | Automatic shutoff device At 95% full | Automatic shutoff device At 95% full |  |  | Statistical Inventory Reconciliation (SIR) | [8 empty] | UST Currently In Use: 0; UST Temp Close: 0; AST Currently In Use: 0; AST Temp Closed: 0 | 0 | 0 | 5 | 25553-093-006101 | BROCKWAY EXPRESS LLC
32686 | Permanently Closed | 2019-08-18 | 1976-01-01 |  | Petroleum | Unleaded gasoline | Unleaded gasoline | Retail | Single Wall, Steel | Steel | Field installed cathodic protection |  | Single Wall, Steel |  | 1901-01-01 | Field installed cathodic protection | Catchment Basin, Single walled catchment basin | Automatic shutoff device At 95% full | Automatic shutoff device At 95% full |  |  | Statistical Inventory Reconciliation (SIR) | [8 empty] | UST Currently In Use: 0; UST Temp Close: 0; AST Currently In Use: 0; AST Temp Closed: 0 | 0 | 0 | 5 | 25553-093-006101 | BROCKWAY EXPRESS LLC
32687 | Permanently Closed | 2019-08-18 | 1976-01-01 |  | Petroleum | Unleaded gasoline | Unleaded gasoline | Retail | Single Wall, Steel | Steel | Field installed cathodic protection |  | Single Wall, Steel |  | 1901-01-01 | Field installed cathodic protection | Catchment Basin, Single walled catchment basin | Automatic shutoff device At 95% full | Automatic shutoff device At 95% full |  |  | Statistical Inventory Reconciliation (SIR) | [8 empty] | UST Currently In Use: 0; UST Temp Close: 0; AST Currently In Use: 0; AST Temp Closed: 0 | 0 | 0 | 5 | 25553-093-006101 | BROCKWAY EXPRESS LLC
32688 | Permanently Closed | 1998-10-01 | 1976-01-01 | 1998-10-31 | Petroleum | On road diesel | On road diesel |  | Steel | Steel |  | Painted or None | Steel |  | 1901-01-01 | [15 empty] | UST Currently In Use: 0; UST Temp Close: 0; AST Currently In Use: 0; AST Temp Closed: 0 | 0 | 0 | 5 | 25553-093-006101 | BROCKWAY EXPRESS LLC
32689 | Permanently Closed | 1998-11-23 | 1976-01-01 | 1998-11-23 | Petroleum | Used oil | Used oil |  | Steel | Steel |  | Painted or None | Steel |  | 1901-01-01 | [15 empty] | UST Currently In Use: 0; UST Temp Close: 0; AST Currently In Use: 0; AST Temp Closed: 0 | 0 | 0 | 5 | 25553-093-006101 | BROCKWAY EXPRESS LLC
32690 | Permanently Closed | 2003-03-20 | 1983-01-15 | 2008-01-04 | Petroleum | Unleaded gasoline | Unleaded gasoline | Retail | Steel | Steel | Interior lined (not allowed as a standalone method of corrosion protection) |  | Fiberglass reinforced plastic |  | 1901-01-01 |  | Catchment Basin, Single walled catchment basin | Flow Rest 90% Full | Flow Rest 90% Full |  |  | Statistical Inventory Reconciliation (SIR) | [8 empty] | UST Currently In Use: 0; UST Temp Close: 0; AST Currently In Use: 0; AST Temp Closed: 0 | 0 | 0 | 3 | 22903-093-006102 | MUTTER PRODUCE & DINER
32691 | Permanently Closed | 2003-03-20 | 1983-01-15 | 2008-01-04 | Petroleum | Mid-grade gasoline | Mid-grade gasoline | Retail | Steel | Steel | Interior lined (not allowed as a standalone method of corrosion protection) |  | Fiberglass reinforced plastic |  | 1901-01-01 |  | Catchment Basin, Single walled catchment basin | Flow Rest 90% Full | Flow Rest 90% Full |  |  | Statistical Inventory Reconciliation (SIR) | [8 empty] | UST Currently In Use: 0; UST Temp Close: 0; AST Currently In Use: 0; AST Temp Closed: 0 | 0 | 0 | 3 | 22903-093-006102 | MUTTER PRODUCE & DINER
32692 | Permanently Closed | 2003-03-20 | 1983-01-15 | 2008-01-04 | Petroleum | Premium gasoline | Premium gasoline | Retail | Steel | Steel | Interior lined (not allowed as a standalone method of corrosion protection) |  | Fiberglass reinforced plastic |  | 1901-01-01 |  | Catchment Basin, Single walled catchment basin | Flow Rest 90% Full | Flow Rest 90% Full |  |  | Statistical Inventory Reconciliation (SIR) | [8 empty] | UST Currently In Use: 0; UST Temp Close: 0; AST Currently In Use: 0; AST Temp Closed: 0 | 0 | 0 | 3 | 22903-093-006102 | MUTTER PRODUCE & DINER
32693 | Permanently Closed | 1901-01-01 | 1972-01-01 | 1987-04-01 | Petroleum | Unleaded gasoline | Unleaded gasoline |  | Steel | Steel |  | Painted or None | Steel |  | 1901-01-01 | [15 empty] | UST Currently In Use: 0; UST Temp Close: 0; AST Currently In Use: 0; AST Temp Closed: 0 | 0 | 0 | 5 | 20331-093-006103 | FALCON OIL CO INC
32694 | Permanently Closed | 1901-01-01 | 1972-01-01 | 1987-04-01 | Petroleum | Unleaded gasoline | Unleaded gasoline |  | Steel | Steel |  | Painted or None | Steel |  | 1901-01-01 | [15 empty] | UST Currently In Use: 0; UST Temp Close: 0; AST Currently In Use: 0; AST Temp Closed: 0 | 0 | 0 | 5 | 20331-093-006103 | FALCON OIL CO INC
32695 | Permanently Closed | 2002-09-02 | 1987-01-01 | 2002-09-02 | Petroleum | Unleaded gasoline | Unleaded gasoline | Retail | Fiberglass reinforced plastic | Fiberglass reinforced plastic |  |  | Fiberglass reinforced plastic |  | 1901-01-01 | None | Catchment Basin, Single walled catchment basin | Automatic shutoff device At 95% full | Automatic shutoff device At 95% full |  |  | Statistical Inventory Reconciliation (SIR) | [8 empty] | UST Currently In Use: 0; UST Temp Close: 0; AST Currently In Use: 0; AST Temp Closed: 0 | 0 | 0 | 5 | 20331-093-006103 | FALCON OIL CO INC
32696 | Permanently Closed | 2002-09-02 | 1987-01-01 | 2002-09-02 | Petroleum | Unleaded gasoline | Unleaded gasoline | Retail | Fiberglass reinforced plastic | Fiberglass reinforced plastic |  |  | Fiberglass reinforced plastic |  | 1901-01-01 | None | Catchment Basin, Single walled catchment basin | Automatic shutoff device At 95% full | Automatic shutoff device At 95% full |  |  | Statistical Inventory Reconciliation (SIR) | [8 empty] | UST Currently In Use: 0; UST Temp Close: 0; AST Currently In Use: 0; AST Temp Closed: 0 | 0 | 0 | 5 | 20331-093-006103 | FALCON OIL CO INC
32697 | Permanently Closed | 2002-09-02 | 1987-01-01 | 2002-09-02 | Petroleum | Unleaded gasoline | Unleaded gasoline | Retail | Fiberglass reinforced plastic | Fiberglass reinforced plastic |  |  | Fiberglass reinforced plastic |  | 1901-01-01 | None | Catchment Basin, Single walled catchment basin | Automatic shutoff device At 95% full | Automatic shutoff device At 95% full |  |  | Statistical Inventory Reconciliation (SIR) | [8 empty] | UST Currently In Use: 0; UST Temp Close: 0; AST Currently In Use: 0; AST Temp Closed: 0 | 0 | 0 | 5 | 20331-093-006103 | FALCON OIL CO INC
32698 | Permanently Closed | 1996-01-01 | 1968-01-01 | 1997-04-07 | Petroleum | Unleaded gasoline | Unleaded gasoline |  | Steel | Steel |  | Painted or None | Steel |  | 1901-01-01 | [15 empty] | UST Currently In Use: 0; UST Temp Close: 0; AST Currently In Use: 0; AST Temp Closed: 0 | 0 | 0 | 1 | 14998-093-006104 | TROY HIGHTOWER INC
32699 | Permanently Closed | 1901-01-01 | 1958-01-01 | 1988-10-24 | Petroleum | Unleaded gasoline | Unleaded gasoline |  | Steel | Steel |  | Painted or None | Steel |  | 1901-01-01 | [15 empty] | UST Currently In Use: 0; UST Temp Close: 0; AST Currently In Use: 0; AST Temp Closed: 0 | 0 | 0 | 2 | 14998-093-006106 | TROY HIGHTOWER INC
32700 | Permanently Closed | 1901-01-01 | 1954-01-01 | 1988-10-24 | Petroleum | Unleaded gasoline | Unleaded gasoline |  | Steel | Steel |  | Painted or None | Steel |  | 1901-01-01 | [15 empty] | UST Currently In Use: 0; UST Temp Close: 0; AST Currently In Use: 0; AST Temp Closed: 0 | 0 | 0 | 2 | 14998-093-006106 | TROY HIGHTOWER INC
32701 | Permanently Closed | 1901-01-01 | 1972-01-01 | 1986-09-01 | Petroleum | Unleaded gasoline | Unleaded gasoline |  | Steel | Steel |  | Painted or None | Steel |  | 1901-01-01 | [15 empty] | UST Currently In Use: 0; UST Temp Close: 0; AST Currently In Use: 0; AST Temp Closed: 0 | 0 | 0 | 7 | 20331-093-006107 | FALCON OIL CO INC
32702 | Permanently Closed | 1901-01-01 | 1972-01-01 | 1986-09-01 | Petroleum | Unleaded gasoline | Unleaded gasoline |  | Steel | Steel |  | Painted or None | Steel |  | 1901-01-01 | [15 empty] | UST Currently In Use: 0; UST Temp Close: 0; AST Currently In Use: 0; AST Temp Closed: 0 | 0 | 0 | 7 | 20331-093-006107 | FALCON OIL CO INC
32703 | Permanently Closed | 1901-01-01 | 1972-01-01 | 1986-09-01 | Petroleum | Unleaded gasoline | Unleaded gasoline |  | Steel | Steel |  | Painted or None | Steel |  | 1901-01-01 | [15 empty] | UST Currently In Use: 0; UST Temp Close: 0; AST Currently In Use: 0; AST Temp Closed: 0 | 0 | 0 | 7 | 20331-093-006107 | FALCON OIL CO INC
32704 | Permanently Closed | 1901-01-01 | 1972-01-01 | 1986-09-01 | Petroleum | Unleaded gasoline | Unleaded gasoline |  | Steel | Steel |  | Painted or None | Steel |  | 1901-01-01 | [15 empty] | UST Currently In Use: 0; UST Temp Close: 0; AST Currently In Use: 0; AST Temp Closed: 0 | 0 | 0 | 7 | 20331-093-006107 | FALCON OIL CO INC
32705 | Permanently Closed | 2002-10-31 | 1986-09-15 | 2003-07-05 | Petroleum | Unleaded gasoline | Unleaded gasoline | Retail | Fiberglass reinforced plastic | Fiberglass reinforced plastic |  |  | Fiberglass reinforced plastic |  | 1901-01-01 | None | Catchment Basin, Single walled catchment basin | Automatic shutoff device At 95% full | Automatic shutoff device At 95% full |  |  | Statistical Inventory Reconciliation (SIR) | [8 empty] | UST Currently In Use: 0; UST Temp Close: 0; AST Currently In Use: 0; AST Temp Closed: 0 | 0 | 0 | 7 | 20331-093-006107 | FALCON OIL CO INC
32706 | Permanently Closed | 2002-10-31 | 1986-09-15 | 2003-07-05 | Petroleum | Unleaded gasoline | Unleaded gasoline | Retail | Fiberglass reinforced plastic | Fiberglass reinforced plastic |  |  | Fiberglass reinforced plastic |  | 1901-01-01 | None | Catchment Basin, Single walled catchment basin | Automatic shutoff device At 95% full | Automatic shutoff device At 95% full |  |  | Statistical Inventory Reconciliation (SIR) | [8 empty] | UST Currently In Use: 0; UST Temp Close: 0; AST Currently In Use: 0; AST Temp Closed: 0 | 0 | 0 | 7 | 20331-093-006107 | FALCON OIL CO INC
32707 | Permanently Closed | 2002-10-31 | 1986-09-15 | 2003-07-05 | Petroleum | Unleaded gasoline | Unleaded gasoline | Retail | Fiberglass reinforced plastic | Fiberglass reinforced plastic |  |  | Fiberglass reinforced plastic |  | 1901-01-01 | None | Catchment Basin, Single walled catchment basin | Automatic shutoff device At 95% full | Automatic shutoff device At 95% full |  |  | Statistical Inventory Reconciliation (SIR) | [8 empty] | UST Currently In Use: 0; UST Temp Close: 0; AST Currently In Use: 0; AST Temp Closed: 0 | 0 | 0 | 7 | 20331-093-006107 | FALCON OIL CO INC
32708 | Permanently Closed | 1997-06-01 | 1981-01-01 | 1998-05-02 | Petroleum | On road diesel | On road diesel |  | Steel | Steel |  | Painted or None | Steel |  | 1901-01-01 | [15 empty] | UST Currently In Use: 0; UST Temp Close: 0; AST Currently In Use: 0; AST Temp Closed: 0 | 0 | 0 | 2 | 14998-093-006108 | TROY HIGHTOWER INC
32709 | Permanently Closed | 1997-06-01 | 1981-01-01 | 1998-05-02 | Petroleum | Unleaded gasoline | Unleaded gasoline |  | Steel | Steel |  | Painted or None | Steel |  | 1901-01-01 | [15 empty] | UST Currently In Use: 0; UST Temp Close: 0; AST Currently In Use: 0; AST Temp Closed: 0 | 0 | 0 | 2 | 14998-093-006108 | TROY HIGHTOWER INC
32710 | Permanently Closed | 1989-07-27 | 1958-01-01 | 1989-07-27 | Petroleum | Unleaded gasoline | Unleaded gasoline |  | Steel | Steel |  | Painted or None | Steel |  | 1901-01-01 | [15 empty] | UST Currently In Use: 0; UST Temp Close: 0; AST Currently In Use: 0; AST Temp Closed: 0 | 0 | 0 | 9 | 20331-093-006119 | FALCON OIL CO INC
32711 | Permanently Closed | 1989-07-27 | 1958-01-01 | 1989-07-27 | Petroleum | Unleaded gasoline | Unleaded gasoline |  | Steel | Steel |  | Painted or None | Steel |  | 1901-01-01 | [15 empty] | UST Currently In Use: 0; UST Temp Close: 0; AST Currently In Use: 0; AST Temp Closed: 0 | 0 | 0 | 9 | 20331-093-006119 | FALCON OIL CO INC
32712 | Permanently Closed | 1989-07-27 | 1958-01-01 | 1989-07-27 | Petroleum | Unleaded gasoline | Unleaded gasoline |  | Steel | Steel |  | Painted or None | Steel |  | 1901-01-01 | [15 empty] | UST Currently In Use: 0; UST Temp Close: 0; AST Currently In Use: 0; AST Temp Closed: 0 | 0 | 0 | 9 | 20331-093-006119 | FALCON OIL CO INC
32713 | Permanently Closed | 1989-07-27 | 1958-01-01 | 1989-07-27 | Petroleum | Unleaded gasoline | Unleaded gasoline |  | Steel | Steel |  | Painted or None | Steel |  | 1901-01-01 | [15 empty] | UST Currently In Use: 0; UST Temp Close: 0; AST Currently In Use: 0; AST Temp Closed: 0 | 0 | 0 | 9 | 20331-093-006119 | FALCON OIL CO INC
32714 | Permanently Closed | 1989-07-27 | 1958-01-01 | 1989-07-27 | Petroleum | On road diesel | On road diesel |  | Steel | Steel |  | Painted or None | Steel |  | 1901-01-01 | [15 empty] | UST Currently In Use: 0; UST Temp Close: 0; AST Currently In Use: 0; AST Temp Closed: 0 | 0 | 0 | 9 | 20331-093-006119 | FALCON OIL CO INC
32715 | Permanently Closed | 1998-12-03 | 1989-01-01 | 1998-12-03 | Petroleum | On road diesel | On road diesel | Retail | Fiberglass reinforced plastic | Fiberglass reinforced plastic |  |  | Fiberglass reinforced plastic |  | 1901-01-01 |  | Catchment Basin, Single walled catchment basin | [10 empty] | Annual line testing | Annual line testing |  | UST Currently In Use: 0; UST Temp Close: 0; AST Currently In Use: 0; AST Temp Closed: 0 | 0 | 0 | 9 | 20331-093-006119 | FALCON OIL CO INC
32716 | Permanently Closed | 2004-04-02 | 1989-06-10 | 2005-05-27 | Petroleum | Unleaded gasoline | Unleaded gasoline | Retail | Fiberglass reinforced plastic | Fiberglass reinforced plastic |  |  | Fiberglass reinforced plastic |  | 1901-01-01 |  | Catchment Basin, Single walled catchment basin | Flow Rest 90% Full | Flow Rest 90% Full |  |  | Statistical Inventory Reconciliation (SIR) | [8 empty] | UST Currently In Use: 0; UST Temp Close: 0; AST Currently In Use: 0; AST Temp Closed: 0 | 0 | 0 | 9 | 20331-093-006119 | FALCON OIL CO INC
32717 | Permanently Closed | 2004-04-02 | 1989-06-10 | 2005-05-27 | Petroleum | Mid-grade gasoline | Mid-grade gasoline | Retail | Fiberglass reinforced plastic | Fiberglass reinforced plastic |  |  | Fiberglass reinforced plastic |  | 1901-01-01 |  | Catchment Basin, Single walled catchment basin | Flow Rest 90% Full | Flow Rest 90% Full |  |  | Statistical Inventory Reconciliation (SIR) | [8 empty] | UST Currently In Use: 0; UST Temp Close: 0; AST Currently In Use: 0; AST Temp Closed: 0 | 0 | 0 | 9 | 20331-093-006119 | FALCON OIL CO INC
32718 | Permanently Closed | 2004-04-02 | 1989-06-10 | 2005-05-27 | Petroleum | Premium gasoline | Premium gasoline | Retail | Fiberglass reinforced plastic | Fiberglass reinforced plastic |  |  | Fiberglass reinforced plastic |  | 1901-01-01 |  | Catchment Basin, Single walled catchment basin | Flow Rest 90% Full | Flow Rest 90% Full |  |  | Statistical Inventory Reconciliation (SIR) | [8 empty] | UST Currently In Use: 0; UST Temp Close: 0; AST Currently In Use: 0; AST Temp Closed: 0 | 0 | 0 | 9 | 20331-093-006119 | FALCON OIL CO INC
32719 | Permanently Closed | 2008-11-21 | 1982-01-01 | 2009-06-29 | Petroleum | Unleaded gasoline | Unleaded gasoline | Retail | Steel | Steel | Field installed cathodic protection |  | Steel |  | 1901-01-01 | Field installed cathodic protection | Catchment Basin, Single walled catchment basin | Automatic shutoff device At 95% full | Automatic shutoff device At 95% full | [8 empty] | Annual line testing | Annual line testing |  | UST Currently In Use: 0; UST Temp Close: 0; AST Currently In Use: 0; AST Temp Closed: 0 | 0 | 0 | 4 | 15347-093-006120 | WEST OIL COMPANY, INC.
32720 | Permanently Closed | 2008-11-21 | 1982-01-01 | 2009-06-29 | Petroleum | Mid-grade gasoline | Mid-grade gasoline | Retail | Steel | Steel | Field installed cathodic protection |  | Steel |  | 1901-01-01 | Field installed cathodic protection | Catchment Basin, Single walled catchment basin | Automatic shutoff device At 95% full | Automatic shutoff device At 95% full | [8 empty] | Annual line testing | Annual line testing |  | UST Currently In Use: 0; UST Temp Close: 0; AST Currently In Use: 0; AST Temp Closed: 0 | 0 | 0 | 4 | 15347-093-006120 | WEST OIL COMPANY, INC.
32721 | Permanently Closed | 2008-11-21 | 1982-01-01 | 2009-06-29 | Petroleum | Premium gasoline | Premium gasoline | Retail | Steel | Steel | Field installed cathodic protection |  | Steel |  | 1901-01-01 | Field installed cathodic protection | Catchment Basin, Single walled catchment basin | Automatic shutoff device At 95% full | Automatic shutoff device At 95% full | [8 empty] | Annual line testing | Annual line testing |  | UST Currently In Use: 0; UST Temp Close: 0; AST Currently In Use: 0; AST Temp Closed: 0 | 0 | 0 | 4 | 15347-093-006120 | WEST OIL COMPANY, INC.
32722 | Permanently Closed | 1998-09-19 | 1982-01-01 | 1998-09-19 | Petroleum | Used oil | Used oil | Retail | Steel | Steel |  | Painted or None | Steel |  | 1901-01-01 | [15 empty] | UST Currently In Use: 0; UST Temp Close: 0; AST Currently In Use: 0; AST Temp Closed: 0 | 0 | 0 | 4 | 15347-093-006120 | WEST OIL COMPANY, INC.
32723 | Permanently Closed | 1901-01-01 | 1981-01-01 |  | Petroleum | Unleaded gasoline | Unleaded gasoline |  | Steel | Steel |  | Painted or None | Steel |  | 1901-01-01 | [15 empty] | UST Currently In Use: 0; UST Temp Close: 0; AST Currently In Use: 0; AST Temp Closed: 0 | 0 | 0 | 2 | 14998-093-006122 | TROY HIGHTOWER INC
32724 | Permanently Closed | 1901-01-01 | 1981-01-01 |  | Petroleum | Unleaded gasoline | Unleaded gasoline |  | Steel | Steel |  | Painted or None | Steel |  | 1901-01-01 | [15 empty] | UST Currently In Use: 0; UST Temp Close: 0; AST Currently In Use: 0; AST Temp Closed: 0 | 0 | 0 | 2 | 14998-093-006122 | TROY HIGHTOWER INC
32725 | Permanently Closed | 1995-07-01 | 1982-01-01 | 1995-07-24 | Petroleum | Unleaded gasoline | Unleaded gasoline |  | Steel | Steel |  | Painted or None | Steel |  | 1901-01-01 | [15 empty] | UST Currently In Use: 0; UST Temp Close: 0; AST Currently In Use: 0; AST Temp Closed: 0 | 0 | 0 | 2 | 14998-093-006123 | TROY HIGHTOWER INC
32726 | Permanently Closed | 1995-07-01 | 1982-01-01 | 1995-07-24 | Petroleum | Unleaded gasoline | Unleaded gasoline |  | Steel | Steel |  | Painted or None | Steel |  | 1901-01-01 | [15 empty] | UST Currently In Use: 0; UST Temp Close: 0; AST Currently In Use: 0; AST Temp Closed: 0 | 0 | 0 | 2 | 14998-093-006123 | TROY HIGHTOWER INC
32727 | Permanently Closed | 1901-01-01 | 1964-01-01 | 1986-06-01 | Petroleum | Unleaded gasoline | Unleaded gasoline |  | Steel | Steel |  | Painted or None | Steel |  | 1901-01-01 | [15 empty] | UST Currently In Use: 0; UST Temp Close: 0; AST Currently In Use: 0; AST Temp Closed: 0 | 0 | 0 | 5 | 14998-093-006125 | TROY HIGHTOWER INC
32728 | Permanently Closed | 1901-01-01 | 1964-01-01 | 1986-06-01 | Petroleum | Unleaded gasoline | Unleaded gasoline |  | Steel | Steel |  | Painted or None | Steel |  | 1901-01-01 | [15 empty] | UST Currently In Use: 0; UST Temp Close: 0; AST Currently In Use: 0; AST Temp Closed: 0 | 0 | 0 | 5 | 14998-093-006125 | TROY HIGHTOWER INC
32729 | Permanently Closed | 1990-09-26 | 1986-01-01 | 1990-09-26 | Petroleum | Unleaded gasoline | Unleaded gasoline |  | Fiberglass reinforced plastic | Fiberglass reinforced plastic |  |  | Fiberglass reinforced plastic |  | 1901-01-01 | [15 empty] | UST Currently In Use: 0; UST Temp Close: 0; AST Currently In Use: 0; AST Temp Closed: 0 | 0 | 0 | 5 | 14998-093-006125 | TROY HIGHTOWER INC
32730 | Permanently Closed | 1990-09-26 | 1986-01-01 | 1990-09-26 | Petroleum | Unleaded gasoline | Unleaded gasoline |  | Fiberglass reinforced plastic | Fiberglass reinforced plastic |  |  | Fiberglass reinforced plastic |  | 1901-01-01 | [15 empty] | UST Currently In Use: 0; UST Temp Close: 0; AST Currently In Use: 0; AST Temp Closed: 0 | 0 | 0 | 5 | 14998-093-006125 | TROY HIGHTOWER INC
32731 | Permanently Closed | 1990-09-26 | 1986-01-01 | 1990-09-26 | Petroleum | Unleaded gasoline | Unleaded gasoline |  | Fiberglass reinforced plastic | Fiberglass reinforced plastic |  |  | Fiberglass reinforced plastic |  | 1901-01-01 | [15 empty] | UST Currently In Use: 0; UST Temp Close: 0; AST Currently In Use: 0; AST Temp Closed: 0 | 0 | 0 | 5 | 14998-093-006125 | TROY HIGHTOWER INC
32732 | Permanently Closed | 1989-12-18 | 1958-01-01 | 1989-12-18 | Petroleum | Unleaded gasoline | Unleaded gasoline |  | Steel | Steel |  | Painted or None | Steel |  | 1901-01-01 | [15 empty] | UST Currently In Use: 0; UST Temp Close: 0; AST Currently In Use: 0; AST Temp Closed: 0 | 0 | 0 | 4 | 14998-093-006126 | TROY HIGHTOWER INC
32733 | Permanently Closed | 1989-12-18 | 1958-01-01 | 1989-12-18 | Petroleum | Unleaded gasoline | Unleaded gasoline |  | Steel | Steel |  | Painted or None | Steel |  | 1901-01-01 | [15 empty] | UST Currently In Use: 0; UST Temp Close: 0; AST Currently In Use: 0; AST Temp Closed: 0 | 0 | 0 | 4 | 14998-093-006126 | TROY HIGHTOWER INC
32734 | Permanently Closed | 1989-12-18 | 1958-01-01 | 1989-12-18 | Petroleum | Unleaded gasoline | Unleaded gasoline |  | Steel | Steel |  | Painted or None | Steel |  | 1901-01-01 | [15 empty] | UST Currently In Use: 0; UST Temp Close: 0; AST Currently In Use: 0; AST Temp Closed: 0 | 0 | 0 | 4 | 14998-093-006126 | TROY HIGHTOWER INC
32735 | Permanently Closed | 1989-12-18 | 1958-01-01 | 1989-12-18 | Petroleum | On road diesel | On road diesel |  | Steel | Steel |  | Painted or None | Steel |  | 1901-01-01 | [15 empty] | UST Currently In Use: 0; UST Temp Close: 0; AST Currently In Use: 0; AST Temp Closed: 0 | 0 | 0 | 4 | 14998-093-006126 | TROY HIGHTOWER INC
32736 | Permanently Closed | 1997-01-01 | 1964-01-01 | 1997-07-29 | Petroleum | Unleaded gasoline | Unleaded gasoline |  | Steel | Steel |  | Painted or None | Steel |  | 1901-01-01 | [15 empty] | UST Currently In Use: 0; UST Temp Close: 0; AST Currently In Use: 0; AST Temp Closed: 0 | 0 | 0 | 1 | 14998-093-006127 | TROY HIGHTOWER INC
32737 | Permanently Closed | 1997-12-01 | 1981-01-01 | 1998-01-29 | Petroleum | Unleaded gasoline | Unleaded gasoline |  | Steel | Steel |  | Painted or None | Steel |  | 1901-01-01 | [15 empty] | UST Currently In Use: 0; UST Temp Close: 0; AST Currently In Use: 0; AST Temp Closed: 0 | 0 | 0 | 1 | 14998-093-006128 | TROY HIGHTOWER INC
32738 | Permanently Closed | 1989-03-13 | 1983-01-01 | 1990-03-13 | Petroleum | On road diesel | On road diesel |  | Steel | Steel |  | Painted or None | Steel |  | 1901-01-01 | [15 empty] | UST Currently In Use: 0; UST Temp Close: 0; AST Currently In Use: 0; AST Temp Closed: 0 | 0 | 0 | 1 | 14998-093-006129 | TROY HIGHTOWER INC
32739 | Permanently Closed | 2006-11-10 | 1986-05-15 | 2007-04-17 | Petroleum | Unleaded gasoline | Unleaded gasoline | Retail | Fiberglass reinforced plastic | Fiberglass reinforced plastic |  |  | Fiberglass reinforced plastic |  | 1901-01-01 | None | Catchment Basin, Single walled catchment basin | Automatic shutoff device At 95% full | Automatic shutoff device At 95% full |  |  | Statistical Inventory Reconciliation (SIR) | [8 empty] | UST Currently In Use: 0; UST Temp Close: 0; AST Currently In Use: 0; AST Temp Closed: 0 | 0 | 0 | 3 | 22707-093-008320 | RUTH SHAFFER CASON
32740 | Permanently Closed | 2006-11-10 | 1986-05-15 | 2007-04-17 | Petroleum | Unleaded gasoline | Unleaded gasoline | Retail | Fiberglass reinforced plastic | Fiberglass reinforced plastic |  |  | Fiberglass reinforced plastic |  | 1901-01-01 | None | Catchment Basin, Single walled catchment basin | Automatic shutoff device At 95% full | Automatic shutoff device At 95% full |  |  | Statistical Inventory Reconciliation (SIR) | [8 empty] | UST Currently In Use: 0; UST Temp Close: 0; AST Currently In Use: 0; AST Temp Closed: 0 | 0 | 0 | 3 | 22707-093-008320 | RUTH SHAFFER CASON
32741 | Permanently Closed | 2006-11-10 | 1986-05-15 | 2007-04-17 | Petroleum | Unleaded gasoline | Unleaded gasoline | Retail | Fiberglass reinforced plastic | Fiberglass reinforced plastic |  |  | Fiberglass reinforced plastic |  | 1901-01-01 | None | Catchment Basin, Single walled catchment basin | Automatic shutoff device At 95% full | Automatic shutoff device At 95% full |  |  | Statistical Inventory Reconciliation (SIR) | [8 empty] | UST Currently In Use: 0; UST Temp Close: 0; AST Currently In Use: 0; AST Temp Closed: 0 | 0 | 0 | 3 | 22707-093-008320 | RUTH SHAFFER CASON
32742 | Cannot Locate or abandoned | 1998-11-01 | 1972-01-01 |  | Petroleum | Unleaded gasoline | Unleaded gasoline | Retail | Steel | Steel |  | Painted or None | Fiberglass reinforced plastic |  | 1901-01-01 |  | Catchment Basin, Single walled catchment basin | Automatic shutoff device At 95% full | Automatic shutoff device At 95% full | [8 empty] | Annual line testing | Annual line testing |  | UST Currently In Use: 0; UST Temp Close: 0; AST Currently In Use: 0; AST Temp Closed: 0 | 0 | 0 | 0 | 15000-123-009141 | KENNEDY'S SERVICE
32743 | Cannot Locate or abandoned | 1998-11-01 | 1972-01-01 |  | Petroleum | Mid-grade gasoline | Mid-grade gasoline | Retail | Steel | Steel |  | Painted or None | Fiberglass reinforced plastic |  | 1901-01-01 |  | Catchment Basin, Single walled catchment basin | Automatic shutoff device At 95% full | Automatic shutoff device At 95% full | [8 empty] | Annual line testing | Annual line testing |  | UST Currently In Use: 0; UST Temp Close: 0; AST Currently In Use: 0; AST Temp Closed: 0 | 0 | 0 | 0 | 15000-123-009141 | KENNEDY'S SERVICE
32744 | Cannot Locate or abandoned | 1998-11-01 | 1972-01-01 |  | Petroleum | Premium gasoline | Premium gasoline | Retail | Steel | Steel |  | Painted or None | Fiberglass reinforced plastic |  | 1901-01-01 |  | Catchment Basin, Single walled catchment basin | Automatic shutoff device At 95% full | Automatic shutoff device At 95% full | [8 empty] | Annual line testing | Annual line testing |  | UST Currently In Use: 0; UST Temp Close: 0; AST Currently In Use: 0; AST Temp Closed: 0 | 0 | 0 | 0 | 15000-123-009141 | KENNEDY'S SERVICE
32745 | Permanently Closed | 1993-08-01 | 1977-01-01 | 1997-10-28 | Petroleum | Unleaded gasoline | Unleaded gasoline |  | Steel | Steel |  | Painted or None | Steel |  | 1901-01-01 | [15 empty] | UST Currently In Use: 0; UST Temp Close: 0; AST Currently In Use: 0; AST Temp Closed: 0 | 0 | 0 | 4 | 15001-059-004655 | TROY L UNDERWOOD AND HERBERT MOSES
32746 | Permanently Closed | 1993-08-01 | 1977-01-01 | 1997-10-28 | Petroleum | Unleaded gasoline | Unleaded gasoline |  | Steel | Steel |  | Painted or None | Steel |  | 1901-01-01 | [15 empty] | UST Currently In Use: 0; UST Temp Close: 0; AST Currently In Use: 0; AST Temp Closed: 0 | 0 | 0 | 4 | 15001-059-004655 | TROY L UNDERWOOD AND HERBERT MOSES
32747 | Permanently Closed | 1993-08-01 | 1977-01-01 | 1997-11-17 | Petroleum | Unleaded gasoline | Unleaded gasoline |  | Steel | Steel |  | Painted or None | Steel |  | 1901-01-01 | [15 empty] | UST Currently In Use: 0; UST Temp Close: 0; AST Currently In Use: 0; AST Temp Closed: 0 | 0 | 0 | 4 | 15001-059-004655 | TROY L UNDERWOOD AND HERBERT MOSES
32748 | Permanently Closed | 1993-08-01 | 1977-01-01 | 1997-11-17 | Petroleum | Unleaded gasoline | Unleaded gasoline |  | Steel | Steel |  | Painted or None | Steel |  | 1901-01-01 | [15 empty] | UST Currently In Use: 0; UST Temp Close: 0; AST Currently In Use: 0; AST Temp Closed: 0 | 0 | 0 | 4 | 15001-059-004655 | TROY L UNDERWOOD AND HERBERT MOSES
32756 | Permanently Closed | 1998-10-21 | 1983-01-01 | 1998-10-21 | Petroleum | On road diesel | On road diesel | Retail, State/Federal Government | Steel | Steel |  | Painted or None | Steel |  | 1901-01-01 | [15 empty] | UST Currently In Use: 3; UST Temp Close: 0; AST Currently In Use: 0; AST Temp Closed: 0 | 3 | 0 | 3 | 15002-109-001895 | TROY UNIVERSITY
32757 | Permanently Closed | 1998-10-21 | 1983-01-01 | 1998-10-21 | Petroleum | Unleaded gasoline | Unleaded gasoline | Retail, State/Federal Government | Steel | Steel |  | Painted or None | Steel |  | 1901-01-01 | [15 empty] | UST Currently In Use: 3; UST Temp Close: 0; AST Currently In Use: 0; AST Temp Closed: 0 | 3 | 0 | 3 | 15002-109-001895 | TROY UNIVERSITY
32758 | Permanently Closed | 1998-10-21 | 1983-01-01 | 1998-10-21 | Petroleum | Unleaded gasoline | Unleaded gasoline | Retail, State/Federal Government | Steel | Steel |  |  | Steel | [17 empty] | UST Currently In Use: 3; UST Temp Close: 0; AST Currently In Use: 0; AST Temp Closed: 0 | 3 | 0 | 3 | 15002-109-001895 | TROY UNIVERSITY
32759 | Permanently Closed | 1990-08-01 | 1964-01-01 | 1991-07-25 | Petroleum | Unleaded gasoline | Unleaded gasoline |  | Steel | Steel |  | Painted or None | Steel |  | 1901-01-01 | [15 empty] | UST Currently In Use: 0; UST Temp Close: 0; AST Currently In Use: 0; AST Temp Closed: 0 | 0 | 0 | 1 | 15003-109-001999 | HOMER A ANDERSON
32760 | Retired | 1988-12-22 | 1969-01-01 |  | Petroleum | Unleaded gasoline | Unleaded gasoline |  | Steel | Steel |  | Painted or None | Steel |  | 1901-01-01 | [15 empty] | UST Currently In Use: 0; UST Temp Close: 0; AST Currently In Use: 0; AST Temp Closed: 0 | 0 | 0 | 0 | 15004-097-007011 | GREEN GROVE BAPTIST CHURCH
32761 | Retired | 1988-12-22 | 1969-01-01 |  | Petroleum | On road diesel | On road diesel |  | Steel | Steel |  | Painted or None | Steel |  | 1901-01-01 | [15 empty] | UST Currently In Use: 0; UST Temp Close: 0; AST Currently In Use: 0; AST Temp Closed: 0 | 0 | 0 | 0 | 15004-097-007011 | GREEN GROVE BAPTIST CHURCH
32762 | Permanently Closed | 1901-01-01 | 1972-01-01 | 1988-12-21 | Petroleum | On road diesel | On road diesel |  | Steel | Steel |  |  | Steel |  | 1901-01-01 | [15 empty] | UST Currently In Use: 0; UST Temp Close: 0; AST Currently In Use: 0; AST Temp Closed: 0 | 0 | 0 | 2 | 15005-015-011138 | TRUCK AND TRAILER LEASING CORP
32763 | Permanently Closed | 1901-01-01 | 1972-01-01 | 1988-12-21 | Petroleum | Used oil | Used oil |  | Steel | Steel |  |  | Steel |  | 1901-01-01 | [15 empty] | UST Currently In Use: 0; UST Temp Close: 0; AST Currently In Use: 0; AST Temp Closed: 0 | 0 | 0 | 2 | 15005-015-011138 | TRUCK AND TRAILER LEASING CORP
32764 | Cannot Locate or abandoned | 1995-04-01 | 1980-01-01 |  | Petroleum | On road diesel | On road diesel |  | Steel | Steel |  | Painted or None | Steel |  | 1901-01-01 | [15 empty] | UST Currently In Use: 0; UST Temp Close: 0; AST Currently In Use: 0; AST Temp Closed: 0 | 0 | 0 | 0 | 15006-049-009646 | TRUCK RENTALS OF ALABAMA INC
32765 | Cannot Locate or abandoned | 1995-04-01 | 1976-01-01 |  | Petroleum | On road diesel | On road diesel |  | Steel | Steel |  | Painted or None | Steel |  | 1901-01-01 | [15 empty] | UST Currently In Use: 0; UST Temp Close: 0; AST Currently In Use: 0; AST Temp Closed: 0 | 0 | 0 | 0 | 15006-049-009646 | TRUCK RENTALS OF ALABAMA INC
32766 | Cannot Locate or abandoned | 2001-09-07 | 1979-01-01 |  | Petroleum | On road diesel | On road diesel |  | Steel | Steel |  | Painted or None | Steel |  | 1901-01-01 | [15 empty] | UST Currently In Use: 0; UST Temp Close: 0; AST Currently In Use: 0; AST Temp Closed: 0 | 0 | 0 | 0 | 15006-069-005941 | TRUCK RENTALS OF ALABAMA INC
32767 | Cannot Locate or abandoned | 2001-09-07 | 1974-01-01 |  | Petroleum | On road diesel | On road diesel |  | Steel | Steel |  | Painted or None | Steel |  | 1901-01-01 | [15 empty] | UST Currently In Use: 0; UST Temp Close: 0; AST Currently In Use: 0; AST Temp Closed: 0 | 0 | 0 | 0 | 15006-069-005941 | TRUCK RENTALS OF ALABAMA INC
32768 | Permanently Closed | 1992-01-01 | 1982-01-01 | 1992-01-01 | Petroleum | On road diesel | On road diesel |  | Steel | Steel |  | Painted or None | Steel |  | 1901-01-01 | [15 empty] | UST Currently In Use: 0; UST Temp Close: 0; AST Currently In Use: 0; AST Temp Closed: 0 | 0 | 0 | 2 | 15006-097-001452 | TRUCK RENTALS OF ALABAMA INC
32769 | Permanently Closed | 1992-01-01 | 1982-01-01 | 1992-01-01 | Petroleum | Other, NEW OIL | Other |  | Steel | Steel |  | Painted or None | Steel |  | 1901-01-01 | [15 empty] | UST Currently In Use: 0; UST Temp Close: 0; AST Currently In Use: 0; AST Temp Closed: 0 | 0 | 0 | 2 | 15006-097-001452 | TRUCK RENTALS OF ALABAMA INC
32770 | Permanently Closed | 1991-04-21 | 1957-01-01 | 1991-04-21 | Petroleum | On road diesel | On road diesel |  | Steel | Steel |  |  | Steel |  | 1901-01-01 | [15 empty] | UST Currently In Use: 0; UST Temp Close: 0; AST Currently In Use: 0; AST Temp Closed: 0 | 0 | 0 | 5 | 15006-097-001453 | TRUCK RENTALS OF ALABAMA INC
32771 | Permanently Closed | 1991-04-21 | 1957-01-01 | 1991-04-21 | Petroleum | Unleaded gasoline | Unleaded gasoline |  | Steel | Steel |  |  | Steel |  | 1901-01-01 | [15 empty] | UST Currently In Use: 0; UST Temp Close: 0; AST Currently In Use: 0; AST Temp Closed: 0 | 0 | 0 | 5 | 15006-097-001453 | TRUCK RENTALS OF ALABAMA INC
32772 | Permanently Closed | 1991-04-21 | 1982-01-01 | 1991-04-21 | Petroleum | Other, NEW OIL | Other |  | Steel | Steel |  | Painted or None | Steel |  | 1901-01-01 | [15 empty] | UST Currently In Use: 0; UST Temp Close: 0; AST Currently In Use: 0; AST Temp Closed: 0 | 0 | 0 | 5 | 15006-097-001453 | TRUCK RENTALS OF ALABAMA INC
32773 | Permanently Closed | 1991-04-21 | 1957-01-01 | 1991-04-21 | Petroleum | Used oil | Used oil |  | Steel | Steel |  |  | Steel |  | 1901-01-01 | [15 empty] | UST Currently In Use: 0; UST Temp Close: 0; AST Currently In Use: 0; AST Temp Closed: 0 | 0 | 0 | 5 | 15006-097-001453 | TRUCK RENTALS OF ALABAMA INC
32774 | Permanently Closed | 1991-04-21 | 1982-01-01 | 1991-04-21 | Petroleum | Other, GEAR OIL | Other |  | Steel | Steel |  | Painted or None | Steel |  | 1901-01-01 | [15 empty] | UST Currently In Use: 0; UST Temp Close: 0; AST Currently In Use: 0; AST Temp Closed: 0 | 0 | 0 | 5 | 15006-097-001453 | TRUCK RENTALS OF ALABAMA INC
32775 | Permanently Closed | 1991-10-28 | 1976-01-01 | 1991-10-28 | Petroleum | Unleaded gasoline | Unleaded gasoline |  | Steel | Steel |  |  | Steel |  | 1901-01-01 | [15 empty] | UST Currently In Use: 0; UST Temp Close: 0; AST Currently In Use: 0; AST Temp Closed: 0 | 0 | 0 | 1 | 15008-073-009109 | TRUCK SHOP INC
32776 | Permanently Closed | 1996-10-01 | 1977-01-01 | 1997-07-16 | Petroleum | On road diesel | On road diesel |  | Steel | Steel |  | Painted or None | Steel |  | 1901-01-01 | [15 empty] | UST Currently In Use: 0; UST Temp Close: 0; AST Currently In Use: 0; AST Temp Closed: 0 | 0 | 0 | 2 | 15009-093-011156 | TRULL BUILDING SUPPLY INC
32777 | Permanently Closed | 1996-10-01 | 1977-01-01 | 1997-07-16 | Petroleum | Unleaded gasoline | Unleaded gasoline |  | Steel | Steel |  | Painted or None | Steel |  | 1901-01-01 | [15 empty] | UST Currently In Use: 0; UST Temp Close: 0; AST Currently In Use: 0; AST Temp Closed: 0 | 0 | 0 | 2 | 15009-093-011156 | TRULL BUILDING SUPPLY INC
32778 | Permanently Closed | 1996-10-01 | 1983-01-01 | 1997-04-07 | Petroleum | On road diesel | On road diesel | Bulk facility | Steel | Steel |  | Painted or None | Steel |  | 1901-01-01 | [12 empty] | Annual line testing | Annual line testing |  | UST Currently In Use: 0; UST Temp Close: 0; AST Currently In Use: 1; AST Temp Closed: 0 | 0 | 0 | 2 | 20470-101-000761 | GATOR FREIGHTWAYS,INC ATTN FUEL DEPT
32779 | Permanently Closed | 1996-10-01 | 1983-01-01 | 1997-04-07 | Petroleum | On road diesel | On road diesel | Bulk facility | Steel | Steel |  | Painted or None | Steel |  | 1901-01-01 | [12 empty] | Annual line testing | Annual line testing |  | UST Currently In Use: 0; UST Temp Close: 0; AST Currently In Use: 1; AST Temp Closed: 0 | 0 | 0 | 2 | 20470-101-000761 | GATOR FREIGHTWAYS,INC ATTN FUEL DEPT
32780 | Retired | 1987-01-01 | 1972-01-01 |  | Petroleum | Unleaded gasoline | Unleaded gasoline |  | Steel | Steel |  | Painted or None | Steel |  | 1901-01-01 | [15 empty] | UST Currently In Use: 0; UST Temp Close: 0; AST Currently In Use: 0; AST Temp Closed: 0 | 0 | 0 | 0 | 15012-073-000762 | OLD DOMONION FREIGHT
32781 | Retired | 1987-01-01 | 1972-01-01 |  | Petroleum | On road diesel | On road diesel |  | Steel | Steel |  | Painted or None | Steel |  | 1901-01-01 | [15 empty] | UST Currently In Use: 0; UST Temp Close: 0; AST Currently In Use: 0; AST Temp Closed: 0 | 0 | 0 | 0 | 15012-073-000762 | OLD DOMONION FREIGHT
32782 | Permanently Closed | 1994-03-14 | 1976-01-01 | 1994-03-14 | Petroleum | Unleaded gasoline | Unleaded gasoline |  | Steel | Steel |  | Painted or None | Steel |  | 1901-01-01 | [15 empty] | UST Currently In Use: 0; UST Temp Close: 0; AST Currently In Use: 0; AST Temp Closed: 0 | 0 | 0 | 1 | 15013-073-005512 | SAMUEL, SON & COMPANY (USA)
32783 | Permanently Closed | 1986-01-01 | 1978-01-01 | 1986-01-01 | Petroleum | Unleaded gasoline | Unleaded gasoline |  | Steel | Steel |  | Painted or None | Steel |  | 1901-01-01 | [15 empty] | UST Currently In Use: 0; UST Temp Close: 0; AST Currently In Use: 0; AST Temp Closed: 0 | 0 | 0 | 1 | 15014-005-000515 | TURNER & CARROLL CONSTRUCTION CO
32784 | Permanently Closed | 1992-06-17 | 1980-01-01 | 1992-06-17 | Petroleum | Unleaded gasoline | Unleaded gasoline |  | Steel | Steel |  |  |  |  | 1901-01-01 | [15 empty] | UST Currently In Use: 0; UST Temp Close: 0; AST Currently In Use: 0; AST Temp Closed: 0 | 0 | 0 | 2 | 15016-047-000367 | TURNER HONDA
32785 | Permanently Closed | 1992-06-17 | 1979-01-01 | 1992-06-17 | Petroleum | Used oil | Used oil |  | Steel | Steel |  |  |  |  | 1901-01-01 | [15 empty] | UST Currently In Use: 0; UST Temp Close: 0; AST Currently In Use: 0; AST Temp Closed: 0 | 0 | 0 | 2 | 15016-047-000367 | TURNER HONDA
32786 | Permanently Closed | 1999-12-02 | 1975-01-01 | 1999-12-02 | Petroleum | Unleaded gasoline | Unleaded gasoline |  | Steel | Steel |  | Painted or None | Steel |  | 1901-01-01 | [15 empty] | UST Currently In Use: 0; UST Temp Close: 0; AST Currently In Use: 0; AST Temp Closed: 0 | 0 | 0 | 2 | 25381-095-004647 | BPH CAPITAL LLC
32787 | Permanently Closed | 1991-12-10 | 1971-01-01 | 1991-12-10 | Petroleum | Unleaded gasoline | Unleaded gasoline |  | Steel | Steel | Coated & cathodic protection (sti-P3) |  | Steel |  | 1901-01-01 | Field installed cathodic protection | [14 empty] | UST Currently In Use: 0; UST Temp Close: 0; AST Currently In Use: 0; AST Temp Closed: 0 | 0 | 0 | 4 | 15019-047-001445 | TURNER MOTOR CO INC (CHEV)
32788 | Permanently Closed | 1991-12-10 | 1971-01-01 | 1991-12-10 | Petroleum | Other, NEW OIL | Other |  | Steel | Steel | Coated & cathodic protection (sti-P3) |  | Steel |  | 1901-01-01 | Field installed cathodic protection | [14 empty] | UST Currently In Use: 0; UST Temp Close: 0; AST Currently In Use: 0; AST Temp Closed: 0 | 0 | 0 | 4 | 15019-047-001445 | TURNER MOTOR CO INC (CHEV)
32789 | Permanently Closed | 1991-12-10 | 1971-01-01 | 1991-12-10 | Petroleum | Other, TRANSFLUID | Other |  | Steel | Steel | Coated & cathodic protection (sti-P3) |  | Steel |  | 1901-01-01 | Field installed cathodic protection | [14 empty] | UST Currently In Use: 0; UST Temp Close: 0; AST Currently In Use: 0; AST Temp Closed: 0 | 0 | 0 | 4 | 15019-047-001445 | TURNER MOTOR CO INC (CHEV)
32790 | Permanently Closed | 1991-12-10 | 1971-01-01 | 1991-12-10 | Petroleum | Used oil | Used oil |  | Steel | Steel | Coated & cathodic protection (sti-P3) |  | Steel |  | 1901-01-01 | Field installed cathodic protection | [14 empty] | UST Currently In Use: 0; UST Temp Close: 0; AST Currently In Use: 0; AST Temp Closed: 0 | 0 | 0 | 4 | 15019-047-001445 | TURNER MOTOR CO INC (CHEV)
32791 | Permanently Closed | 1990-02-15 | 1957-01-01 | 1990-02-15 | Petroleum | Unleaded gasoline | Unleaded gasoline |  | Steel | Steel |  | Painted or None | Steel |  | 1901-01-01 | [15 empty] | UST Currently In Use: 2; UST Temp Close: 1; AST Currently In Use: 0; AST Temp Closed: 0 | 2 | 1 | 3 | 23371-037-006742 | MARUTI NANDAN INC
32792 | Permanently Closed | 1990-02-15 | 1957-01-01 | 1990-02-15 | Petroleum | Unleaded gasoline | Unleaded gasoline |  | Steel | Steel |  | Painted or None | Steel |  | 1901-01-01 | [15 empty] | UST Currently In Use: 2; UST Temp Close: 1; AST Currently In Use: 0; AST Temp Closed: 0 | 2 | 1 | 3 | 23371-037-006742 | MARUTI NANDAN INC
32793 | Permanently Closed | 1990-02-15 | 1968-01-01 | 1990-02-15 | Petroleum | Unleaded gasoline | Unleaded gasoline |  | Steel | Steel |  | Painted or None | Steel |  | 1901-01-01 | [15 empty] | UST Currently In Use: 2; UST Temp Close: 1; AST Currently In Use: 0; AST Temp Closed: 0 | 2 | 1 | 3 | 23371-037-006742 | MARUTI NANDAN INC
32794 | Currently in Use |  | 1990-02-01 |  | Petroleum | Unleaded gasoline | Unleaded gasoline | Retail | Fiberglass reinforced plastic, Single Wall | Single Wall |  |  | Fiberglass reinforced plastic, Single Wall |  | 1901-01-01 | None | Catchment Basin, Single walled catchment basin | Flow Rest 90% Full | Flow Rest 90% Full |  |  | Automatic Tank Gauge | [8 empty] | UST Currently In Use: 2; UST Temp Close: 1; AST Currently In Use: 0; AST Temp Closed: 0 | 2 | 1 | 3 | 23371-037-006742 | MARUTI NANDAN INC
32797 | Permanently Closed | 2011-01-01 | 1979-01-01 | 1993-08-01 | Petroleum | Unleaded gasoline | Unleaded gasoline |  | Steel | Steel |  | Painted or None | Steel |  | 1901-01-01 | [15 empty] | UST Currently In Use: 0; UST Temp Close: 0; AST Currently In Use: 0; AST Temp Closed: 0 | 0 | 0 | 2 | 15021-051-003646 | TURNER OIL INC
32798 | Permanently Closed | 2011-01-01 | 1979-01-01 | 1993-08-01 | Petroleum | On road diesel | On road diesel |  | Steel | Steel |  | Painted or None | Steel |  | 1901-01-01 | [15 empty] | UST Currently In Use: 0; UST Temp Close: 0; AST Currently In Use: 0; AST Temp Closed: 0 | 0 | 0 | 2 | 15021-051-003646 | TURNER OIL INC
32799 | Permanently Closed | 1976-06-01 | 1962-01-01 | 1990-09-29 | Petroleum | Unleaded gasoline | Unleaded gasoline |  | Steel | Steel |  | Painted or None | Steel |  | 1901-01-01 | [15 empty] | UST Currently In Use: 0; UST Temp Close: 0; AST Currently In Use: 0; AST Temp Closed: 0 | 0 | 0 | 1 | 15021-051-003647 | TURNER OIL INC
32800 | Permanently Closed | 1992-09-03 | 1979-01-01 | 1992-09-03 | Petroleum | On road diesel | On road diesel |  | Steel | Steel |  | Painted or None | Steel |  | 1901-01-01 | [15 empty] | UST Currently In Use: 0; UST Temp Close: 0; AST Currently In Use: 0; AST Temp Closed: 0 | 0 | 0 | 1 | 15021-051-003651 | TURNER OIL INC
32801 | Permanently Closed | 1981-06-01 | 1976-01-01 | 1988-12-12 | Petroleum | Other, OTHER | Other |  | Steel | Steel |  | Painted or None | Steel |  | 1901-01-01 | [15 empty] | UST Currently In Use: 0; UST Temp Close: 0; AST Currently In Use: 0; AST Temp Closed: 0 | 0 | 0 | 3 | 15021-051-003653 | TURNER OIL INC
32802 | Permanently Closed | 1981-06-01 | 1976-01-01 | 1988-12-12 | Petroleum | Other, OTHER | Other |  | Steel | Steel |  | Painted or None | Steel |  | 1901-01-01 | [15 empty] | UST Currently In Use: 0; UST Temp Close: 0; AST Currently In Use: 0; AST Temp Closed: 0 | 0 | 0 | 3 | 15021-051-003653 | TURNER OIL INC
32803 | Permanently Closed | 1981-06-01 | 1976-01-01 | 1988-12-12 | Petroleum | Other, OTHER | Other |  | Steel | Steel |  | Painted or None | Steel |  | 1901-01-01 | [15 empty] | UST Currently In Use: 0; UST Temp Close: 0; AST Currently In Use: 0; AST Temp Closed: 0 | 0 | 0 | 3 | 15021-051-003653 | TURNER OIL INC
32804 | Permanently Closed | 1991-09-23 | 1963-01-01 | 1991-09-23 | Petroleum | Unleaded gasoline | Unleaded gasoline |  | Steel | Steel |  | Painted or None | Steel |  | 1901-01-01 | [15 empty] | UST Currently In Use: 1; UST Temp Close: 0; AST Currently In Use: 0; AST Temp Closed: 0 | 1 | 0 | 3 | 24866-051-003654 | PINAKIN, LLC
32805 | Permanently Closed | 1991-09-23 | 1963-01-01 | 1991-09-23 | Petroleum | Unleaded gasoline | Unleaded gasoline |  | Steel | Steel |  | Painted or None | Steel |  | 1901-01-01 | [15 empty] | UST Currently In Use: 1; UST Temp Close: 0; AST Currently In Use: 0; AST Temp Closed: 0 | 1 | 0 | 3 | 24866-051-003654 | PINAKIN, LLC
32806 | Permanently Closed | 1991-09-23 | 1963-01-01 | 1991-09-23 | Petroleum | Unleaded gasoline | Unleaded gasoline |  | Steel | Steel |  | Painted or None | Steel |  | 1901-01-01 | [15 empty] | UST Currently In Use: 1; UST Temp Close: 0; AST Currently In Use: 0; AST Temp Closed: 0 | 1 | 0 | 3 | 24866-051-003654 | PINAKIN, LLC
32807 | Permanently Closed | 1995-11-01 | 1959-01-01 | 1997-04-30 | Petroleum | Unleaded gasoline | Unleaded gasoline | Retail | Steel | Steel |  | Painted or None | Steel |  | 1901-01-01 | [15 empty] | UST Currently In Use: 0; UST Temp Close: 0; AST Currently In Use: 0; AST Temp Closed: 0 | 0 | 0 | 3 | 15021-051-003655 | TURNER OIL INC
32808 | Permanently Closed | 1995-11-01 | 1977-01-01 | 1997-04-30 | Petroleum | Unleaded gasoline | Unleaded gasoline | Retail | Steel | Steel |  | Painted or None | Steel |  | 1901-01-01 | [15 empty] | UST Currently In Use: 0; UST Temp Close: 0; AST Currently In Use: 0; AST Temp Closed: 0 | 0 | 0 | 3 | 15021-051-003655 | TURNER OIL INC
32809 | Permanently Closed | 1995-11-01 | 1977-01-01 | 1997-04-30 | Petroleum | Unleaded gasoline | Unleaded gasoline | Retail | Steel | Steel |  | Painted or None | Steel |  | 1901-01-01 | [15 empty] | UST Currently In Use: 0; UST Temp Close: 0; AST Currently In Use: 0; AST Temp Closed: 0 | 0 | 0 | 3 | 15021-051-003655 | TURNER OIL INC
32810 | Permanently Closed | 1996-04-12 | 1964-01-01 | 1998-04-12 | Petroleum | Unleaded gasoline | Unleaded gasoline | Retail | Steel | Steel |  | Painted or None | Steel |  | 1901-01-01 | [12 empty] | Annual line testing | Annual line testing |  | UST Currently In Use: 0; UST Temp Close: 2; AST Currently In Use: 0; AST Temp Closed: 0 | 0 | 2 | 4 | 15021-051-003658 | TURNER OIL INC
32811 | Permanently Closed | 1996-04-12 | 1968-01-01 | 1998-04-12 | Petroleum | Unleaded gasoline | Unleaded gasoline | Retail | Steel | Steel |  | Painted or None | Steel |  | 1901-01-01 | [15 empty] | UST Currently In Use: 0; UST Temp Close: 2; AST Currently In Use: 0; AST Temp Closed: 0 | 0 | 2 | 4 | 15021-051-003658 | TURNER OIL INC
32812 | Permanently Closed | 1996-04-12 | 1969-01-01 | 1998-04-12 | Petroleum | Unleaded gasoline | Unleaded gasoline | Retail | Steel | Steel |  | Painted or None | Steel |  | 1901-01-01 | [15 empty] | UST Currently In Use: 0; UST Temp Close: 2; AST Currently In Use: 0; AST Temp Closed: 0 | 0 | 2 | 4 | 15021-051-003658 | TURNER OIL INC
32813 | Permanently Closed | 1971-06-01 | 1964-01-01 |  | Petroleum | Unleaded gasoline | Unleaded gasoline |  | Steel | Steel |  | Painted or None | Steel |  | 1901-01-01 | [15 empty] | UST Currently In Use: 0; UST Temp Close: 2; AST Currently In Use: 0; AST Temp Closed: 0 | 0 | 2 | 4 | 15021-051-003658 | TURNER OIL INC
32814 | Permanently Closed | 1901-01-01 | 1957-01-01 | 1986-06-01 | Petroleum | Unleaded gasoline | Unleaded gasoline |  | Steel | Steel |  | Painted or None | Steel |  | 1901-01-01 | [15 empty] | UST Currently In Use: 0; UST Temp Close: 0; AST Currently In Use: 0; AST Temp Closed: 0 | 0 | 0 | 2 | 15021-051-003659 | TURNER OIL INC
32815 | Permanently Closed | 1901-01-01 | 1957-01-01 | 1986-06-01 | Petroleum | Unleaded gasoline | Unleaded gasoline |  | Steel | Steel |  | Painted or None | Steel |  | 1901-01-01 | [15 empty] | UST Currently In Use: 0; UST Temp Close: 0; AST Currently In Use: 0; AST Temp Closed: 0 | 0 | 0 | 2 | 15021-051-003659 | TURNER OIL INC
32816 | Permanently Closed | 1901-01-01 | 1981-01-01 | 1988-12-19 | Petroleum | Unleaded gasoline | Unleaded gasoline |  | Steel | Steel |  | Painted or None | Steel |  | 1901-01-01 | [15 empty] | UST Currently In Use: 0; UST Temp Close: 0; AST Currently In Use: 0; AST Temp Closed: 0 | 0 | 0 | 2 | 15021-051-003660 | TURNER OIL INC
32817 | Permanently Closed | 1901-01-01 | 1981-01-01 | 1988-12-19 | Petroleum | Unleaded gasoline | Unleaded gasoline |  | Steel | Steel |  | Painted or None | Steel |  | 1901-01-01 | [15 empty] | UST Currently In Use: 0; UST Temp Close: 0; AST Currently In Use: 0; AST Temp Closed: 0 | 0 | 0 | 2 | 15021-051-003660 | TURNER OIL INC
32818 | Permanently Closed | 1998-09-23 | 1970-01-01 | 1998-09-23 | Petroleum | Unleaded gasoline | Unleaded gasoline |  | Steel | Steel |  | Painted or None | Steel |  | 1901-01-01 | [15 empty] | UST Currently In Use: 0; UST Temp Close: 0; AST Currently In Use: 0; AST Temp Closed: 0 | 0 | 0 | 2 | 17024-051-003661 | PEGGY BAILEY
32819 | Permanently Closed | 1998-09-23 | 1970-01-01 | 1998-09-23 | Petroleum | Unleaded gasoline | Unleaded gasoline |  | Steel | Steel |  | Painted or None | Steel |  | 1901-01-01 | [15 empty] | UST Currently In Use: 0; UST Temp Close: 0; AST Currently In Use: 0; AST Temp Closed: 0 | 0 | 0 | 2 | 17024-051-003661 | PEGGY BAILEY
32820 | Permanently Closed | 1980-06-01 | 1954-01-01 | 1988-12-01 | Petroleum | Unleaded gasoline | Unleaded gasoline |  | Steel | Steel |  | Painted or None | Steel |  | 1901-01-01 | [15 empty] | UST Currently In Use: 0; UST Temp Close: 0; AST Currently In Use: 0; AST Temp Closed: 0 | 0 | 0 | 2 | 15021-051-004615 | TURNER OIL INC
32821 | Permanently Closed | 1980-06-01 | 1954-01-01 | 1988-12-01 | Petroleum | Unleaded gasoline | Unleaded gasoline |  | Steel | Steel |  | Painted or None | Steel |  | 1901-01-01 | [15 empty] | UST Currently In Use: 0; UST Temp Close: 0; AST Currently In Use: 0; AST Temp Closed: 0 | 0 | 0 | 2 | 15021-051-004615 | TURNER OIL INC
32822 | Permanently Closed | 1991-09-11 | 1974-01-01 | 1991-09-11 | Petroleum | Unleaded gasoline | Unleaded gasoline |  | Steel | Steel |  | Painted or None | Steel |  | 1901-01-01 | [15 empty] | UST Currently In Use: 0; UST Temp Close: 0; AST Currently In Use: 0; AST Temp Closed: 0 | 0 | 0 | 3 | 15021-051-004616 | TURNER OIL INC
32823 | Permanently Closed | 1991-09-11 | 1966-01-01 | 1991-09-11 | Petroleum | Unleaded gasoline | Unleaded gasoline |  | Steel | Steel |  | Painted or None | Steel |  | 1901-01-01 | [15 empty] | UST Currently In Use: 0; UST Temp Close: 0; AST Currently In Use: 0; AST Temp Closed: 0 | 0 | 0 | 3 | 15021-051-004616 | TURNER OIL INC
32824 | Permanently Closed | 1991-09-11 | 1966-01-01 | 1991-09-11 | Petroleum | Unleaded gasoline | Unleaded gasoline |  | Steel | Steel |  | Painted or None | Steel |  | 1901-01-01 | [15 empty] | UST Currently In Use: 0; UST Temp Close: 0; AST Currently In Use: 0; AST Temp Closed: 0 | 0 | 0 | 3 | 15021-051-004616 | TURNER OIL INC
32825 | Currently in Use |  | 1980-01-01 |  | Petroleum | Unleaded gasoline | Unleaded gasoline | Bulk facility | Steel | Steel | Field installed cathodic protection |  | Steel |  |  | Field installed cathodic protection | Catchment Basin, Single walled catchment basin | Flow Rest 90% Full | Flow Rest 90% Full |  |  | Automatic Tank Gauge |  | Automatic shutoff device (AELLD) | Automatic shutoff device (AELLD) |  |  | Automatic electronic line leak detector (AELLD) | Automatic electronic line leak detector (AELLD) |  | UST Currently In Use: 5; UST Temp Close: 0; AST Currently In Use: 0; AST Temp Closed: 0 | 5 | 0 | 7 | 15021-051-004617 | TURNER OIL INC
32826 | Currently in Use |  | 1980-01-01 |  | Petroleum | Premium gasoline | Premium gasoline | Bulk facility | Steel | Steel | Field installed cathodic protection |  | Steel |  |  | Field installed cathodic protection | Catchment Basin, Single walled catchment basin | Flow Rest 90% Full | Flow Rest 90% Full |  |  | Automatic Tank Gauge |  | Automatic shutoff device (AELLD) | Automatic shutoff device (AELLD) |  |  | Automatic electronic line leak detector (AELLD) | Automatic electronic line leak detector (AELLD) |  | UST Currently In Use: 5; UST Temp Close: 0; AST Currently In Use: 0; AST Temp Closed: 0 | 5 | 0 | 7 | 15021-051-004617 | TURNER OIL INC
32827 | Currently in Use |  | 1980-01-01 |  | Petroleum | On road diesel | On road diesel | Bulk facility | Steel | Steel | Field installed cathodic protection |  | Steel |  |  | Field installed cathodic protection | Catchment Basin, Single walled catchment basin | Flow Rest 90% Full | Flow Rest 90% Full |  |  | Automatic Tank Gauge |  | Automatic shutoff device (AELLD) | Automatic shutoff device (AELLD) |  |  | Automatic electronic line leak detector (AELLD) | Automatic electronic line leak detector (AELLD) |  | UST Currently In Use: 5; UST Temp Close: 0; AST Currently In Use: 0; AST Temp Closed: 0 | 5 | 0 | 7 | 15021-051-004617 | TURNER OIL INC
32828 | Currently in Use |  | 1980-01-01 |  | Petroleum | On road diesel | On road diesel | Bulk facility | Steel | Steel | Field installed cathodic protection |  | Steel |  |  | Field installed cathodic protection | Catchment Basin, Single walled catchment basin | Flow Rest 90% Full | Flow Rest 90% Full |  |  | Automatic Tank Gauge |  | Automatic shutoff device (AELLD) | Automatic shutoff device (AELLD) |  |  | Automatic electronic line leak detector (AELLD) | Automatic electronic line leak detector (AELLD) |  | UST Currently In Use: 5; UST Temp Close: 0; AST Currently In Use: 0; AST Temp Closed: 0 | 5 | 0 | 7 | 15021-051-004617 | TURNER OIL INC
32829 | Permanently Closed | 1988-12-01 | 1964-01-01 |  | Petroleum | Other, MNRLSPIRIT | Other |  | Steel | Steel |  | Painted or None | Steel |  | 1901-01-01 | [15 empty] | UST Currently In Use: 5; UST Temp Close: 0; AST Currently In Use: 0; AST Temp Closed: 0 | 5 | 0 | 7 | 15021-051-004617 | TURNER OIL INC
32830 | Currently in Use |  | 1983-01-01 |  | Petroleum | Kerosene | Kerosene | Bulk facility | Steel | Steel | Field installed cathodic protection |  | Steel |  |  | Field installed cathodic protection | Catchment Basin, Single walled catchment basin | Automatic shutoff device At 95% full | Automatic shutoff device At 95% full |  |  | Automatic Tank Gauge | [8 empty] | UST Currently In Use: 5; UST Temp Close: 0; AST Currently In Use: 0; AST Temp Closed: 0 | 5 | 0 | 7 | 15021-051-004617 | TURNER OIL INC
32831 | Permanently Closed | 1995-10-29 | 1959-01-01 | 1995-10-30 | Petroleum | On road diesel | On road diesel |  | Steel | Steel |  | Painted or None | Steel |  | 1901-01-01 | [15 empty] | UST Currently In Use: 5; UST Temp Close: 0; AST Currently In Use: 0; AST Temp Closed: 0 | 5 | 0 | 7 | 15021-051-004617 | TURNER OIL INC
32832 | Permanently Closed | 1995-10-29 | 1959-01-01 | 1995-10-30 | Petroleum | Unleaded gasoline | Unleaded gasoline |  | Steel | Steel |  | Painted or None | Steel |  | 1901-01-01 | [15 empty] | UST Currently In Use: 5; UST Temp Close: 0; AST Currently In Use: 0; AST Temp Closed: 0 | 5 | 0 | 7 | 15021-051-004617 | TURNER OIL INC
32833 | Permanently Closed | 1972-09-01 | 1959-01-01 |  | Petroleum | Other, MNRLSPIRIT | Other |  | Steel | Steel |  | Painted or None | Steel |  | 1901-01-01 | [15 empty] | UST Currently In Use: 5; UST Temp Close: 0; AST Currently In Use: 0; AST Temp Closed: 0 | 5 | 0 | 7 | 15021-051-004617 | TURNER OIL INC
32834 | Permanently Closed | 1972-09-01 | 1959-01-01 |  | Petroleum | Unleaded gasoline | Unleaded gasoline |  | Steel | Steel |  | Painted or None | Steel |  | 1901-01-01 | [15 empty] | UST Currently In Use: 5; UST Temp Close: 0; AST Currently In Use: 0; AST Temp Closed: 0 | 5 | 0 | 7 | 15021-051-004617 | TURNER OIL INC
32835 | Permanently Closed | 1972-09-01 | 1959-01-01 |  | Petroleum | Kerosene | Kerosene |  | Steel | Steel |  | Painted or None | Steel |  | 1901-01-01 | [15 empty] | UST Currently In Use: 5; UST Temp Close: 0; AST Currently In Use: 0; AST Temp Closed: 0 | 5 | 0 | 7 | 15021-051-004617 | TURNER OIL INC
32836 | Permanently Closed | 1972-09-01 | 1959-01-01 |  | Petroleum | On road diesel | On road diesel |  | Steel | Steel |  | Painted or None | Steel |  | 1901-01-01 | [15 empty] | UST Currently In Use: 5; UST Temp Close: 0; AST Currently In Use: 0; AST Temp Closed: 0 | 5 | 0 | 7 | 15021-051-004617 | TURNER OIL INC
32837 | Permanently Closed | 1901-01-01 | 1971-01-01 | 1987-05-01 | Petroleum | Unleaded gasoline | Unleaded gasoline |  | Steel | Steel |  | Painted or None | Steel |  | 1901-01-01 | [6 empty] | Automatic Tank Gauge | [8 empty] | UST Currently In Use: 0; UST Temp Close: 0; AST Currently In Use: 0; AST Temp Closed: 0 | 0 | 0 | 6 | 15021-051-006743 | TURNER OIL INC
32838 | Permanently Closed | 1901-01-01 | 1971-01-01 | 1987-05-01 | Petroleum | Unleaded gasoline | Unleaded gasoline |  | Steel | Steel |  | Painted or None | Steel |  | 1901-01-01 | [15 empty] | UST Currently In Use: 0; UST Temp Close: 0; AST Currently In Use: 0; AST Temp Closed: 0 | 0 | 0 | 6 | 15021-051-006743 | TURNER OIL INC
32839 | Permanently Closed | 1901-01-01 | 1971-01-01 | 1987-05-01 | Petroleum | Unleaded gasoline | Unleaded gasoline |  | Steel | Steel |  | Painted or None | Steel |  | 1901-01-01 | [15 empty] | UST Currently In Use: 0; UST Temp Close: 0; AST Currently In Use: 0; AST Temp Closed: 0 | 0 | 0 | 6 | 15021-051-006743 | TURNER OIL INC
32840 | Permanently Closed | 2018-08-15 | 1986-01-01 | 2019-07-03 | Petroleum | Premium gasoline | Premium gasoline | Retail | Steel | Steel | Coated & cathodic protection (sti-P3) |  | Fiberglass reinforced plastic |  |  | Galvanic Cathodic, FLEX CONNS | Catchment Basin, Single walled catchment basin | Automatic shutoff device At 95% full | Automatic shutoff device At 95% full |  |  | Automatic Tank Gauge | [8 empty] | UST Currently In Use: 0; UST Temp Close: 0; AST Currently In Use: 0; AST Temp Closed: 0 | 0 | 0 | 6 | 15021-051-006743 | TURNER OIL INC
32841 | Permanently Closed | 2018-08-15 | 1986-01-01 | 2019-07-03 | Petroleum | Unleaded gasoline | Unleaded gasoline | Retail | Steel | Steel | Coated & cathodic protection (sti-P3) |  | Fiberglass reinforced plastic |  |  | Galvanic Cathodic, FLEX CONNS | Catchment Basin, Single walled catchment basin | Automatic shutoff device At 95% full | Automatic shutoff device At 95% full |  |  | Automatic Tank Gauge | [8 empty] | UST Currently In Use: 0; UST Temp Close: 0; AST Currently In Use: 0; AST Temp Closed: 0 | 0 | 0 | 6 | 15021-051-006743 | TURNER OIL INC
32842 | Permanently Closed | 2018-08-15 | 1986-01-01 | 2019-07-03 | Petroleum | Mid-grade gasoline | Mid-grade gasoline | Retail | Steel | Steel | Coated & cathodic protection (sti-P3) |  | Fiberglass reinforced plastic |  |  | Galvanic Cathodic, FLEX CONNS | Catchment Basin, Single walled catchment basin | Automatic shutoff device At 95% full | Automatic shutoff device At 95% full |  |  | Automatic Tank Gauge | [8 empty] | UST Currently In Use: 0; UST Temp Close: 0; AST Currently In Use: 0; AST Temp Closed: 0 | 0 | 0 | 6 | 15021-051-006743 | TURNER OIL INC
32843 | Permanently Closed | 1901-01-01 | 1982-01-01 | 1988-01-01 | Petroleum | Unleaded gasoline | Unleaded gasoline |  | Steel | Steel |  | Painted or None | Steel |  | 1901-01-01 | [15 empty] | UST Currently In Use: 0; UST Temp Close: 0; AST Currently In Use: 0; AST Temp Closed: 0 | 0 | 0 | 3 | 15021-051-006745 | TURNER OIL INC
32844 | Permanently Closed | 1901-01-01 | 1982-01-01 | 1988-01-01 | Petroleum | Unleaded gasoline | Unleaded gasoline |  | Steel | Steel |  | Painted or None | Steel |  | 1901-01-01 | [15 empty] | UST Currently In Use: 0; UST Temp Close: 0; AST Currently In Use: 0; AST Temp Closed: 0 | 0 | 0 | 3 | 15021-051-006745 | TURNER OIL INC
32845 | Permanently Closed | 1901-01-01 | 1982-01-01 | 1988-01-01 | Petroleum | On road diesel | On road diesel |  | Steel | Steel |  | Painted or None | Steel |  | 1901-01-01 | [15 empty] | UST Currently In Use: 0; UST Temp Close: 0; AST Currently In Use: 0; AST Temp Closed: 0 | 0 | 0 | 3 | 15021-051-006745 | TURNER OIL INC
32846 | Cannot Locate or abandoned | 1993-09-22 | 1968-01-01 |  | Petroleum | Unleaded gasoline | Unleaded gasoline |  | Steel | Steel |  | Painted or None | Steel |  | 1901-01-01 | [12 empty] | Annual line testing | Annual line testing |  | UST Currently In Use: 0; UST Temp Close: 0; AST Currently In Use: 0; AST Temp Closed: 0 | 0 | 0 | 0 | 17511-051-006746 | JIMMY FREEMAN
32847 | Cannot Locate or abandoned | 1993-09-22 | 1982-01-01 |  | Petroleum | Unleaded gasoline | Unleaded gasoline |  | Steel | Steel |  | Painted or None | Steel |  | 1901-01-01 | [15 empty] | UST Currently In Use: 0; UST Temp Close: 0; AST Currently In Use: 0; AST Temp Closed: 0 | 0 | 0 | 0 | 17511-051-006746 | JIMMY FREEMAN
32848 | Permanently Closed | 1991-09-05 | 1959-01-01 | 1991-09-05 | Petroleum | Unleaded gasoline | Unleaded gasoline |  | Steel | Steel |  | Painted or None | Steel |  | 1901-01-01 | [15 empty] | UST Currently In Use: 0; UST Temp Close: 0; AST Currently In Use: 0; AST Temp Closed: 0 | 0 | 0 | 2 | 15021-051-006747 | TURNER OIL INC
32849 | Permanently Closed | 1991-09-05 | 1959-01-01 | 1991-09-05 | Petroleum | Unleaded gasoline | Unleaded gasoline |  | Steel | Steel |  | Painted or None | Steel |  | 1901-01-01 | [15 empty] | UST Currently In Use: 0; UST Temp Close: 0; AST Currently In Use: 0; AST Temp Closed: 0 | 0 | 0 | 2 | 15021-051-006747 | TURNER OIL INC
32850 | Permanently Closed | 1991-09-25 | 1956-01-01 | 1991-09-25 | Petroleum | Unleaded gasoline | Unleaded gasoline |  | Steel | Steel |  | Painted or None | Steel |  | 1901-01-01 | [15 empty] | UST Currently In Use: 0; UST Temp Close: 4; AST Currently In Use: 0; AST Temp Closed: 0 | 0 | 4 | 4 | 15021-051-011029 | TURNER OIL INC
32851 | Permanently Closed | 1991-09-25 | 1952-01-01 | 1991-09-25 | Petroleum | Unleaded gasoline | Unleaded gasoline |  | Steel | Steel |  | Painted or None | Steel |  | 1901-01-01 | [15 empty] | UST Currently In Use: 0; UST Temp Close: 4; AST Currently In Use: 0; AST Temp Closed: 0 | 0 | 4 | 4 | 15021-051-011029 | TURNER OIL INC
32852 | Permanently Closed | 1991-09-25 | 1952-01-01 | 1991-09-25 | Petroleum | Unleaded gasoline | Unleaded gasoline |  | Steel | Steel |  | Painted or None | Steel |  | 1901-01-01 | [15 empty] | UST Currently In Use: 0; UST Temp Close: 4; AST Currently In Use: 0; AST Temp Closed: 0 | 0 | 4 | 4 | 15021-051-011029 | TURNER OIL INC
32853 | Permanently Closed | 1991-09-25 | 1956-01-01 | 1991-09-25 | Petroleum | On road diesel | On road diesel |  | Steel | Steel |  | Painted or None | Steel |  | 1901-01-01 | [15 empty] | UST Currently In Use: 0; UST Temp Close: 4; AST Currently In Use: 0; AST Temp Closed: 0 | 0 | 4 | 4 | 15021-051-011029 | TURNER OIL INC
32854 | Permanently Closed | 1998-12-10 | 1979-01-01 | 1998-12-10 | Petroleum | Unleaded gasoline | Unleaded gasoline |  | Steel | Steel |  | Painted or None | Steel |  | 1901-01-01 | [15 empty] | UST Currently In Use: 0; UST Temp Close: 0; AST Currently In Use: 1; AST Temp Closed: 0 | 0 | 0 | 2 | 15022-077-001101 | TURTLE POINT YACHT AND COUNTRY CLUB
32855 | Permanently Closed | 1998-12-10 | 1979-01-01 | 1998-12-10 | Petroleum | On road diesel | On road diesel |  | Steel | Steel |  | Painted or None | Steel |  | 1901-01-01 | [15 empty] | UST Currently In Use: 0; UST Temp Close: 0; AST Currently In Use: 1; AST Temp Closed: 0 | 0 | 0 | 2 | 15022-077-001101 | TURTLE POINT YACHT AND COUNTRY CLUB
32856 | Retired | 1988-08-08 | 1974-01-01 |  | Petroleum | Unleaded gasoline | Unleaded gasoline |  | Steel | Steel |  | Painted or None | Steel |  | 1901-01-01 | [15 empty] | UST Currently In Use: 0; UST Temp Close: 0; AST Currently In Use: 0; AST Temp Closed: 0 | 0 | 0 | 0 | 15023-125-006003 | TUSCALOOSA AIRCRAFT PAINTING CO
32857 | Permanently Closed | 1991-01-01 | 1964-01-01 | 1997-07-02 | Petroleum | On road diesel | On road diesel | Local government | Steel | Steel |  | Painted or None | Steel |  | 1901-01-01 | [15 empty] | UST Currently In Use: 0; UST Temp Close: 0; AST Currently In Use: 0; AST Temp Closed: 0 | 0 | 0 | 2 | 15024-125-002823 | TUSCALOOSA CITY BOARD OF EDUCATION
32858 | Permanently Closed | 1991-01-01 | 1974-01-01 | 1997-07-02 | Petroleum | Unleaded gasoline | Unleaded gasoline | Local government | Steel | Steel |  | Painted or None | Steel |  | 1901-01-01 | [15 empty] | UST Currently In Use: 0; UST Temp Close: 0; AST Currently In Use: 0; AST Temp Closed: 0 | 0 | 0 | 2 | 15024-125-002823 | TUSCALOOSA CITY BOARD OF EDUCATION
32859 | Permanently Closed | 1998-12-18 | 1974-01-01 | 1999-03-30 | Petroleum | Unleaded gasoline | Unleaded gasoline | Local government | Steel | Steel |  |  |  |  | 1901-01-01 | [12 empty] | Annual line testing | Annual line testing |  | UST Currently In Use: 1; UST Temp Close: 0; AST Currently In Use: 0; AST Temp Closed: 0 | 1 | 0 | 1 | 15025-125-002780 | TUSCALOOSA CO PARK & RECREATION ASSC
32860 | Permanently Closed | 1995-03-01 | 1969-01-01 | 1995-05-06 | Petroleum | Unleaded gasoline | Unleaded gasoline | Industrial, Local Government | Steel | Steel |  |  | Steel |  | 1901-01-01 | [12 empty] | Annual line testing | Annual line testing |  | UST Currently In Use: 0; UST Temp Close: 0; AST Currently In Use: 0; AST Temp Closed: 0 | 0 | 0 | 2 | 15027-125-000570 | TUSCALOOSA COUNTY BOARD OF EDUCATION
32861 | Permanently Closed | 1995-03-01 | 1959-01-01 | 1995-05-06 | Petroleum | On road diesel | On road diesel | Industrial, Local Government | Steel | Steel |  |  | Steel |  | 1901-01-01 | [12 empty] | Annual line testing | Annual line testing |  | UST Currently In Use: 0; UST Temp Close: 0; AST Currently In Use: 0; AST Temp Closed: 0 | 0 | 0 | 2 | 15027-125-000570 | TUSCALOOSA COUNTY BOARD OF EDUCATION
32862 | Permanently Closed | 2002-12-14 | 1984-01-01 | 2008-11-05 | Petroleum | Unleaded gasoline | Unleaded gasoline | Local government | Steel | Steel | Coated & cathodic protection (sti-P3) |  | Steel |  |  | Galvanic Cathodic | Catchment Basin, Single walled catchment basin | Automatic shutoff device At 95% full | Automatic shutoff device At 95% full | [8 empty] | Annual line testing | Annual line testing |  | UST Currently In Use: 0; UST Temp Close: 0; AST Currently In Use: 0; AST Temp Closed: 0 | 0 | 0 | 2 | 15027-125-002893 | TUSCALOOSA COUNTY BOARD OF EDUCATION
32863 | Permanently Closed | 2002-12-14 | 1984-01-01 | 2008-11-05 | Petroleum | On road diesel | On road diesel | Local government | Steel | Steel | Coated & cathodic protection (sti-P3) |  | Steel |  |  | Galvanic Cathodic | [11 empty] | Annual line testing | Annual line testing |  | UST Currently In Use: 0; UST Temp Close: 0; AST Currently In Use: 0; AST Temp Closed: 0 | 0 | 0 | 2 | 15027-125-002893 | TUSCALOOSA COUNTY BOARD OF EDUCATION
32864 | Permanently Closed | 2012-12-12 | 1969-01-01 | 2014-12-30 | Petroleum | On road diesel | On road diesel | Industrial, Local Government | Steel | Steel | Field installed cathodic protection |  | Steel |  |  | Field installed cathodic protection | Catchment Basin, Single walled catchment basin | Flow Rest 90% Full | Flow Rest 90% Full |  |  | Automatic Tank Gauge | [8 empty] | UST Currently In Use: 0; UST Temp Close: 0; AST Currently In Use: 0; AST Temp Closed: 0 | 0 | 0 | 4 | 15027-125-002894 | TUSCALOOSA COUNTY BOARD OF EDUCATION
32865 | Permanently Closed | 1981-01-01 | 1956-01-01 | 1990-02-21 | Petroleum | Other, X | Other | Local government | Steel | Steel |  |  | Steel |  | 1901-01-01 | [15 empty] | UST Currently In Use: 0; UST Temp Close: 0; AST Currently In Use: 0; AST Temp Closed: 0 | 0 | 0 | 4 | 15027-125-002894 | TUSCALOOSA COUNTY BOARD OF EDUCATION
32866 | Permanently Closed | 1981-01-01 | 1959-01-01 | 1990-02-21 | Petroleum | On road diesel | On road diesel | Local government | Steel | Steel |  |  | Steel |  | 1901-01-01 | [15 empty] | UST Currently In Use: 0; UST Temp Close: 0; AST Currently In Use: 0; AST Temp Closed: 0 | 0 | 0 | 4 | 15027-125-002894 | TUSCALOOSA COUNTY BOARD OF EDUCATION
32867 | Permanently Closed | 2022-04-20 | 1969-01-01 |  | Petroleum | On road diesel | On road diesel | Local government | Steel | Steel | Field installed cathodic protection |  | Steel |  |  | Field installed cathodic protection | Catchment Basin, Single walled catchment basin | Flow Rest 90% Full | Flow Rest 90% Full |  |  | Automatic Tank Gauge | [8 empty] | UST Currently In Use: 0; UST Temp Close: 0; AST Currently In Use: 0; AST Temp Closed: 0 | 0 | 0 | 2 | 15027-125-002895 | TUSCALOOSA COUNTY BOARD OF EDUCATION
32868 | Permanently Closed | 2010-11-09 | 1959-01-01 |  | Petroleum | On road diesel | On road diesel | Local government | Steel | Steel | Field installed cathodic protection |  | Steel |  |  | Field installed cathodic protection | Catchment Basin, Single walled catchment basin | Flow Rest 90% Full | Flow Rest 90% Full |  |  | Statistical Inventory Reconciliation (SIR) | [8 empty] | UST Currently In Use: 0; UST Temp Close: 0; AST Currently In Use: 0; AST Temp Closed: 0 | 0 | 0 | 2 | 15027-125-002895 | TUSCALOOSA COUNTY BOARD OF EDUCATION
32871 | Permanently Closed | 1994-03-01 | 1964-01-01 | 1994-03-23 | Petroleum | Unleaded gasoline | Unleaded gasoline | Industrial, Local Government | Steel | Steel |  |  | Steel |  | 1901-01-01 | [12 empty] | Annual line testing | Annual line testing |  | UST Currently In Use: 0; UST Temp Close: 0; AST Currently In Use: 0; AST Temp Closed: 0 | 0 | 0 | 3 | 15027-125-002896 | TUSCALOOSA COUNTY BOARD OF EDUCATION
32872 | Permanently Closed | 1994-03-01 | 1954-01-01 | 1994-03-23 | Petroleum | Unleaded gasoline | Unleaded gasoline | Industrial, Local Government | Steel | Steel |  |  | Steel |  | 1901-01-01 | [12 empty] | Annual line testing | Annual line testing |  | UST Currently In Use: 0; UST Temp Close: 0; AST Currently In Use: 0; AST Temp Closed: 0 | 0 | 0 | 3 | 15027-125-002896 | TUSCALOOSA COUNTY BOARD OF EDUCATION
32873 | Permanently Closed | 1993-05-01 | 1976-01-01 | 1994-03-23 | Petroleum | On road diesel | On road diesel | Local government | Steel | Steel |  |  | Steel |  | 1901-01-01 | [15 empty] | UST Currently In Use: 0; UST Temp Close: 0; AST Currently In Use: 0; AST Temp Closed: 0 | 0 | 0 | 3 | 15027-125-002896 | TUSCALOOSA COUNTY BOARD OF EDUCATION
32874 | Permanently Closed | 1998-06-01 | 1977-01-01 | 1998-07-23 | Petroleum | Unleaded gasoline | Unleaded gasoline | Industrial, Local Government | Steel | Steel |  |  | Steel |  | 1901-01-01 | [12 empty] | Annual line testing | Annual line testing |  | UST Currently In Use: 0; UST Temp Close: 0; AST Currently In Use: 0; AST Temp Closed: 0 | 0 | 0 | 3 | 15027-125-002897 | TUSCALOOSA COUNTY BOARD OF EDUCATION
32875 | Permanently Closed | 1998-06-01 | 1983-01-01 | 1998-07-23 | Petroleum | On road diesel | On road diesel | Industrial, Local Government | Steel | Steel |  |  | Steel |  | 1901-01-01 | [12 empty] | Annual line testing | Annual line testing |  | UST Currently In Use: 0; UST Temp Close: 0; AST Currently In Use: 0; AST Temp Closed: 0 | 0 | 0 | 3 | 15027-125-002897 | TUSCALOOSA COUNTY BOARD OF EDUCATION
32876 | Permanently Closed | 2004-07-31 | 1974-01-01 | 2014-12-29 | Petroleum | On road diesel | On road diesel | Industrial, Local Government | Steel | Steel | Field installed cathodic protection |  | Steel |  |  | Field installed cathodic protection | Catchment Basin, Single walled catchment basin | Flow Rest 90% Full | Flow Rest 90% Full | [11 empty] | UST Currently In Use: 0; UST Temp Close: 0; AST Currently In Use: 0; AST Temp Closed: 0 | 0 | 0 | 2 | 15027-125-003441 | TUSCALOOSA COUNTY BOARD OF EDUCATION
32877 | Permanently Closed | 2004-07-31 | 1960-01-01 | 2014-12-29 | Petroleum | On road diesel | On road diesel | Industrial, Local Government | Steel | Steel | Field installed cathodic protection |  | Steel |  |  | Field installed cathodic protection | Catchment Basin, Single walled catchment basin | Flow Rest 90% Full | Flow Rest 90% Full | [11 empty] | UST Currently In Use: 0; UST Temp Close: 0; AST Currently In Use: 0; AST Temp Closed: 0 | 0 | 0 | 2 | 15027-125-003441 | TUSCALOOSA COUNTY BOARD OF EDUCATION
32878 | Permanently Closed | 1997-01-01 | 1979-01-01 | 1997-08-14 | Petroleum | On road diesel | On road diesel | Industrial, Local Government | Steel | Steel |  |  | Steel |  | 1901-01-01 | [12 empty] | Annual line testing | Annual line testing |  | UST Currently In Use: 0; UST Temp Close: 0; AST Currently In Use: 0; AST Temp Closed: 0 | 0 | 0 | 2 | 15027-125-003446 | TUSCALOOSA COUNTY BOARD OF EDUCATION
32879 | Permanently Closed | 1990-11-19 | 1974-01-01 | 1990-11-19 | Petroleum | Unleaded gasoline | Unleaded gasoline | Local government | Steel | Steel |  |  | Steel |  | 1901-01-01 | [15 empty] | UST Currently In Use: 0; UST Temp Close: 0; AST Currently In Use: 0; AST Temp Closed: 0 | 0 | 0 | 1 | 15027-125-003447 | TUSCALOOSA COUNTY BOARD OF EDUCATION
32880 | Permanently Closed | 2022-04-21 | 1987-01-01 |  | Petroleum | On road diesel | On road diesel | Industrial, Local Government | Fiberglass reinforced plastic | Fiberglass reinforced plastic |  |  | Fiberglass reinforced plastic |  | 1901-01-01 |  | Catchment Basin, Single walled catchment basin | Flow Rest 90% Full | Flow Rest 90% Full |  |  | Automatic Tank Gauge | [8 empty] | UST Currently In Use: 0; UST Temp Close: 0; AST Currently In Use: 0; AST Temp Closed: 0 | 0 | 0 | 3 | 15027-125-013895 | TUSCALOOSA COUNTY BOARD OF EDUCATION
32881 | Permanently Closed | 2022-04-21 | 1987-01-01 |  | Petroleum | Premium gasoline | Premium gasoline | Industrial, Local Government | Fiberglass reinforced plastic | Fiberglass reinforced plastic |  |  | Fiberglass reinforced plastic |  | 1901-01-01 |  | Catchment Basin, Single walled catchment basin | Flow Rest 90% Full | Flow Rest 90% Full |  |  | Automatic Tank Gauge |  | Automatic flow restrictor (MLLD) | Automatic flow restrictor (MLLD) |  |  | Annual line testing | Annual line testing |  | UST Currently In Use: 0; UST Temp Close: 0; AST Currently In Use: 0; AST Temp Closed: 0 | 0 | 0 | 3 | 15027-125-013895 | TUSCALOOSA COUNTY BOARD OF EDUCATION
32882 | Permanently Closed | 2010-12-30 | 1987-01-01 |  | Petroleum | On road diesel | On road diesel | Industrial, Local Government | Fiberglass reinforced plastic | Fiberglass reinforced plastic |  |  | Fiberglass reinforced plastic |  | 1901-01-01 |  | Catchment Basin, Single walled catchment basin | Flow Rest 90% Full | Flow Rest 90% Full |  |  | Automatic Tank Gauge | [8 empty] | UST Currently In Use: 0; UST Temp Close: 0; AST Currently In Use: 0; AST Temp Closed: 0 | 0 | 0 | 3 | 15027-125-013895 | TUSCALOOSA COUNTY BOARD OF EDUCATION
32883 | Permanently Closed | 1996-09-01 | 1972-01-01 | 1997-02-04 | Petroleum | Unleaded gasoline | Unleaded gasoline | Local government | Steel | Steel |  | Painted or None | Steel |  | 1901-01-01 | [15 empty] | UST Currently In Use: 0; UST Temp Close: 0; AST Currently In Use: 0; AST Temp Closed: 0 | 0 | 0 | 1 | 15028-125-002019 | TUSCALOOSA CO. COMMISSION PUB. WORKS
32884 | Permanently Closed | 1997-07-01 | 1972-01-01 | 1997-11-21 | Petroleum | Unleaded gasoline | Unleaded gasoline | Bulk facility, Local Government | Steel | Steel |  | Painted or None | Steel |  | 1901-01-01 | [15 empty] | UST Currently In Use: 0; UST Temp Close: 0; AST Currently In Use: 0; AST Temp Closed: 0 | 0 | 0 | 3 | 15028-125-002020 | TUSCALOOSA CO. COMMISSION PUB. WORKS
32885 | Permanently Closed | 1996-04-01 | 1973-01-01 | 1997-11-20 | Petroleum | On road diesel | On road diesel | Bulk facility, Local Government | Steel | Steel |  | Painted or None | Steel |  | 1901-01-01 | [12 empty] | Annual line testing | Annual line testing |  | UST Currently In Use: 0; UST Temp Close: 0; AST Currently In Use: 0; AST Temp Closed: 0 | 0 | 0 | 3 | 15028-125-002020 | TUSCALOOSA CO. COMMISSION PUB. WORKS
32886 | Permanently Closed | 2015-04-08 | 1981-01-01 | 2015-04-08 | Petroleum | Unleaded gasoline | Unleaded gasoline | Local Government | Fiberglass reinforced plastic | Fiberglass reinforced plastic |  |  | Fiberglass reinforced plastic |  | 1901-01-01 |  | Catchment Basin, Single walled catchment basin | Automatic shutoff device At 95% full, Flow Rest 90% Full | Flow Rest 90% Full |  |  | Continuous Automatic Tank Gauge | [5 empty] | Annual line testing | Annual line testing |  | UST Currently In Use: 2; UST Temp Close: 0; AST Currently In Use: 0; AST Temp Closed: 0 | 2 | 0 | 3 | 15028-125-002021 | TUSCALOOSA CO. COMMISSION PUB. WORKS
32887 | Permanently Closed | 2015-04-08 | 1981-01-01 | 2015-04-08 | Petroleum | On road diesel | On road diesel | Local Government | Fiberglass reinforced plastic | Fiberglass reinforced plastic |  |  | Fiberglass reinforced plastic |  | 1901-01-01 |  | Catchment Basin, Single walled catchment basin | Automatic shutoff device At 95% full, Flow Rest 90% Full | Flow Rest 90% Full |  |  | Continuous Automatic Tank Gauge | [5 empty] | Annual line testing | Annual line testing |  | UST Currently In Use: 2; UST Temp Close: 0; AST Currently In Use: 0; AST Temp Closed: 0 | 2 | 0 | 3 | 15028-125-002021 | TUSCALOOSA CO. COMMISSION PUB. WORKS
32888 | Permanently Closed | 2002-03-04 | 1963-01-01 | 2002-04-05 | Petroleum | Used oil | Used oil | Local Government | Steel | Steel |  | Painted or None | Steel |  | 1901-01-01 |  | Other, X | Other, X | Other |  |  | Automatic Tank Gauge | [5 empty] | Annual line testing | Annual line testing |  | UST Currently In Use: 2; UST Temp Close: 0; AST Currently In Use: 0; AST Temp Closed: 0 | 2 | 0 | 3 | 15028-125-002021 | TUSCALOOSA CO. COMMISSION PUB. WORKS
32889 | Permanently Closed | 1997-12-01 | 1973-01-01 | 1997-12-02 | Petroleum | Unleaded gasoline | Unleaded gasoline | Bulk facility, Local Government | Steel | Steel |  | Painted or None | Steel |  | 1901-01-01 | [15 empty] | UST Currently In Use: 1; UST Temp Close: 0; AST Currently In Use: 0; AST Temp Closed: 0 | 1 | 0 | 2 | 15028-125-002022 | TUSCALOOSA CO. COMMISSION PUB. WORKS
32890 | Permanently Closed | 1995-01-23 | 1970-01-01 | 1995-01-23 | Petroleum | On road diesel | On road diesel | Local government | Steel | Steel |  | Painted or None | Steel |  | 1901-01-01 | [15 empty] | UST Currently In Use: 1; UST Temp Close: 0; AST Currently In Use: 0; AST Temp Closed: 0 | 1 | 0 | 2 | 15028-125-002022 | TUSCALOOSA CO. COMMISSION PUB. WORKS
32891 | Permanently Closed | 1986-10-01 | 1969-01-01 | 1986-10-01 | Petroleum | Unleaded gasoline | Unleaded gasoline | Local government | Steel | Steel |  | Painted or None | Steel |  | 1901-01-01 | [15 empty] | UST Currently In Use: 0; UST Temp Close: 0; AST Currently In Use: 0; AST Temp Closed: 0 | 0 | 0 | 1 | 15028-125-002023 | TUSCALOOSA CO. COMMISSION PUB. WORKS
32892 | Permanently Closed | 1997-11-21 | 1973-01-01 | 1997-11-24 | Petroleum | Unleaded gasoline | Unleaded gasoline | Bulk facility, Local Government | Steel | Steel |  | Painted or None | Steel |  | 1901-01-01 | [15 empty] | UST Currently In Use: 1; UST Temp Close: 0; AST Currently In Use: 0; AST Temp Closed: 0 | 1 | 0 | 2 | 15028-125-002024 | TUSCALOOSA CO. COMMISSION PUB. WORKS
32893 | Permanently Closed | 1996-03-01 | 1973-01-01 | 1997-11-24 | Petroleum | On road diesel | On road diesel | Bulk facility, Local Government | Steel | Steel |  | Painted or None | Steel |  | 1901-01-01 | [15 empty] | UST Currently In Use: 1; UST Temp Close: 0; AST Currently In Use: 0; AST Temp Closed: 0 | 1 | 0 | 2 | 15028-125-002024 | TUSCALOOSA CO. COMMISSION PUB. WORKS
32894 | Permanently Closed | 1995-05-25 | 1977-01-01 | 1995-05-25 | Petroleum | Unleaded gasoline | Unleaded gasoline | Local government | Steel | Steel |  | Painted or None | Steel |  | 1901-01-01 | [12 empty] | Annual line testing | Annual line testing |  | UST Currently In Use: 0; UST Temp Close: 0; AST Currently In Use: 0; AST Temp Closed: 0 | 0 | 0 | 2 | 15029-125-003362 | TUSCALOOSA HOUSING AUTHORITY
32895 | Permanently Closed | 1901-01-01 | 1968-01-01 |  | Petroleum | Unleaded gasoline | Unleaded gasoline |  | Steel | Steel |  | Painted or None | Steel |  | 1901-01-01 | [15 empty] | UST Currently In Use: 0; UST Temp Close: 0; AST Currently In Use: 0; AST Temp Closed: 0 | 0 | 0 | 2 | 15030-125-012998 | TUSCALOOSA MOTOR CO INC
32896 | Permanently Closed | 2007-12-31 | 1969-01-01 | 2009-04-29 | Petroleum | Unleaded gasoline | Unleaded gasoline | Industrial | Steel | Steel | Field installed cathodic protection |  | Steel |  | 1901-01-01 | Field installed cathodic protection | Catchment Basin, Single walled catchment basin | Automatic shutoff device At 95% full | Automatic shutoff device At 95% full | [11 empty] | UST Currently In Use: 0; UST Temp Close: 0; AST Currently In Use: 0; AST Temp Closed: 0 | 0 | 0 | 2 | 15030-125-012998 | TUSCALOOSA MOTOR CO INC
32897 | Permanently Closed | 1986-10-01 | 1980-01-01 | 1986-10-01 | Petroleum | Unleaded gasoline | Unleaded gasoline |  |  |  | Interior lined (not allowed as a standalone method of corrosion protection) |  | Steel |  | 1901-01-01 | [15 empty] | UST Currently In Use: 0; UST Temp Close: 0; AST Currently In Use: 0; AST Temp Closed: 0 | 0 | 0 | 1 | 15031-125-001391 | TUSCALOOSA SEWER SER ROOTER SEWER
32898 | Permanently Closed | 1986-02-01 | 1974-01-01 | 1989-05-01 | Petroleum | Used oil | Used oil |  | Steel | Steel |  | Painted or None |  |  | 1901-01-01 | [15 empty] | UST Currently In Use: 0; UST Temp Close: 0; AST Currently In Use: 0; AST Temp Closed: 0 | 0 | 0 | 1 | 15032-125-000686 | SOUTHLAND INTERNATIONAL INC
32899 | Permanently Closed | 1999-06-23 | 1976-01-01 | 1999-06-23 | Petroleum | Unleaded gasoline | Unleaded gasoline | Bulk facility | Steel | Steel | Field installed cathodic protection, Interior lined (not allowed as a standalone method of corrosion protection) |  | Steel |  | 1901-01-01 | Field installed cathodic protection | Catchment Basin, Single walled catchment basin | Automatic shutoff device At 95% full | Automatic shutoff device At 95% full |  |  | Statistical Inventory Reconciliation (SIR) | [8 empty] | UST Currently In Use: 0; UST Temp Close: 0; AST Currently In Use: 0; AST Temp Closed: 0 | 0 | 0 | 2 | 15033-125-002504 | TUSCALOOSA VENDING CO INC
32900 | Permanently Closed | 1901-01-01 | 1978-01-01 | 1988-10-28 | Petroleum | Unleaded gasoline | Unleaded gasoline |  | Steel | Steel |  | Painted or None | Steel |  | 1901-01-01 | [15 empty] | UST Currently In Use: 0; UST Temp Close: 0; AST Currently In Use: 0; AST Temp Closed: 0 | 0 | 0 | 2 | 15033-125-002504 | TUSCALOOSA VENDING CO INC
32901 | Permanently Closed | 1994-12-01 | 1974-01-01 | 1995-06-21 | Petroleum | On road diesel | On road diesel | Industrial, Local Government | Steel | Steel |  | Painted or None | Steel |  | 1901-01-01 | [15 empty] | UST Currently In Use: 0; UST Temp Close: 0; AST Currently In Use: 0; AST Temp Closed: 0 | 0 | 0 | 1 | 15034-125-006656 | TUSCALOOSA WATER & SEWER DEPARTMENT
32902 | Permanently Closed | 1992-12-01 | 1978-01-01 | 1992-12-31 | Petroleum | Unleaded gasoline | Unleaded gasoline | Local government | Steel | Steel |  | Painted or None | Steel |  | 1901-01-01 | [15 empty] | UST Currently In Use: 0; UST Temp Close: 0; AST Currently In Use: 0; AST Temp Closed: 0 | 0 | 0 | 1 | 15036-033-000737 | TUSCUMBIA BOARD OF EDUCATION
32903 | Permanently Closed | 1998-01-01 | 1985-01-01 | 1999-04-28 | Petroleum | Unleaded gasoline | Unleaded gasoline | State/federal government | Steel | Steel |  | Painted or None | Steel |  | 1901-01-01 | [15 empty] | UST Currently In Use: 1; UST Temp Close: 0; AST Currently In Use: 0; AST Temp Closed: 0 | 1 | 0 | 8 | 15037-087-002060 | TUSKEGEE UNIVERSITY
32904 | Permanently Closed | 1999-06-25 | 1961-01-01 | 1999-06-25 | Petroleum | Used oil | Used oil | State/federal government | Steel | Steel |  | Painted or None | Steel |  | 1901-01-01 |  | Other, EXEMPT | Other, EXEMPT | Other | [11 empty] | UST Currently In Use: 1; UST Temp Close: 0; AST Currently In Use: 0; AST Temp Closed: 0 | 1 | 0 | 8 | 15037-087-002060 | TUSKEGEE UNIVERSITY
32905 | Permanently Closed | 1999-04-05 | 1961-01-01 | 1999-04-05 | Petroleum | Used oil | Used oil | State/federal government | Fiberglass coated steel | Fiberglass coated steel |  |  | Steel |  | 1901-01-01 |  | Other, EXEMPT | Other, EXEMPT | Other | [11 empty] | UST Currently In Use: 1; UST Temp Close: 0; AST Currently In Use: 0; AST Temp Closed: 0 | 1 | 0 | 8 | 15037-087-002060 | TUSKEGEE UNIVERSITY
32906 | Permanently Closed | 1999-05-28 | 1961-01-01 | 1999-05-28 | Petroleum | Used oil | Used oil | State/federal government | Steel | Steel |  | Painted or None | Steel |  | 1901-01-01 |  | Other, EXEMPT | Other, EXEMPT | Other | [11 empty] | UST Currently In Use: 1; UST Temp Close: 0; AST Currently In Use: 0; AST Temp Closed: 0 | 1 | 0 | 8 | 15037-087-002060 | TUSKEGEE UNIVERSITY
32907 | Permanently Closed | 1992-10-13 | 1961-01-01 | 1992-10-13 | Petroleum | Used oil | Used oil | State/federal government | Steel | Steel |  | Painted or None | Steel |  | 1901-01-01 | [15 empty] | UST Currently In Use: 1; UST Temp Close: 0; AST Currently In Use: 0; AST Temp Closed: 0 | 1 | 0 | 8 | 15037-087-002060 | TUSKEGEE UNIVERSITY
32908 | Permanently Closed | 1992-10-13 | 1961-01-01 | 1992-10-13 | Petroleum | Used oil | Used oil | State/federal government | Steel | Steel |  | Painted or None | Steel |  | 1901-01-01 | [15 empty] | UST Currently In Use: 1; UST Temp Close: 0; AST Currently In Use: 0; AST Temp Closed: 0 | 1 | 0 | 8 | 15037-087-002060 | TUSKEGEE UNIVERSITY
32909 | Permanently Closed | 1998-01-01 | 1901-01-01 | 1999-05-04 | Petroleum | On road diesel | On road diesel | State/federal government | Steel | Steel |  |  |  |  | 1901-01-01 | [15 empty] | UST Currently In Use: 1; UST Temp Close: 0; AST Currently In Use: 0; AST Temp Closed: 0 | 1 | 0 | 8 | 15037-087-002060 | TUSKEGEE UNIVERSITY
32910 | Permanently Closed | 1998-01-01 | 1968-05-01 | 1999-05-04 | Petroleum | On road diesel | On road diesel | State/federal government | Steel | Steel |  | Painted or None | Steel |  | 1901-01-01 | [15 empty] | UST Currently In Use: 1; UST Temp Close: 0; AST Currently In Use: 0; AST Temp Closed: 0 | 1 | 0 | 8 | 15037-087-002060 | TUSKEGEE UNIVERSITY
32911 | Permanently Closed | 1997-07-01 | 1981-01-01 | 1997-08-19 | Petroleum | On road diesel | On road diesel |  | Steel | Steel |  | Painted or None | Steel |  | 1901-01-01 | [6 empty] | Statistical Inventory Reconciliation (SIR) | [8 empty] | UST Currently In Use: 0; UST Temp Close: 0; AST Currently In Use: 0; AST Temp Closed: 0 | 0 | 0 | 1 | 15038-077-009400 | TVC WHOLESALE INC
32912 | Permanently Closed | 1990-11-20 | 1963-01-01 | 1990-11-20 | Petroleum | Unleaded gasoline | Unleaded gasoline |  | Steel | Steel |  | Painted or None | Steel |  | 1901-01-01 | [15 empty] | UST Currently In Use: 1; UST Temp Close: 0; AST Currently In Use: 0; AST Temp Closed: 0 | 1 | 0 | 4 | 15043-009-002144 | TYSON FOODS, INC.
32913 | Permanently Closed | 1990-11-20 | 1972-01-01 | 1990-11-20 | Petroleum | Kerosene | Kerosene |  | Steel | Steel |  | Painted or None | Steel |  | 1901-01-01 | [15 empty] | UST Currently In Use: 1; UST Temp Close: 0; AST Currently In Use: 0; AST Temp Closed: 0 | 1 | 0 | 4 | 15043-009-002144 | TYSON FOODS, INC.
32914 | Permanently Closed | 1992-07-14 | 1972-01-01 | 1992-07-14 | Petroleum | On road diesel | On road diesel |  | Steel | Steel |  | Painted or None | Steel |  | 1901-01-01 | [15 empty] | UST Currently In Use: 1; UST Temp Close: 0; AST Currently In Use: 0; AST Temp Closed: 0 | 1 | 0 | 4 | 15043-009-002144 | TYSON FOODS, INC.
32915 | Permanently Closed | 1992-07-14 | 1972-01-01 | 1992-07-14 | Petroleum | Used oil | Used oil |  | Steel | Steel |  | Painted or None | Steel |  | 1901-01-01 | [15 empty] | UST Currently In Use: 1; UST Temp Close: 0; AST Currently In Use: 0; AST Temp Closed: 0 | 1 | 0 | 4 | 15043-009-002144 | TYSON FOODS, INC.
32916 | Permanently Closed | 1985-01-01 | 1964-01-01 | 1985-01-01 | Petroleum | Unleaded gasoline | Unleaded gasoline |  | Steel | Steel |  | Painted or None | Steel |  | 1901-01-01 | [15 empty] | UST Currently In Use: 0; UST Temp Close: 0; AST Currently In Use: 0; AST Temp Closed: 0 | 0 | 0 | 1 | 15043-015-002141 | TYSON FOODS, INC.
32917 | Permanently Closed | 1989-07-20 | 1978-01-01 | 1989-07-20 | Petroleum | Unleaded gasoline | Unleaded gasoline |  | Steel | Steel |  | Painted or None | Steel |  | 1901-01-01 | [15 empty] | UST Currently In Use: 0; UST Temp Close: 0; AST Currently In Use: 0; AST Temp Closed: 0 | 0 | 0 | 2 | 15043-015-002142 | TYSON FOODS, INC.
32918 | Permanently Closed | 1989-07-20 | 1982-01-01 | 1989-07-20 | Petroleum | On road diesel | On road diesel |  | Steel | Steel |  | Painted or None | Steel |  | 1901-01-01 | [15 empty] | UST Currently In Use: 0; UST Temp Close: 0; AST Currently In Use: 0; AST Temp Closed: 0 | 0 | 0 | 2 | 15043-015-002142 | TYSON FOODS, INC.
32919 | Permanently Closed | 1988-08-01 | 1978-01-01 |  | Petroleum | Unleaded gasoline | Unleaded gasoline |  | Steel | Steel |  | Painted or None | Steel |  | 1901-01-01 | [15 empty] | UST Currently In Use: 0; UST Temp Close: 0; AST Currently In Use: 0; AST Temp Closed: 0 | 0 | 0 | 4 | 15043-015-002150 | TYSON FOODS, INC.
32920 | Permanently Closed | 1993-11-30 | 1978-01-01 | 1993-11-30 | Petroleum | On road diesel | On road diesel |  | Steel | Steel |  | Painted or None | Steel |  | 1901-01-01 | [15 empty] | UST Currently In Use: 0; UST Temp Close: 0; AST Currently In Use: 0; AST Temp Closed: 0 | 0 | 0 | 4 | 15043-015-002150 | TYSON FOODS, INC.
32921 | Permanently Closed | 1993-11-30 | 1969-01-01 | 1993-11-30 | Petroleum | On road diesel | On road diesel |  | Steel | Steel |  | Painted or None | Steel |  | 1901-01-01 | [15 empty] | UST Currently In Use: 0; UST Temp Close: 0; AST Currently In Use: 0; AST Temp Closed: 0 | 0 | 0 | 4 | 15043-015-002150 | TYSON FOODS, INC.
32922 | Permanently Closed | 1993-11-30 | 1901-01-01 | 1993-11-30 | Petroleum | Unleaded gasoline | Unleaded gasoline |  | Steel | Steel |  | Painted or None | Steel |  | 1901-01-01 | [15 empty] | UST Currently In Use: 0; UST Temp Close: 0; AST Currently In Use: 0; AST Temp Closed: 0 | 0 | 0 | 4 | 15043-015-002150 | TYSON FOODS, INC.
32923 | Permanently Closed | 1999-12-01 | 1976-01-01 | 2000-04-06 | Petroleum | Unleaded gasoline | Unleaded gasoline |  | Steel | Steel |  | Painted or None | Steel |  | 1901-01-01 | [15 empty] | UST Currently In Use: 0; UST Temp Close: 0; AST Currently In Use: 0; AST Temp Closed: 0 | 0 | 0 | 4 | 15043-027-002143 | TYSON FOODS, INC.
32924 | Permanently Closed | 2000-04-06 | 1976-01-01 | 2000-04-06 | Petroleum | On road diesel | On road diesel |  | Steel | Steel |  | Painted or None | Steel |  | 1901-01-01 | [15 empty] | UST Currently In Use: 0; UST Temp Close: 0; AST Currently In Use: 0; AST Temp Closed: 0 | 0 | 0 | 4 | 15043-027-002143 | TYSON FOODS, INC.
32925 | Permanently Closed | 1986-10-01 | 1969-01-01 | 1986-10-01 | Petroleum | On road diesel | On road diesel |  | Steel | Steel |  | Painted or None | Steel |  | 1901-01-01 | [15 empty] | UST Currently In Use: 0; UST Temp Close: 0; AST Currently In Use: 0; AST Temp Closed: 0 | 0 | 0 | 4 | 15043-027-002143 | TYSON FOODS, INC.
32926 | Permanently Closed | 1986-10-01 | 1969-01-01 | 1986-10-01 | Petroleum | On road diesel | On road diesel |  | Steel | Steel |  | Painted or None | Steel |  | 1901-01-01 | [15 empty] | UST Currently In Use: 0; UST Temp Close: 0; AST Currently In Use: 0; AST Temp Closed: 0 | 0 | 0 | 4 | 15043-027-002143 | TYSON FOODS, INC.
32928 | Permanently Closed | 1993-04-06 | 1966-01-01 | 1993-04-06 | Petroleum | Unleaded gasoline | Unleaded gasoline |  | Steel | Steel |  | Painted or None | Steel |  | 1901-01-01 | [12 empty] | Annual line testing | Annual line testing |  | UST Currently In Use: 0; UST Temp Close: 1; AST Currently In Use: 1; AST Temp Closed: 0 | 0 | 1 | 2 | 15043-029-002147 | TYSON FOODS, INC.
32929 | Permanently Closed | 1993-04-06 | 1966-01-01 | 1993-04-06 | Petroleum | On road diesel | On road diesel |  | Steel | Steel |  | Painted or None | Steel |  | 1901-01-01 | [12 empty] | Annual line testing | Annual line testing |  | UST Currently In Use: 0; UST Temp Close: 1; AST Currently In Use: 1; AST Temp Closed: 0 | 0 | 1 | 2 | 15043-029-002147 | TYSON FOODS, INC.
32931 | Permanently Closed | 1988-08-01 | 1965-01-01 | 1988-08-01 | Petroleum | On road diesel | On road diesel |  | Steel | Steel |  | Painted or None | Steel |  | 1901-01-01 | [15 empty] | UST Currently In Use: 0; UST Temp Close: 0; AST Currently In Use: 0; AST Temp Closed: 0 | 0 | 0 | 8 | 15043-043-002145 | TYSON FOODS, INC.
32932 | Permanently Closed | 1988-08-01 | 1968-01-01 |  | Petroleum | On road diesel | On road diesel |  | Steel | Steel |  | Painted or None | Steel |  | 1901-01-01 | [15 empty] | UST Currently In Use: 0; UST Temp Close: 0; AST Currently In Use: 0; AST Temp Closed: 0 | 0 | 0 | 8 | 15043-043-002145 | TYSON FOODS, INC.
32933 | Permanently Closed | 1993-01-26 | 1980-01-01 | 1993-01-26 | Petroleum | On road diesel | On road diesel |  | Steel | Steel |  | Painted or None | Steel |  | 1901-01-01 | [15 empty] | UST Currently In Use: 0; UST Temp Close: 0; AST Currently In Use: 0; AST Temp Closed: 0 | 0 | 0 | 8 | 15043-043-002145 | TYSON FOODS, INC.
32934 | Permanently Closed | 1988-08-01 | 1979-01-01 |  | Petroleum | Unleaded gasoline | Unleaded gasoline |  | Steel | Steel |  | Painted or None | Steel |  | 1901-01-01 | [15 empty] | UST Currently In Use: 0; UST Temp Close: 0; AST Currently In Use: 0; AST Temp Closed: 0 | 0 | 0 | 8 | 15043-043-002145 | TYSON FOODS, INC.
32935 | Permanently Closed | 1901-01-01 | 1979-01-01 |  | Petroleum | Unleaded gasoline | Unleaded gasoline |  | Steel | Steel |  | Painted or None | Steel |  | 1901-01-01 | [15 empty] | UST Currently In Use: 0; UST Temp Close: 0; AST Currently In Use: 0; AST Temp Closed: 0 | 0 | 0 | 8 | 15043-043-002145 | TYSON FOODS, INC.
32936 | Permanently Closed | 1988-08-01 | 1974-01-01 |  | Petroleum | Used oil | Used oil |  | Steel | Steel |  | Painted or None | Steel |  | 1901-01-01 | [15 empty] | UST Currently In Use: 0; UST Temp Close: 0; AST Currently In Use: 0; AST Temp Closed: 0 | 0 | 0 | 8 | 15043-043-002145 | TYSON FOODS, INC.
32937 | Permanently Closed | 1992-01-01 | 1992-01-01 | 1992-01-01 | Petroleum | On road diesel | On road diesel |  | Steel | Steel |  | Painted or None | Steel |  | 1901-01-01 | [15 empty] | UST Currently In Use: 0; UST Temp Close: 0; AST Currently In Use: 0; AST Temp Closed: 0 | 0 | 0 | 8 | 15043-043-002145 | TYSON FOODS, INC.
32938 | Permanently Closed | 1992-04-17 | 1978-01-01 | 1992-04-17 | Petroleum | On road diesel | On road diesel |  | Steel | Steel |  | Painted or None | Steel |  | 1901-01-01 | [15 empty] | UST Currently In Use: 0; UST Temp Close: 0; AST Currently In Use: 1; AST Temp Closed: 0 | 0 | 0 | 11 | 22781-055-002148 | KOCH FARMS OF GADSDEN LLC - MR. DEAN
32939 | Permanently Closed | 1988-08-01 | 1969-01-01 |  | Petroleum | On road diesel | On road diesel |  | Steel | Steel |  | Painted or None | Steel |  | 1901-01-01 | [15 empty] | UST Currently In Use: 0; UST Temp Close: 0; AST Currently In Use: 1; AST Temp Closed: 0 | 0 | 0 | 11 | 22781-055-002148 | KOCH FARMS OF GADSDEN LLC - MR. DEAN
32940 | Permanently Closed | 1988-08-01 | 1978-01-01 |  | Petroleum | Unleaded gasoline | Unleaded gasoline |  | Steel | Steel |  | Painted or None | Steel |  | 1901-01-01 | [15 empty] | UST Currently In Use: 0; UST Temp Close: 0; AST Currently In Use: 1; AST Temp Closed: 0 | 0 | 0 | 11 | 22781-055-002148 | KOCH FARMS OF GADSDEN LLC - MR. DEAN
32941 | Permanently Closed | 1988-08-01 | 1978-01-01 |  | Petroleum | Unleaded gasoline | Unleaded gasoline |  | Steel | Steel |  | Painted or None | Steel |  | 1901-01-01 | [15 empty] | UST Currently In Use: 0; UST Temp Close: 0; AST Currently In Use: 1; AST Temp Closed: 0 | 0 | 0 | 11 | 22781-055-002148 | KOCH FARMS OF GADSDEN LLC - MR. DEAN
32942 | Permanently Closed | 1992-04-17 | 1969-01-01 | 1992-04-17 | Petroleum | On road diesel | On road diesel |  | Steel | Steel |  | Painted or None | Steel |  | 1901-01-01 | [15 empty] | UST Currently In Use: 0; UST Temp Close: 0; AST Currently In Use: 1; AST Temp Closed: 0 | 0 | 0 | 11 | 22781-055-002148 | KOCH FARMS OF GADSDEN LLC - MR. DEAN
32943 | Permanently Closed | 1988-08-01 | 1969-01-01 |  | Petroleum | On road diesel | On road diesel |  | Steel | Steel |  | Painted or None | Steel |  | 1901-01-01 | [15 empty] | UST Currently In Use: 0; UST Temp Close: 0; AST Currently In Use: 1; AST Temp Closed: 0 | 0 | 0 | 11 | 22781-055-002148 | KOCH FARMS OF GADSDEN LLC - MR. DEAN
32944 | Permanently Closed | 1988-08-01 | 1969-01-01 |  | Petroleum | On road diesel | On road diesel |  | Steel | Steel |  | Painted or None | Steel |  | 1901-01-01 | [15 empty] | UST Currently In Use: 0; UST Temp Close: 0; AST Currently In Use: 1; AST Temp Closed: 0 | 0 | 0 | 11 | 22781-055-002148 | KOCH FARMS OF GADSDEN LLC - MR. DEAN
32945 | Permanently Closed | 1988-08-01 | 1978-01-01 |  | Petroleum | On road diesel | On road diesel |  | Steel | Steel |  | Painted or None | Steel |  | 1901-01-01 | [15 empty] | UST Currently In Use: 0; UST Temp Close: 0; AST Currently In Use: 1; AST Temp Closed: 0 | 0 | 0 | 11 | 22781-055-002148 | KOCH FARMS OF GADSDEN LLC - MR. DEAN
32946 | Permanently Closed | 1988-08-01 | 1978-01-01 |  | Petroleum | On road diesel | On road diesel |  | Steel | Steel |  | Painted or None | Steel |  | 1901-01-01 | [15 empty] | UST Currently In Use: 0; UST Temp Close: 0; AST Currently In Use: 1; AST Temp Closed: 0 | 0 | 0 | 11 | 22781-055-002148 | KOCH FARMS OF GADSDEN LLC - MR. DEAN
32947 | Permanently Closed | 1979-12-01 | 1962-01-01 | 1987-12-01 | Petroleum | Unleaded gasoline | Unleaded gasoline |  | Steel | Steel |  | Painted or None | Steel |  | 1901-01-01 | [15 empty] | UST Currently In Use: 0; UST Temp Close: 0; AST Currently In Use: 0; AST Temp Closed: 0 | 0 | 0 | 1 | 15043-095-002149 | TYSON FOODS, INC.
32948 | Temporary Closed | 2020-10-10 | 1984-01-01 |  | Petroleum | On road diesel | On road diesel | Emergency Power Generator, Industrial | Single Wall, Steel | Steel | Coated & cathodic protection (sti-P3) |  | Fiberglass reinforced plastic, Single Wall |  |  |  | Catchment Basin, Single walled catchment basin | Automatic shutoff device At 95% full | Automatic shutoff device At 95% full |  |  |  | Direct Bury submersible pump | [7 empty] | UST Currently In Use: 0; UST Temp Close: 1; AST Currently In Use: 0; AST Temp Closed: 0 | 0 | 1 | 1 | 15043-095-012668 | TYSON FOODS, INC.
32949 | Permanently Closed | 1994-09-01 | 1984-01-01 | 1994-09-01 | Petroleum | Unleaded gasoline | Unleaded gasoline | Industrial | Steel | Steel | Coated & cathodic protection (sti-P3) |  |  |  | 1901-01-01 | Field installed cathodic protection | [14 empty] | UST Currently In Use: 0; UST Temp Close: 1; AST Currently In Use: 0; AST Temp Closed: 0 | 0 | 1 | 1 | 15043-095-012668 | TYSON FOODS, INC.
32950 | Permanently Closed | 1901-01-01 | 1978-01-01 | 1988-11-08 | Petroleum | On road diesel | On road diesel |  | Steel | Steel |  | Painted or None | Steel |  | 1901-01-01 | [15 empty] | UST Currently In Use: 0; UST Temp Close: 0; AST Currently In Use: 3; AST Temp Closed: 0 | 0 | 0 | 4 | 22781-127-002146 | KOCH FARMS OF GADSDEN LLC - MR. DEAN
32951 | Permanently Closed | 1901-01-01 | 1978-01-01 | 1988-11-08 | Petroleum | On road diesel | On road diesel |  | Steel | Steel |  | Painted or None | Steel |  | 1901-01-01 | [15 empty] | UST Currently In Use: 0; UST Temp Close: 0; AST Currently In Use: 3; AST Temp Closed: 0 | 0 | 0 | 4 | 22781-127-002146 | KOCH FARMS OF GADSDEN LLC - MR. DEAN
32952 | Permanently Closed | 1978-06-01 | 1964-01-01 | 1988-11-08 | Petroleum | Unleaded gasoline | Unleaded gasoline |  | Steel | Steel |  | Painted or None | Steel |  | 1901-01-01 | [15 empty] | UST Currently In Use: 0; UST Temp Close: 0; AST Currently In Use: 3; AST Temp Closed: 0 | 0 | 0 | 4 | 22781-127-002146 | KOCH FARMS OF GADSDEN LLC - MR. DEAN
32953 | Permanently Closed | 1901-01-01 | 1969-01-01 | 1988-11-08 | Petroleum | On road diesel | On road diesel |  | Steel | Steel |  | Painted or None | Steel |  | 1901-01-01 | [15 empty] | UST Currently In Use: 0; UST Temp Close: 0; AST Currently In Use: 3; AST Temp Closed: 0 | 0 | 0 | 4 | 22781-127-002146 | KOCH FARMS OF GADSDEN LLC - MR. DEAN
32954 | Permanently Closed | 1998-12-19 | 1960-01-01 | 1999-04-10 | Petroleum | Unleaded gasoline | Unleaded gasoline |  | Steel | Steel |  | Painted or None | Steel |  | 1901-01-01 | [12 empty] | Annual line testing | Annual line testing |  | UST Currently In Use: 0; UST Temp Close: 0; AST Currently In Use: 0; AST Temp Closed: 0 | 0 | 0 | 5 | 15044-029-009965 | I L TURNER ESTATES
32955 | Permanently Closed | 1988-04-01 | 1960-01-01 | 1988-04-01 | Petroleum | Unleaded gasoline | Unleaded gasoline |  | Steel | Steel |  | Painted or None | Steel |  | 1901-01-01 | [15 empty] | UST Currently In Use: 0; UST Temp Close: 0; AST Currently In Use: 0; AST Temp Closed: 0 | 0 | 0 | 5 | 15044-029-009965 | I L TURNER ESTATES
32956 | Permanently Closed | 1985-01-01 | 1957-01-01 | 1992-02-07 | Petroleum | Kerosene | Kerosene |  | Steel | Steel |  | Painted or None | Steel |  | 1901-01-01 | [15 empty] | UST Currently In Use: 0; UST Temp Close: 0; AST Currently In Use: 0; AST Temp Closed: 0 | 0 | 0 | 5 | 15044-029-009965 | I L TURNER ESTATES
32957 | Permanently Closed | 1990-04-01 | 1960-01-01 | 1989-12-01 | Petroleum | Unleaded gasoline | Unleaded gasoline |  | Steel | Steel |  | Painted or None | Steel |  | 1901-01-01 | [15 empty] | UST Currently In Use: 0; UST Temp Close: 0; AST Currently In Use: 0; AST Temp Closed: 0 | 0 | 0 | 5 | 15044-029-009965 | I L TURNER ESTATES
32958 | Permanently Closed | 1986-09-01 | 1957-01-01 | 1986-09-01 | Petroleum | On road diesel | On road diesel |  | Steel | Steel |  | Painted or None | Steel |  | 1901-01-01 | [15 empty] | UST Currently In Use: 0; UST Temp Close: 0; AST Currently In Use: 0; AST Temp Closed: 0 | 0 | 0 | 5 | 15044-029-009965 | I L TURNER ESTATES
32959 | Permanently Closed | 1991-01-01 | 1969-01-01 | 1991-01-01 | Petroleum | On road diesel | On road diesel |  | Steel | Steel |  | Painted or None | Steel |  | 1901-01-01 | [6 empty] | Automatic Tank Gauge | [8 empty] | UST Currently In Use: 1; UST Temp Close: 0; AST Currently In Use: 0; AST Temp Closed: 0 | 1 | 0 | 2 | 15094-015-002652 | UNITED PARCEL SERVICE
32960 | Permanently Closed | 1991-06-26 | 1969-01-01 | 1991-06-26 | Petroleum | Used oil | Used oil |  | Steel | Steel |  | Painted or None | Steel |  | 1901-01-01 | [15 empty] | UST Currently In Use: 1; UST Temp Close: 0; AST Currently In Use: 0; AST Temp Closed: 0 | 1 | 0 | 2 | 15094-015-002652 | UNITED PARCEL SERVICE
32961 | Permanently Closed | 1998-12-10 | 1971-07-01 | 1998-12-10 | Petroleum | Unleaded gasoline | Unleaded gasoline |  | Steel | Steel |  |  | Fiberglass reinforced plastic |  | 1901-01-01 | [15 empty] | UST Currently In Use: 0; UST Temp Close: 0; AST Currently In Use: 0; AST Temp Closed: 0 | 0 | 0 | 2 | 15046-083-003080 | U PUMP IT GAS CO
32962 | Permanently Closed | 1998-12-10 | 1971-07-01 | 1998-12-10 | Petroleum | Unleaded gasoline | Unleaded gasoline |  | Steel | Steel |  |  | Fiberglass reinforced plastic |  | 1901-01-01 | [15 empty] | UST Currently In Use: 0; UST Temp Close: 0; AST Currently In Use: 0; AST Temp Closed: 0 | 0 | 0 | 2 | 15046-083-003080 | U PUMP IT GAS CO
32963 | Permanently Closed | 1901-01-01 | 1947-01-01 | 1989-11-16 | Petroleum | Unleaded gasoline | Unleaded gasoline |  | Steel | Steel |  |  | Steel |  | 1901-01-01 | [15 empty] | UST Currently In Use: 0; UST Temp Close: 0; AST Currently In Use: 0; AST Temp Closed: 0 | 0 | 0 | 2 | 15047-073-000123 | U S STEEL MINING CO INC
32964 | Permanently Closed | 1901-01-01 | 1947-01-01 | 1989-11-16 | Petroleum | Unleaded gasoline | Unleaded gasoline |  | Steel | Steel |  |  | Steel |  | 1901-01-01 | [15 empty] | UST Currently In Use: 0; UST Temp Close: 0; AST Currently In Use: 0; AST Temp Closed: 0 | 0 | 0 | 2 | 15047-073-000123 | U S STEEL MINING CO INC
32966 | Permanently Closed | 1990-07-30 | 1963-01-01 | 1990-07-30 | Petroleum | Unleaded gasoline | Unleaded gasoline | State/federal government | Steel | Steel |  | Painted or None | Steel |  | 1901-01-01 | [15 empty] | UST Currently In Use: 0; UST Temp Close: 0; AST Currently In Use: 21; AST Temp Closed: 0 | 0 | 0 | 33 | 15048-101-002892 | U S AIR FORCE
32967 | Permanently Closed | 1995-01-01 | 1974-01-01 | 1995-03-18 | Petroleum | On road diesel | On road diesel | Emergency Power Generator, State/Federal Government |  |  |  |  | Steel |  | 1901-01-01 | [15 empty] | UST Currently In Use: 0; UST Temp Close: 0; AST Currently In Use: 21; AST Temp Closed: 0 | 0 | 0 | 33 | 15048-101-002892 | U S AIR FORCE
32968 | Permanently Closed | 1989-01-01 | 1974-01-01 |  | Petroleum | On road diesel | On road diesel | State/federal government | Fiberglass coated steel, Fiberglass reinforced plastic | Fiberglass reinforced plastic |  |  | Steel |  | 1901-01-01 | [15 empty] | UST Currently In Use: 0; UST Temp Close: 0; AST Currently In Use: 21; AST Temp Closed: 0 | 0 | 0 | 33 | 15048-101-002892 | U S AIR FORCE
32969 | Permanently Closed | 1990-12-12 | 1974-01-01 | 1991-07-01 | Petroleum | On road diesel | On road diesel | State/federal government | Steel | Steel |  | Painted or None | Steel |  | 1901-01-01 | [15 empty] | UST Currently In Use: 0; UST Temp Close: 0; AST Currently In Use: 21; AST Temp Closed: 0 | 0 | 0 | 33 | 15048-101-002892 | U S AIR FORCE
32970 | Permanently Closed | 1990-12-12 | 1974-01-01 | 1991-07-01 | Petroleum | Unleaded gasoline | Unleaded gasoline | State/federal government | Steel | Steel |  | Painted or None |  |  | 1901-01-01 | [15 empty] | UST Currently In Use: 0; UST Temp Close: 0; AST Currently In Use: 21; AST Temp Closed: 0 | 0 | 0 | 33 | 15048-101-002892 | U S AIR FORCE
32971 | Permanently Closed | 1990-12-12 | 1972-01-01 | 1991-07-01 | Petroleum | Unleaded gasoline | Unleaded gasoline | State/federal government | Steel | Steel |  | Painted or None | Steel |  | 1901-01-01 | [15 empty] | UST Currently In Use: 0; UST Temp Close: 0; AST Currently In Use: 21; AST Temp Closed: 0 | 0 | 0 | 33 | 15048-101-002892 | U S AIR FORCE
32972 | Permanently Closed | 1991-06-01 | 1966-01-01 | 1992-02-11 | Petroleum | On road diesel | On road diesel | Emergency Power Generator, State/Federal Government | Fiberglass reinforced plastic | Fiberglass reinforced plastic |  |  | Steel |  | 1901-01-01 | [15 empty] | UST Currently In Use: 0; UST Temp Close: 0; AST Currently In Use: 21; AST Temp Closed: 0 | 0 | 0 | 33 | 15048-101-002892 | U S AIR FORCE
32973 | Permanently Closed | 1995-01-01 | 1974-01-01 | 1995-03-18 | Petroleum | On road diesel | On road diesel | Emergency Power Generator, State/Federal Government | Steel | Steel |  |  |  |  | 1901-01-01 | [15 empty] | UST Currently In Use: 0; UST Temp Close: 0; AST Currently In Use: 21; AST Temp Closed: 0 | 0 | 0 | 33 | 15048-101-002892 | U S AIR FORCE
32974 | Permanently Closed | 1989-11-01 | 1974-01-01 | 1989-12-01 | Petroleum | Other, DSL & GAS | Other | State/federal government | Fiberglass reinforced plastic | Fiberglass reinforced plastic |  |  |  |  | 1901-01-01 | [15 empty] | UST Currently In Use: 0; UST Temp Close: 0; AST Currently In Use: 21; AST Temp Closed: 0 | 0 | 0 | 33 | 15048-101-002892 | U S AIR FORCE
32975 | Permanently Closed | 1901-01-01 | 1979-01-01 | 2011-11-11 | Petroleum | On road diesel | On road diesel | State/federal government | Fiberglass reinforced plastic | Fiberglass reinforced plastic |  |  | Steel |  | 1901-01-01 | [15 empty] | UST Currently In Use: 0; UST Temp Close: 0; AST Currently In Use: 21; AST Temp Closed: 0 | 0 | 0 | 33 | 15048-101-002892 | U S AIR FORCE
32976 | Permanently Closed | 1901-01-01 | 1974-01-01 | 2011-11-11 | Petroleum | On road diesel | On road diesel | State/federal government | Steel | Steel |  | Painted or None | Steel |  | 1901-01-01 | [15 empty] | UST Currently In Use: 0; UST Temp Close: 0; AST Currently In Use: 21; AST Temp Closed: 0 | 0 | 0 | 33 | 15048-101-002892 | U S AIR FORCE
32977 | Permanently Closed | 1901-01-01 | 1974-01-01 | 2011-11-11 | Petroleum | On road diesel | On road diesel | State/federal government | [6 empty] | 1901-01-01 | [15 empty] | UST Currently In Use: 0; UST Temp Close: 0; AST Currently In Use: 21; AST Temp Closed: 0 | 0 | 0 | 33 | 15048-101-002892 | U S AIR FORCE
32978 | Currently in Use |  | 1988-01-01 |  | Petroleum | Unleaded gasoline | Unleaded gasoline | Retail, State/Federal Government | Fiberglass reinforced plastic | Fiberglass reinforced plastic |  |  | Flexible |  | 1901-01-01 |  | Catchment Basin, Single walled catchment basin | Audible high level alarm At 90% full, Automatic shutoff device At 95% full, Flow Rest 90% Full | Flow Rest 90% Full | Interstitial Monitoring within Secondary Containment |  | Continuous Automatic Tank Gauge |  | Automatic shutoff device (AELLD), Containment Sump | Containment Sump | Interstitial Monitoring within Secondary Containment | SENSOR TO ATG | Continuous alarm system | Continuous alarm system |  | UST Currently In Use: 3; UST Temp Close: 0; AST Currently In Use: 0; AST Temp Closed: 0 | 3 | 0 | 1 | 15048-101-017420 | U S AIR FORCE
32979 | Currently in Use |  | 1988-01-01 |  | Petroleum | Unleaded gasoline | Unleaded gasoline | Retail, State/Federal Government | Fiberglass reinforced plastic | Fiberglass reinforced plastic |  |  | Flexible |  | 1901-01-01 | None | Catchment Basin, Single walled catchment basin | Audible high level alarm At 90% full, Automatic shutoff device At 95% full, Flow Rest 90% Full | Flow Rest 90% Full | Interstitial Monitoring within Secondary Containment |  | Continuous Automatic Tank Gauge |  | Automatic shutoff device (AELLD), Containment Sump | Containment Sump | Interstitial Monitoring within Secondary Containment | SENSOR TO ATG | Continuous alarm system | Continuous alarm system |  | UST Currently In Use: 3; UST Temp Close: 0; AST Currently In Use: 0; AST Temp Closed: 0 | 3 | 0 | 1 | 15048-101-017420 | U S AIR FORCE
32980 | Currently in Use |  | 1988-01-01 |  | Petroleum | Unleaded gasoline | Unleaded gasoline | Retail, State/Federal Government | Fiberglass reinforced plastic | Fiberglass reinforced plastic |  |  | Flexible |  | 1901-01-01 | None | Catchment Basin, Single walled catchment basin | Audible high level alarm At 90% full, Automatic shutoff device At 95% full, Flow Rest 90% Full | Flow Rest 90% Full | Interstitial Monitoring within Secondary Containment |  | Continuous Automatic Tank Gauge |  | Automatic shutoff device (AELLD), Containment Sump | Containment Sump | Interstitial Monitoring within Secondary Containment | SENSOR TO ATG | Continuous alarm system | Continuous alarm system |  | UST Currently In Use: 3; UST Temp Close: 0; AST Currently In Use: 0; AST Temp Closed: 0 | 3 | 0 | 1 | 15048-101-017420 | U S AIR FORCE
32981 | Permanently Closed | 1901-01-01 | 1964-01-01 | 2011-11-11 | Petroleum | Unleaded gasoline | Unleaded gasoline | State/federal government | Steel | Steel |  |  |  |  | 1901-01-01 | [15 empty] | UST Currently In Use: 0; UST Temp Close: 0; AST Currently In Use: 21; AST Temp Closed: 0 | 0 | 0 | 33 | 15048-101-002892 | U S AIR FORCE
32982 | Permanently Closed | 1901-01-01 | 1964-01-01 | 2011-11-11 | Petroleum | On road diesel | On road diesel | State/federal government | [6 empty] | 1901-01-01 | [15 empty] | UST Currently In Use: 0; UST Temp Close: 0; AST Currently In Use: 21; AST Temp Closed: 0 | 0 | 0 | 33 | 15048-101-002892 | U S AIR FORCE
32983 | Permanently Closed | 1991-06-01 | 1973-01-01 | 1992-01-27 | Petroleum | On road diesel | On road diesel | Emergency Power Generator, State/Federal Government | [6 empty] | 1901-01-01 | [15 empty] | UST Currently In Use: 0; UST Temp Close: 0; AST Currently In Use: 21; AST Temp Closed: 0 | 0 | 0 | 33 | 15048-101-002892 | U S AIR FORCE
32984 | Permanently Closed | 1901-01-01 | 1964-01-01 | 2011-11-11 | Petroleum | Unleaded gasoline | Unleaded gasoline | State/federal government | [6 empty] | 1901-01-01 | [15 empty] | UST Currently In Use: 0; UST Temp Close: 0; AST Currently In Use: 21; AST Temp Closed: 0 | 0 | 0 | 33 | 15048-101-002892 | U S AIR FORCE
32985 | Permanently Closed | 1986-04-17 23:00 | 1964-01-01 | 1986-04-17 23:00 | Petroleum | On road diesel | On road diesel | State/federal government | [6 empty] | 1901-01-01 | [15 empty] | UST Currently In Use: 0; UST Temp Close: 0; AST Currently In Use: 21; AST Temp Closed: 0 | 0 | 0 | 33 | 15048-101-002892 | U S AIR FORCE
32986 | Permanently Closed | 1994-09-10 | 1974-01-01 | 1994-09-10 | Petroleum | Unleaded gasoline | Unleaded gasoline | Bulk facility, State/Federal Government | Steel | Steel |  | Painted or None |  |  | 1901-01-01 | [12 empty] | Annual line testing | Annual line testing |  | UST Currently In Use: 0; UST Temp Close: 0; AST Currently In Use: 21; AST Temp Closed: 0 | 0 | 0 | 33 | 15048-101-002892 | U S AIR FORCE
32987 | Permanently Closed | 1995-01-01 | 1984-01-01 | 1995-03-18 | Petroleum | On road diesel | On road diesel | Emergency Power Generator, State/Federal Government | [6 empty] | 1901-01-01 | [15 empty] | UST Currently In Use: 0; UST Temp Close: 0; AST Currently In Use: 21; AST Temp Closed: 0 | 0 | 0 | 33 | 15048-101-002892 | U S AIR FORCE
32988 | Permanently Closed | 1993-04-07 | 1964-01-01 | 1993-04-07 | Petroleum | On road diesel | On road diesel | Emergency Power Generator, State/Federal Government | Steel | Steel |  |  |  |  | 1901-01-01 | [15 empty] | UST Currently In Use: 0; UST Temp Close: 0; AST Currently In Use: 21; AST Temp Closed: 0 | 0 | 0 | 33 | 15048-101-002892 | U S AIR FORCE
32989 | Permanently Closed | 1993-06-01 | 1969-01-01 | 1994-11-15 | Petroleum | Unleaded gasoline | Unleaded gasoline | Emergency Power Generator, State/Federal Government | Steel | Steel |  | Painted or None | Steel |  | 1901-01-01 | [15 empty] | UST Currently In Use: 0; UST Temp Close: 0; AST Currently In Use: 21; AST Temp Closed: 0 | 0 | 0 | 33 | 15048-101-002892 | U S AIR FORCE
32990 | Permanently Closed | 1994-08-01 | 1987-01-01 | 1994-08-09 | Petroleum | Other, DETERGENT | Other | State/federal government | Fiberglass reinforced plastic | Fiberglass reinforced plastic |  |  |  |  | 1901-01-01 | [12 empty] | Annual line testing | Annual line testing |  | UST Currently In Use: 0; UST Temp Close: 0; AST Currently In Use: 21; AST Temp Closed: 0 | 0 | 0 | 33 | 15048-101-002892 | U S AIR FORCE
32991 | Permanently Closed | 1994-08-01 | 1987-01-01 | 1994-08-08 | Petroleum | Used oil | Used oil | State/federal government | Fiberglass reinforced plastic | Fiberglass reinforced plastic |  |  |  |  | 1901-01-01 | [12 empty] | Annual line testing | Annual line testing |  | UST Currently In Use: 0; UST Temp Close: 0; AST Currently In Use: 21; AST Temp Closed: 0 | 0 | 0 | 33 | 15048-101-002892 | U S AIR FORCE
32992 | Permanently Closed | 1995-01-01 | 1976-01-01 | 1995-03-24 | Petroleum | On road diesel | On road diesel | Emergency Power Generator, State/Federal Government | Steel | Steel |  | Painted or None | Steel |  | 1901-01-01 | [15 empty] | UST Currently In Use: 0; UST Temp Close: 0; AST Currently In Use: 21; AST Temp Closed: 0 | 0 | 0 | 33 | 15048-101-002892 | U S AIR FORCE
32993 | Permanently Closed | 1990-08-01 | 1975-01-01 | 1990-08-01 | Petroleum | Aviation fuel (JP-4; etc.) | Aviation fuel (JP-4; etc.) | State/federal government |  |  |  |  | Steel |  | 1901-01-01 | [15 empty] | UST Currently In Use: 1; UST Temp Close: 0; AST Currently In Use: 0; AST Temp Closed: 0 | 1 | 0 | 1 | 15048-101-009347 | U S AIR FORCE
32994 | Permanently Closed | 1994-03-01 | 1969-01-01 | 1994-03-11 | Petroleum | Unleaded gasoline | Unleaded gasoline | State/federal government | Steel | Steel |  |  | Steel |  | 1901-01-01 | [12 empty] | Annual line testing | Annual line testing |  | UST Currently In Use: 2; UST Temp Close: 0; AST Currently In Use: 0; AST Temp Closed: 0 | 2 | 0 | 9 | 15048-101-014625 | U S AIR FORCE
32995 | Permanently Closed | 1994-03-01 | 1969-01-01 | 1994-03-11 | Petroleum | On road diesel | On road diesel | State/federal government | Steel | Steel |  |  | Steel |  | 1901-01-01 | [12 empty] | Annual line testing | Annual line testing |  | UST Currently In Use: 2; UST Temp Close: 0; AST Currently In Use: 0; AST Temp Closed: 0 | 2 | 0 | 9 | 15048-101-014625 | U S AIR FORCE
32996 | Permanently Closed | 1991-02-08 | 1966-01-01 | 1991-02-08 | Petroleum | On road diesel | On road diesel | Emergency Power Generator, State/Federal Government | Steel | Steel |  |  | Steel |  | 1901-01-01 | [15 empty] | UST Currently In Use: 2; UST Temp Close: 0; AST Currently In Use: 0; AST Temp Closed: 0 | 2 | 0 | 9 | 15048-101-014625 | U S AIR FORCE
32997 | Permanently Closed | 1994-05-13 | 1970-01-01 | 1994-07-08 | Petroleum | Unleaded gasoline | Unleaded gasoline | State/federal government | Steel | Steel |  | Painted or None | Steel |  | 1901-01-01 | [12 empty] | Annual line testing | Annual line testing |  | UST Currently In Use: 2; UST Temp Close: 0; AST Currently In Use: 0; AST Temp Closed: 0 | 2 | 0 | 9 | 15048-101-014625 | U S AIR FORCE
32999 | Permanently Closed | 1994-05-13 | 1970-01-01 | 1994-03-11 | Petroleum | Unleaded gasoline | Unleaded gasoline | State/federal government | Steel | Steel |  | Painted or None | Steel |  | 1901-01-01 | [12 empty] | Annual line testing | Annual line testing |  | UST Currently In Use: 2; UST Temp Close: 0; AST Currently In Use: 0; AST Temp Closed: 0 | 2 | 0 | 9 | 15048-101-014625 | U S AIR FORCE
33000 | Permanently Closed | 1994-05-13 | 1970-01-01 | 1994-03-11 | Petroleum | Unleaded gasoline | Unleaded gasoline | State/federal government | Steel | Steel |  | Painted or None | Steel |  | 1901-01-01 | [12 empty] | Annual line testing | Annual line testing |  | UST Currently In Use: 2; UST Temp Close: 0; AST Currently In Use: 0; AST Temp Closed: 0 | 2 | 0 | 9 | 15048-101-014625 | U S AIR FORCE
33001 | Permanently Closed | 1994-02-25 | 1988-02-01 | 1994-03-08 | Petroleum | Used oil | Used oil | State/federal government | Fiberglass reinforced plastic | Fiberglass reinforced plastic |  |  |  |  | 1901-01-01 | [12 empty] | Annual line testing | Annual line testing |  | UST Currently In Use: 2; UST Temp Close: 0; AST Currently In Use: 0; AST Temp Closed: 0 | 2 | 0 | 9 | 15048-101-014625 | U S AIR FORCE
33002 | Permanently Closed | 1991-02-07 | 1984-01-01 | 1991-02-07 | Petroleum | On road diesel | On road diesel | Emergency Power Generator, State/Federal Government | [6 empty] | 1901-01-01 | [15 empty] | UST Currently In Use: 2; UST Temp Close: 0; AST Currently In Use: 0; AST Temp Closed: 0 | 2 | 0 | 9 | 15048-101-014625 | U S AIR FORCE
33003 | Permanently Closed | 1991-07-01 | 1965-12-01 | 1991-07-01 | Petroleum | Other, USED OIL | Other | State/federal government | Steel | Steel |  |  | Steel |  | 1901-01-01 | [15 empty] | UST Currently In Use: 2; UST Temp Close: 0; AST Currently In Use: 0; AST Temp Closed: 0 | 2 | 0 | 9 | 15048-101-014625 | U S AIR FORCE
33004 | Permanently Closed | 1992-08-01 | 1974-01-01 | 1992-08-10 | Petroleum | Unleaded gasoline | Unleaded gasoline | State/federal government | Steel | Steel |  | Painted or None |  |  | 1901-01-01 | [15 empty] | UST Currently In Use: 0; UST Temp Close: 0; AST Currently In Use: 0; AST Temp Closed: 0 | 0 | 0 | 4 | 15054-031-010242 | FT RUCKER MINI MALL SHOPPETTE
33005 | Permanently Closed | 1992-08-01 | 1974-01-01 | 1992-08-10 | Petroleum | Unleaded gasoline | Unleaded gasoline | State/federal government | Steel | Steel |  | Painted or None |  |  | 1901-01-01 | [15 empty] | UST Currently In Use: 0; UST Temp Close: 0; AST Currently In Use: 0; AST Temp Closed: 0 | 0 | 0 | 4 | 15054-031-010242 | FT RUCKER MINI MALL SHOPPETTE
33006 | Permanently Closed | 1996-06-13 | 1981-01-01 | 1996-06-14 | Petroleum | On road diesel | On road diesel | Emergency Power Generator, State/Federal Government | Steel | Steel |  | Painted or None |  |  | 1901-01-01 | [15 empty] | UST Currently In Use: 0; UST Temp Close: 0; AST Currently In Use: 0; AST Temp Closed: 0 | 0 | 0 | 4 | 15054-031-010242 | FT RUCKER MINI MALL SHOPPETTE
33007 | Permanently Closed | 1994-04-05 | 1968-01-01 | 1994-04-05 | Petroleum | On road diesel | On road diesel | State/federal government | Steel | Steel |  | Painted or None |  |  | 1901-01-01 | [15 empty] | UST Currently In Use: 0; UST Temp Close: 0; AST Currently In Use: 0; AST Temp Closed: 0 | 0 | 0 | 4 | 15054-031-010242 | FT RUCKER MINI MALL SHOPPETTE
33008 | Permanently Closed | 1996-06-13 | 1981-01-01 | 1999-05-19 | Petroleum | On road diesel | On road diesel | Bulk facility, Emergency Power Generator, State/Federal Government | Steel | Steel |  | Painted or None | Steel |  | 1901-01-01 | [15 empty] | UST Currently In Use: 0; UST Temp Close: 0; AST Currently In Use: 0; AST Temp Closed: 0 | 0 | 0 | 1 | 15054-031-011817 | FT RUCKER MINI MALL SHOPPETTE
33009 | Permanently Closed | 1998-06-01 | 1956-01-01 | 1998-07-20 | Petroleum | On road diesel | On road diesel | Emergency Power Generator, State/Federal Government | Steel | Steel |  | Painted or None |  |  | 1901-01-01 | [15 empty] | UST Currently In Use: 0; UST Temp Close: 0; AST Currently In Use: 0; AST Temp Closed: 0 | 0 | 0 | 32 | 15054-045-010238 | FT RUCKER MINI MALL SHOPPETTE
33010 | Permanently Closed | 1992-12-01 | 1939-01-01 | 1992-12-31 | Petroleum | Unleaded gasoline | Unleaded gasoline | State/federal government | Steel | Steel |  | Painted or None |  |  | 1901-01-01 | [15 empty] | UST Currently In Use: 0; UST Temp Close: 0; AST Currently In Use: 0; AST Temp Closed: 0 | 0 | 0 | 2 | 15054-045-015491 | FT RUCKER MINI MALL SHOPPETTE
33011 | Permanently Closed | 1992-12-01 | 1939-01-01 | 1992-12-31 | Petroleum | Unleaded gasoline | Unleaded gasoline | State/federal government | Steel | Steel |  | Painted or None |  |  | 1901-01-01 | [15 empty] | UST Currently In Use: 0; UST Temp Close: 0; AST Currently In Use: 0; AST Temp Closed: 0 | 0 | 0 | 2 | 15054-045-015491 | FT RUCKER MINI MALL SHOPPETTE
33012 | Permanently Closed | 1993-04-20 | 1958-01-01 | 1993-04-20 | Petroleum | On road diesel | On road diesel | State/federal government | Steel | Steel |  | Painted or None |  |  | 1901-01-01 | [15 empty] | UST Currently In Use: 0; UST Temp Close: 0; AST Currently In Use: 0; AST Temp Closed: 0 | 0 | 0 | 1 | 15054-045-015492 | FT RUCKER MINI MALL SHOPPETTE
33013 | Permanently Closed | 1992-07-01 | 1939-01-01 | 1992-07-03 | Petroleum | Aviation fuel (JP-4; etc.) | Aviation fuel (JP-4; etc.) | State/federal government | Steel | Steel |  | Painted or None |  |  | 1901-01-01 | [15 empty] | UST Currently In Use: 0; UST Temp Close: 0; AST Currently In Use: 0; AST Temp Closed: 0 | 0 | 0 | 4 | 15054-045-015493 | FT RUCKER MINI MALL SHOPPETTE
33014 | Permanently Closed | 1982-05-01 | 1957-01-01 |  | Petroleum | Unleaded gasoline | Unleaded gasoline | State/federal government | Steel | Steel |  |  | Steel |  | 1901-01-01 | [15 empty] | UST Currently In Use: 0; UST Temp Close: 0; AST Currently In Use: 0; AST Temp Closed: 0 | 0 | 0 | 32 | 15054-045-010238 | FT RUCKER MINI MALL SHOPPETTE
33015 | Permanently Closed | 1996-11-27 | 1969-01-01 | 1998-11-27 | Petroleum | Unleaded gasoline | Unleaded gasoline | State/federal government | Fiberglass reinforced plastic | Fiberglass reinforced plastic |  |  | Fiberglass reinforced plastic |  | 1901-01-01 | [15 empty] | UST Currently In Use: 0; UST Temp Close: 0; AST Currently In Use: 0; AST Temp Closed: 0 | 0 | 0 | 6 | 15054-045-015494 | FT RUCKER MINI MALL SHOPPETTE
33016 | Permanently Closed | 1996-05-22 | 1969-01-01 | 1998-11-24 | Petroleum | Unleaded gasoline | Unleaded gasoline | State/federal government | Fiberglass reinforced plastic | Fiberglass reinforced plastic |  |  | Fiberglass reinforced plastic |  | 1901-01-01 | [12 empty] | Annual line testing | Annual line testing |  | UST Currently In Use: 0; UST Temp Close: 0; AST Currently In Use: 0; AST Temp Closed: 0 | 0 | 0 | 6 | 15054-045-015494 | FT RUCKER MINI MALL SHOPPETTE
33017 | Permanently Closed | 1996-05-22 | 1969-01-01 | 1998-11-27 | Petroleum | Unleaded gasoline | Unleaded gasoline | State/federal government | Fiberglass reinforced plastic | Fiberglass reinforced plastic |  |  | Fiberglass reinforced plastic |  | 1901-01-01 | [15 empty] | UST Currently In Use: 0; UST Temp Close: 0; AST Currently In Use: 0; AST Temp Closed: 0 | 0 | 0 | 6 | 15054-045-015494 | FT RUCKER MINI MALL SHOPPETTE
33018 | Permanently Closed | 1996-11-27 | 1969-01-01 | 1998-11-27 | Petroleum | Unleaded gasoline | Unleaded gasoline | State/federal government | Fiberglass reinforced plastic | Fiberglass reinforced plastic |  |  | Fiberglass reinforced plastic |  | 1901-01-01 | [15 empty] | UST Currently In Use: 0; UST Temp Close: 0; AST Currently In Use: 0; AST Temp Closed: 0 | 0 | 0 | 32 | 15054-045-010238 | FT RUCKER MINI MALL SHOPPETTE
33019 | Permanently Closed | 1994-07-01 | 1958-01-01 | 1995-08-16 | Petroleum | Other, SOLVENT | Other | Bulk facility, State/Federal Government | Steel | Steel |  | Painted or None |  |  | 1901-01-01 | [15 empty] | UST Currently In Use: 0; UST Temp Close: 0; AST Currently In Use: 0; AST Temp Closed: 0 | 0 | 0 | 2 | 15054-045-015496 | FT RUCKER MINI MALL SHOPPETTE
33020 | Permanently Closed | 1982-05-01 | 1957-01-01 |  | Petroleum | Unleaded gasoline | Unleaded gasoline | State/federal government | Steel | Steel |  |  | Steel |  | 1901-01-01 | [15 empty] | UST Currently In Use: 0; UST Temp Close: 0; AST Currently In Use: 0; AST Temp Closed: 0 | 0 | 0 | 32 | 15054-045-010238 | FT RUCKER MINI MALL SHOPPETTE
33021 | Permanently Closed | 1982-05-01 | 1957-01-01 |  | Petroleum | Unleaded gasoline | Unleaded gasoline | State/federal government | Steel | Steel |  |  | Steel |  | 1901-01-01 | [15 empty] | UST Currently In Use: 0; UST Temp Close: 0; AST Currently In Use: 0; AST Temp Closed: 0 | 0 | 0 | 32 | 15054-045-010238 | FT RUCKER MINI MALL SHOPPETTE
33022 | Permanently Closed | 1982-05-01 | 1957-01-01 |  | Petroleum | Unleaded gasoline | Unleaded gasoline | State/federal government | Steel | Steel |  |  | Steel |  | 1901-01-01 | [15 empty] | UST Currently In Use: 0; UST Temp Close: 0; AST Currently In Use: 0; AST Temp Closed: 0 | 0 | 0 | 32 | 15054-045-010238 | FT RUCKER MINI MALL SHOPPETTE
33023 | Permanently Closed | 1982-05-01 | 1957-01-01 |  | Petroleum | Unleaded gasoline | Unleaded gasoline | State/federal government | Steel | Steel |  |  | Steel |  | 1901-01-01 | [15 empty] | UST Currently In Use: 0; UST Temp Close: 0; AST Currently In Use: 0; AST Temp Closed: 0 | 0 | 0 | 32 | 15054-045-010238 | FT RUCKER MINI MALL SHOPPETTE
33024 | Permanently Closed | 1996-11-27 | 1969-01-01 | 1998-11-27 | Petroleum | Unleaded gasoline | Unleaded gasoline | State/federal government | Fiberglass reinforced plastic | Fiberglass reinforced plastic |  |  | Fiberglass reinforced plastic |  | 1901-01-01 | [15 empty] | UST Currently In Use: 0; UST Temp Close: 0; AST Currently In Use: 0; AST Temp Closed: 0 | 0 | 0 | 6 | 15054-045-015494 | FT RUCKER MINI MALL SHOPPETTE
33025 | Permanently Closed | 1996-11-27 | 1969-01-01 | 1998-11-27 | Petroleum | Unleaded gasoline | Unleaded gasoline | State/federal government | Fiberglass reinforced plastic | Fiberglass reinforced plastic |  |  | Fiberglass reinforced plastic |  | 1901-01-01 | [15 empty] | UST Currently In Use: 0; UST Temp Close: 0; AST Currently In Use: 0; AST Temp Closed: 0 | 0 | 0 | 6 | 15054-045-015494 | FT RUCKER MINI MALL SHOPPETTE
33026 | Currently in Use |  | 1982-01-01 |  | Petroleum | Unleaded gasoline | Unleaded gasoline | Retail, State/Federal Government | Fiberglass reinforced plastic | Fiberglass reinforced plastic |  |  | Fiberglass reinforced plastic |  | 1901-01-01 |  | Catchment Basin, Single walled catchment basin | Flow Rest 90% Full | Flow Rest 90% Full |  |  | Continuous Automatic Tank Gauge |  | Automatic shutoff device (AELLD) | Automatic shutoff device (AELLD) | Interstitial Monitoring within Secondary Containment |  | Annual line testing, Continuous alarm system | Continuous alarm system |  | UST Currently In Use: 3; UST Temp Close: 0; AST Currently In Use: 0; AST Temp Closed: 0 | 3 | 0 | 0 | 15054-045-015497 | FT RUCKER MINI MALL SHOPPETTE
33027 | Permanently Closed | 1996-07-02 | 1982-01-01 | 1996-07-03 | Petroleum | On road diesel | On road diesel | Bulk facility, State/Federal Government | Fiberglass reinforced plastic | Fiberglass reinforced plastic |  |  | Fiberglass reinforced plastic |  | 1901-01-01 | [15 empty] | UST Currently In Use: 0; UST Temp Close: 0; AST Currently In Use: 0; AST Temp Closed: 0 | 0 | 0 | 6 | 15054-045-015494 | FT RUCKER MINI MALL SHOPPETTE
33028 | Currently in Use |  | 1982-01-01 |  | Petroleum | Unleaded gasoline | Unleaded gasoline | Retail, State/Federal Government | Fiberglass reinforced plastic | Fiberglass reinforced plastic |  |  | Fiberglass reinforced plastic |  | 1901-01-01 |  | Catchment Basin, Single walled catchment basin | Flow Rest 90% Full | Flow Rest 90% Full |  |  | Continuous Automatic Tank Gauge |  | Automatic shutoff device (AELLD) | Automatic shutoff device (AELLD) |  |  | Annual line testing | Annual line testing |  | UST Currently In Use: 3; UST Temp Close: 0; AST Currently In Use: 0; AST Temp Closed: 0 | 3 | 0 | 0 | 15054-045-015497 | FT RUCKER MINI MALL SHOPPETTE
33029 | Permanently Closed | 1992-07-01 | 1955-01-01 | 1992-07-03 | Petroleum | Aviation fuel (JP-4; etc.) | Aviation fuel (JP-4; etc.) | State/federal government | Steel | Steel |  | Painted or None |  |  | 1901-01-01 | [15 empty] | UST Currently In Use: 0; UST Temp Close: 0; AST Currently In Use: 0; AST Temp Closed: 0 | 0 | 0 | 4 | 15054-045-015493 | FT RUCKER MINI MALL SHOPPETTE
33030 | Permanently Closed | 1992-07-01 | 1955-01-01 | 1992-07-03 | Petroleum | Aviation fuel (JP-4; etc.) | Aviation fuel (JP-4; etc.) | State/federal government | Steel | Steel |  | Painted or None |  |  | 1901-01-01 | [15 empty] | UST Currently In Use: 0; UST Temp Close: 0; AST Currently In Use: 0; AST Temp Closed: 0 | 0 | 0 | 4 | 15054-045-015493 | FT RUCKER MINI MALL SHOPPETTE
33031 | Permanently Closed | 1994-07-01 | 1955-01-01 | 1995-08-16 | Petroleum | Aviation fuel (JP-4; etc.) | Aviation fuel (JP-4; etc.) | Bulk facility, State/Federal Government | Steel | Steel |  | Painted or None |  |  | 1901-01-01 | [15 empty] | UST Currently In Use: 0; UST Temp Close: 0; AST Currently In Use: 0; AST Temp Closed: 0 | 0 | 0 | 4 | 15054-045-015493 | FT RUCKER MINI MALL SHOPPETTE
33032 | Retired | 1984-04-01 | 1953-01-01 |  | Petroleum | Unleaded gasoline | Unleaded gasoline | State/federal government | Steel | Steel |  | Painted or None |  |  | 1901-01-01 | [15 empty] | UST Currently In Use: 0; UST Temp Close: 0; AST Currently In Use: 0; AST Temp Closed: 0 | 0 | 0 | 32 | 15054-045-010238 | FT RUCKER MINI MALL SHOPPETTE
33033 | Permanently Closed | 1984-04-01 | 1939-01-01 | 1993-03-11 | Petroleum | Unleaded gasoline | Unleaded gasoline | State/federal government | Steel | Steel |  | Painted or None |  |  | 1901-01-01 | [15 empty] | UST Currently In Use: 0; UST Temp Close: 0; AST Currently In Use: 0; AST Temp Closed: 0 | 0 | 0 | 2 | 15054-045-015498 | FT RUCKER MINI MALL SHOPPETTE
33034 | Retired | 1984-04-01 | 1957-01-01 |  | Petroleum | On road diesel | On road diesel | State/federal government | Steel | Steel |  |  |  |  | 1901-01-01 | [15 empty] | UST Currently In Use: 0; UST Temp Close: 0; AST Currently In Use: 0; AST Temp Closed: 0 | 0 | 0 | 1 | 15054-045-015492 | FT RUCKER MINI MALL SHOPPETTE
33035 | Permanently Closed | 1984-04-01 | 1956-01-01 | 1992-07-13 | Petroleum | Aviation fuel (JP-4; etc.) | Aviation fuel (JP-4; etc.) | State/federal government | Steel | Steel |  |  |  |  | 1901-01-01 | [15 empty] | UST Currently In Use: 0; UST Temp Close: 0; AST Currently In Use: 0; AST Temp Closed: 0 | 0 | 0 | 4 | 15054-045-015499 | FT RUCKER MINI MALL SHOPPETTE
33036 | Permanently Closed | 1993-09-15 | 1957-01-01 | 1993-09-21 | Petroleum | Unleaded gasoline | Unleaded gasoline | State/federal government | Steel | Steel |  |  |  |  | 1901-01-01 | [15 empty] | UST Currently In Use: 0; UST Temp Close: 0; AST Currently In Use: 0; AST Temp Closed: 0 | 0 | 0 | 3 | 15054-045-015501 | FT RUCKER MINI MALL SHOPPETTE
33037 | Permanently Closed | 1997-09-01 | 1955-01-01 | 1997-09-03 | Petroleum | Other, FUEL OIL | Other | Bulk facility, State/Federal Government | Steel | Steel |  |  |  |  | 1901-01-01 | [15 empty] | UST Currently In Use: 0; UST Temp Close: 0; AST Currently In Use: 0; AST Temp Closed: 0 | 0 | 0 | 3 | 15054-045-015502 | FT RUCKER MINI MALL SHOPPETTE
33038 | Permanently Closed | 1997-09-01 | 1953-01-01 | 1997-09-03 | Petroleum | Other, FUEL OIL | Other | Bulk facility, State/Federal Government | Steel | Steel |  |  |  |  | 1901-01-01 | [15 empty] | UST Currently In Use: 0; UST Temp Close: 0; AST Currently In Use: 0; AST Temp Closed: 0 | 0 | 0 | 3 | 15054-045-015502 | FT RUCKER MINI MALL SHOPPETTE
33039 | Permanently Closed | 1997-01-01 | 1980-01-01 | 1997-01-01 | Petroleum | Other, HEATING | Other | State/federal government | Steel | Steel |  | Painted or None |  |  | 1901-01-01 | [15 empty] | UST Currently In Use: 0; UST Temp Close: 0; AST Currently In Use: 0; AST Temp Closed: 0 | 0 | 0 | 32 | 15054-045-010238 | FT RUCKER MINI MALL SHOPPETTE
33040 | Permanently Closed | 1998-10-01 | 1939-01-01 | 1998-10-01 | Petroleum | Other, HEATING | Other | State/federal government | Steel | Steel |  | Painted or None |  |  | 1901-01-01 | [15 empty] | UST Currently In Use: 0; UST Temp Close: 0; AST Currently In Use: 0; AST Temp Closed: 0 | 0 | 0 | 32 | 15054-045-010238 | FT RUCKER MINI MALL SHOPPETTE
33041 | Permanently Closed | 1995-01-24 | 1978-01-01 | 1995-01-24 | Petroleum | Aviation fuel (JP-4; etc.) | Aviation fuel (JP-4; etc.) | State/federal government | Steel | Steel |  | Painted or None |  |  | 1901-01-01 | [15 empty] | UST Currently In Use: 0; UST Temp Close: 0; AST Currently In Use: 0; AST Temp Closed: 0 | 0 | 0 | 32 | 15054-045-010238 | FT RUCKER MINI MALL SHOPPETTE
33042 | Permanently Closed | 1993-09-15 | 1978-01-01 | 1993-09-21 | Petroleum | On road diesel | On road diesel | State/federal government | Steel | Steel |  | Painted or None |  |  | 1901-01-01 | [15 empty] | UST Currently In Use: 0; UST Temp Close: 0; AST Currently In Use: 0; AST Temp Closed: 0 | 0 | 0 | 3 | 15054-045-015501 | FT RUCKER MINI MALL SHOPPETTE
33043 | Permanently Closed | 1991-10-20 | 1951-01-01 | 1991-10-21 | Petroleum | Used oil | Used oil | Bulk facility, State/Federal Government | Steel | Steel |  | Painted or None |  |  | 1901-01-01 | [15 empty] | UST Currently In Use: 0; UST Temp Close: 0; AST Currently In Use: 0; AST Temp Closed: 0 | 0 | 0 | 2 | 15054-045-015503 | FT RUCKER MINI MALL SHOPPETTE
33044 | Permanently Closed | 1991-10-20 | 1980-01-01 | 1991-10-21 | Petroleum | On road diesel | On road diesel | Bulk facility, State/Federal Government | Steel | Steel |  | Painted or None |  |  | 1901-01-01 | [15 empty] | UST Currently In Use: 0; UST Temp Close: 0; AST Currently In Use: 0; AST Temp Closed: 0 | 0 | 0 | 2 | 15054-045-015503 | FT RUCKER MINI MALL SHOPPETTE
33045 | Permanently Closed | 1994-01-01 | 1980-01-01 | 1998-07-15 | Petroleum | On road diesel | On road diesel | State/federal government | Steel | Steel |  | Painted or None |  |  | 1901-01-01 | [15 empty] | UST Currently In Use: 0; UST Temp Close: 0; AST Currently In Use: 0; AST Temp Closed: 0 | 0 | 0 | 2 | 15054-045-015504 | FT RUCKER MINI MALL SHOPPETTE
33046 | Permanently Closed | 1995-05-01 | 1980-01-01 | 1995-05-30 | Petroleum | Used oil | Used oil | Bulk facility, State/Federal Government | Steel | Steel |  | Painted or None |  |  | 1901-01-01 | [15 empty] | UST Currently In Use: 0; UST Temp Close: 0; AST Currently In Use: 0; AST Temp Closed: 0 | 0 | 0 | 32 | 15054-045-010238 | FT RUCKER MINI MALL SHOPPETTE
33047 | Permanently Closed | 1996-07-07 | 1980-01-01 | 1996-07-08 | Petroleum | Other, FUEL OIL | Other | Bulk facility, State/Federal Government | Steel | Steel |  | Painted or None |  |  | 1901-01-01 | [15 empty] | UST Currently In Use: 0; UST Temp Close: 0; AST Currently In Use: 0; AST Temp Closed: 0 | 0 | 0 | 32 | 15054-045-010238 | FT RUCKER MINI MALL SHOPPETTE
33048 | Permanently Closed | 1998-08-05 | 1980-01-01 | 1998-08-05 | Petroleum | On road diesel | On road diesel | State/federal government | Steel | Steel |  | Painted or None |  |  | 1901-01-01 | [15 empty] | UST Currently In Use: 0; UST Temp Close: 0; AST Currently In Use: 0; AST Temp Closed: 0 | 0 | 0 | 32 | 15054-045-010238 | FT RUCKER MINI MALL SHOPPETTE
33049 | Permanently Closed | 1996-08-01 | 1975-01-01 | 1996-08-02 | Petroleum | Other, FUEL OIL | Other | Bulk facility, State/Federal Government | Steel | Steel |  | Painted or None |  |  | 1901-01-01 | [15 empty] | UST Currently In Use: 0; UST Temp Close: 0; AST Currently In Use: 0; AST Temp Closed: 0 | 0 | 0 | 32 | 15054-045-010238 | FT RUCKER MINI MALL SHOPPETTE
33050 | Permanently Closed | 1993-09-15 | 1980-01-01 | 1993-09-21 | Petroleum | Used oil | Used oil | State/federal government | Steel | Steel |  | Painted or None |  |  | 1901-01-01 | [15 empty] | UST Currently In Use: 0; UST Temp Close: 0; AST Currently In Use: 0; AST Temp Closed: 0 | 0 | 0 | 3 | 15054-045-015501 | FT RUCKER MINI MALL SHOPPETTE
33051 | Permanently Closed | 1998-08-07 | 1980-01-01 | 1996-08-08 | Petroleum | Other, FUEL | Other | Bulk facility, State/Federal Government | Steel | Steel |  | Painted or None |  |  | 1901-01-01 | [15 empty] | UST Currently In Use: 0; UST Temp Close: 0; AST Currently In Use: 0; AST Temp Closed: 0 | 0 | 0 | 32 | 15054-045-010238 | FT RUCKER MINI MALL SHOPPETTE
33052 | Permanently Closed | 1996-07-02 | 1980-01-01 | 1996-07-12 | Petroleum | Other, FUEL OIL | Other | Bulk facility, State/Federal Government | Steel | Steel |  | Painted or None |  |  | 1901-01-01 | [15 empty] | UST Currently In Use: 0; UST Temp Close: 0; AST Currently In Use: 0; AST Temp Closed: 0 | 0 | 0 | 32 | 15054-045-010238 | FT RUCKER MINI MALL SHOPPETTE
33053 | Permanently Closed | 1998-08-21 | 1980-01-01 | 1998-08-21 | Petroleum | On road diesel | On road diesel | State/federal government | Steel | Steel |  | Painted or None |  |  | 1901-01-01 | [15 empty] | UST Currently In Use: 0; UST Temp Close: 0; AST Currently In Use: 0; AST Temp Closed: 0 | 0 | 0 | 32 | 15054-045-010238 | FT RUCKER MINI MALL SHOPPETTE
33054 | Permanently Closed | 1992-01-01 | 1956-01-01 | 1997-01-01 | Petroleum | Aviation fuel (JP-4; etc.) | Aviation fuel (JP-4; etc.) | State/federal government | Steel | Steel |  | Painted or None |  |  | 1901-01-01 | [15 empty] | UST Currently In Use: 0; UST Temp Close: 0; AST Currently In Use: 0; AST Temp Closed: 0 | 0 | 0 | 2 | 15054-045-015505 | FT RUCKER MINI MALL SHOPPETTE
33055 | Permanently Closed | 1992-07-01 | 1956-01-01 | 1992-07-13 | Petroleum | Aviation fuel (JP-4; etc.) | Aviation fuel (JP-4; etc.) | State/federal government | Steel | Steel |  | Painted or None |  |  | 1901-01-01 | [15 empty] | UST Currently In Use: 0; UST Temp Close: 0; AST Currently In Use: 0; AST Temp Closed: 0 | 0 | 0 | 4 | 15054-045-015499 | FT RUCKER MINI MALL SHOPPETTE
33056 | Permanently Closed | 1992-07-01 | 1956-01-01 | 1992-07-13 | Petroleum | On road diesel | On road diesel | State/federal government | Steel | Steel |  | Painted or None |  |  | 1901-01-01 | [15 empty] | UST Currently In Use: 0; UST Temp Close: 0; AST Currently In Use: 0; AST Temp Closed: 0 | 0 | 0 | 4 | 15054-045-015499 | FT RUCKER MINI MALL SHOPPETTE
33057 | Permanently Closed | 1993-03-12 | 1973-01-01 | 1993-03-12 | Petroleum | On road diesel | On road diesel | State/federal government | Steel | Steel |  | Painted or None |  |  | 1901-01-01 | [15 empty] | UST Currently In Use: 0; UST Temp Close: 0; AST Currently In Use: 0; AST Temp Closed: 0 | 0 | 0 | 32 | 15054-045-010238 | FT RUCKER MINI MALL SHOPPETTE
33058 | Permanently Closed | 1992-08-31 | 1975-01-01 | 1992-08-31 | Petroleum | On road diesel | On road diesel | State/federal government | Steel | Steel |  | Painted or None |  |  | 1901-01-01 | [15 empty] | UST Currently In Use: 0; UST Temp Close: 0; AST Currently In Use: 0; AST Temp Closed: 0 | 0 | 0 | 32 | 15054-045-010238 | FT RUCKER MINI MALL SHOPPETTE
33059 | Permanently Closed | 1994-07-01 | 1939-01-01 | 1995-08-16 | Petroleum | On road diesel | On road diesel | Bulk facility, State/Federal Government | Steel | Steel |  | Painted or None |  |  | 1901-01-01 | [15 empty] | UST Currently In Use: 0; UST Temp Close: 0; AST Currently In Use: 0; AST Temp Closed: 0 | 0 | 0 | 2 | 15054-045-015496 | FT RUCKER MINI MALL SHOPPETTE
33060 | Permanently Closed | 1992-07-01 | 1973-01-01 | 1992-07-13 | Petroleum | Aviation fuel (JP-4; etc.) | Aviation fuel (JP-4; etc.) | State/federal government | Steel | Steel |  | Painted or None |  |  | 1901-01-01 | [15 empty] | UST Currently In Use: 0; UST Temp Close: 0; AST Currently In Use: 0; AST Temp Closed: 0 | 0 | 0 | 4 | 15054-045-015499 | FT RUCKER MINI MALL SHOPPETTE
33061 | Permanently Closed | 1992-01-01 | 1973-01-01 | 1997-01-01 | Petroleum | Aviation fuel (JP-4; etc.) | Aviation fuel (JP-4; etc.) | State/federal government | Steel | Steel |  | Painted or None |  |  | 1901-01-01 | [15 empty] | UST Currently In Use: 0; UST Temp Close: 0; AST Currently In Use: 0; AST Temp Closed: 0 | 0 | 0 | 2 | 15054-045-015505 | FT RUCKER MINI MALL SHOPPETTE
33062 | Permanently Closed | 1996-08-29 | 1980-01-01 | 1996-08-30 | Petroleum | Other, FUEL OIL | Other | Bulk facility, State/Federal Government | Steel | Steel |  | Painted or None |  |  | 1901-01-01 | [15 empty] | UST Currently In Use: 0; UST Temp Close: 0; AST Currently In Use: 0; AST Temp Closed: 0 | 0 | 0 | 2 | 15054-045-015504 | FT RUCKER MINI MALL SHOPPETTE
33063 | Permanently Closed | 1998-09-20 | 1980-01-01 | 1998-09-20 | Petroleum | Other, FUEL OIL | Other | Bulk facility, State/Federal Government | Steel | Steel |  | Painted or None |  |  | 1901-01-01 | [15 empty] | UST Currently In Use: 0; UST Temp Close: 0; AST Currently In Use: 0; AST Temp Closed: 0 | 0 | 0 | 2 | 15054-045-015506 | FT RUCKER MINI MALL SHOPPETTE
33064 | Permanently Closed | 1991-10-20 | 1951-01-01 | 1991-10-21 | Petroleum | Used oil | Used oil | Bulk facility, State/Federal Government | Steel | Steel |  | Painted or None |  |  | 1901-01-01 | [15 empty] | UST Currently In Use: 0; UST Temp Close: 0; AST Currently In Use: 0; AST Temp Closed: 0 | 0 | 0 | 1 | 15054-045-015508 | FT RUCKER MINI MALL SHOPPETTE
33065 | Permanently Closed | 1995-05-20 | 1961-01-01 | 1995-05-26 | Petroleum | Other, FUEL OIL | Other | Bulk facility, State/Federal Government | Steel | Steel |  | Painted or None |  |  | 1901-01-01 | [15 empty] | UST Currently In Use: 0; UST Temp Close: 0; AST Currently In Use: 0; AST Temp Closed: 0 | 0 | 0 | 2 | 15054-045-015509 | FT RUCKER MINI MALL SHOPPETTE
33066 | Permanently Closed | 1995-05-20 | 1961-01-01 | 1995-05-26 | Petroleum | Other, FUEL OIL | Other | Bulk facility, State/Federal Government | Steel | Steel |  | Painted or None |  |  | 1901-01-01 | [15 empty] | UST Currently In Use: 0; UST Temp Close: 0; AST Currently In Use: 0; AST Temp Closed: 0 | 0 | 0 | 2 | 15054-045-015509 | FT RUCKER MINI MALL SHOPPETTE
33067 | Permanently Closed | 1998-10-20 | 1955-01-01 | 1998-10-20 | Petroleum | Other, FUEL OIL | Other | Bulk facility, State/Federal Government | Steel | Steel |  | Painted or None |  |  | 1901-01-01 | [15 empty] | UST Currently In Use: 0; UST Temp Close: 0; AST Currently In Use: 0; AST Temp Closed: 0 | 0 | 0 | 2 | 15054-045-015506 | FT RUCKER MINI MALL SHOPPETTE
33068 | Permanently Closed | 1997-09-01 | 1939-01-01 | 1997-09-03 | Petroleum | Other, FUEL OIL | Other | Bulk facility, State/Federal Government | Steel | Steel |  | Painted or None |  |  | 1901-01-01 | [15 empty] | UST Currently In Use: 0; UST Temp Close: 0; AST Currently In Use: 0; AST Temp Closed: 0 | 0 | 0 | 3 | 15054-045-015502 | FT RUCKER MINI MALL SHOPPETTE
33069 | Retired | 1984-04-01 | 1939-01-01 |  | Petroleum | Unleaded gasoline | Unleaded gasoline | State/federal government | Steel | Steel |  | Painted or None |  |  | 1901-01-01 | [15 empty] | UST Currently In Use: 0; UST Temp Close: 0; AST Currently In Use: 0; AST Temp Closed: 0 | 0 | 0 | 32 | 15054-045-010238 | FT RUCKER MINI MALL SHOPPETTE
33070 | Retired | 1984-04-01 | 1939-01-01 |  | Petroleum | Other, EMPTY | Other | State/federal government | Steel | Steel |  | Painted or None |  |  | 1901-01-01 | [15 empty] | UST Currently In Use: 0; UST Temp Close: 0; AST Currently In Use: 0; AST Temp Closed: 0 | 0 | 0 | 1 | 15054-045-015508 | FT RUCKER MINI MALL SHOPPETTE
33071 | Retired | 1984-04-01 | 1956-01-01 |  | Petroleum | Other, FUEL OIL | Other | State/federal government | Steel | Steel |  |  |  |  | 1901-01-01 | [15 empty] | UST Currently In Use: 0; UST Temp Close: 0; AST Currently In Use: 0; AST Temp Closed: 0 | 0 | 0 | 32 | 15054-045-010238 | FT RUCKER MINI MALL SHOPPETTE
33072 | Retired | 1984-04-01 | 1956-01-01 |  | Petroleum | Used oil | Used oil | State/federal government | Steel | Steel |  | Painted or None |  |  | 1901-01-01 | [15 empty] | UST Currently In Use: 0; UST Temp Close: 0; AST Currently In Use: 0; AST Temp Closed: 0 | 0 | 0 | 1 | 15054-045-015492 | FT RUCKER MINI MALL SHOPPETTE
33073 | Permanently Closed | 1984-04-01 | 1956-01-01 | 1998-08-05 | Petroleum | Other, FUEL OIL | Other | State/federal government | Steel | Steel |  | Painted or None |  |  | 1901-01-01 | [15 empty] | UST Currently In Use: 0; UST Temp Close: 0; AST Currently In Use: 0; AST Temp Closed: 0 | 0 | 0 | 32 | 15054-045-010238 | FT RUCKER MINI MALL SHOPPETTE
33074 | Permanently Closed | 1984-04-01 | 1958-01-01 | 1993-01-27 | Petroleum | Used oil | Used oil | State/federal government | Steel | Steel |  | Painted or None |  |  | 1901-01-01 | [15 empty] | UST Currently In Use: 0; UST Temp Close: 0; AST Currently In Use: 0; AST Temp Closed: 0 | 0 | 0 | 32 | 15054-045-010238 | FT RUCKER MINI MALL SHOPPETTE
33075 | Retired | 1984-04-01 | 1956-01-01 |  | Petroleum | Used oil | Used oil | State/federal government | Steel | Steel |  | Painted or None |  |  | 1901-01-01 | [15 empty] | UST Currently In Use: 0; UST Temp Close: 0; AST Currently In Use: 0; AST Temp Closed: 0 | 0 | 0 | 1 | 15054-045-015508 | FT RUCKER MINI MALL SHOPPETTE
33076 | Permanently Closed | 1984-04-01 | 1956-01-01 | 1993-03-08 | Petroleum | Used oil | Used oil | State/federal government | Steel | Steel |  | Painted or None |  |  | 1901-01-01 | [15 empty] | UST Currently In Use: 0; UST Temp Close: 0; AST Currently In Use: 0; AST Temp Closed: 0 | 0 | 0 | 2 | 15054-045-015498 | FT RUCKER MINI MALL SHOPPETTE
33077 | Retired | 1984-04-01 | 1955-01-01 |  | Petroleum | Used oil | Used oil | State/federal government | Steel | Steel |  | Painted or None |  |  | 1901-01-01 | [15 empty] | UST Currently In Use: 0; UST Temp Close: 0; AST Currently In Use: 0; AST Temp Closed: 0 | 0 | 0 | 32 | 15054-045-010238 | FT RUCKER MINI MALL SHOPPETTE
33078 | Retired | 1984-04-01 | 1955-01-01 |  | Petroleum | Used oil | Used oil | State/federal government | Steel | Steel |  | Painted or None |  |  | 1901-01-01 | [15 empty] | UST Currently In Use: 0; UST Temp Close: 0; AST Currently In Use: 0; AST Temp Closed: 0 | 0 | 0 | 2 | 15054-045-015504 | FT RUCKER MINI MALL SHOPPETTE
33079 | Retired | 1984-04-01 | 1957-01-01 |  | Petroleum | Used oil | Used oil | State/federal government | Steel | Steel |  | Painted or None |  |  | 1901-01-01 | [15 empty] | UST Currently In Use: 0; UST Temp Close: 0; AST Currently In Use: 0; AST Temp Closed: 0 | 0 | 0 | 0 | 15054-045-015510 | FT RUCKER MINI MALL SHOPPETTE
33080 | Retired | 1984-04-01 | 1956-01-01 |  | Petroleum | Used oil | Used oil | State/federal government | Steel | Steel |  | Painted or None |  |  | 1901-01-01 | [15 empty] | UST Currently In Use: 0; UST Temp Close: 0; AST Currently In Use: 0; AST Temp Closed: 0 | 0 | 0 | 0 | 15054-045-015510 | FT RUCKER MINI MALL SHOPPETTE
33081 | Permanently Closed | 1984-04-01 | 1953-01-01 | 1993-03-27 | Petroleum | Unleaded gasoline | Unleaded gasoline | State/federal government | Steel | Steel |  | Painted or None |  |  | 1901-01-01 | [15 empty] | UST Currently In Use: 0; UST Temp Close: 0; AST Currently In Use: 0; AST Temp Closed: 0 | 0 | 0 | 32 | 15054-045-010238 | FT RUCKER MINI MALL SHOPPETTE
33082 | Permanently Closed | 1984-04-01 | 1953-01-01 | 1993-03-27 | Petroleum | Unleaded gasoline | Unleaded gasoline | State/federal government | Steel | Steel |  | Painted or None |  |  | 1901-01-01 | [15 empty] | UST Currently In Use: 0; UST Temp Close: 0; AST Currently In Use: 0; AST Temp Closed: 0 | 0 | 0 | 32 | 15054-045-010238 | FT RUCKER MINI MALL SHOPPETTE
33083 | Permanently Closed | 1984-04-01 | 1953-01-01 | 1993-03-27 | Petroleum | Unleaded gasoline | Unleaded gasoline | State/federal government | Steel | Steel |  | Painted or None |  |  | 1901-01-01 | [15 empty] | UST Currently In Use: 0; UST Temp Close: 0; AST Currently In Use: 0; AST Temp Closed: 0 | 0 | 0 | 32 | 15054-045-010238 | FT RUCKER MINI MALL SHOPPETTE
33084 | Permanently Closed | 1984-04-01 | 1953-01-01 | 1993-03-27 | Petroleum | Unleaded gasoline | Unleaded gasoline | State/federal government | Steel | Steel |  | Painted or None |  |  | 1901-01-01 | [15 empty] | UST Currently In Use: 0; UST Temp Close: 0; AST Currently In Use: 0; AST Temp Closed: 0 | 0 | 0 | 32 | 15054-045-010238 | FT RUCKER MINI MALL SHOPPETTE
33085 | Permanently Closed | 1984-04-01 | 1955-01-01 | 1993-03-27 | Petroleum | Unleaded gasoline | Unleaded gasoline | State/federal government | Steel | Steel |  | Painted or None | Steel |  | 1901-01-01 | [15 empty] | UST Currently In Use: 0; UST Temp Close: 0; AST Currently In Use: 0; AST Temp Closed: 0 | 0 | 0 | 32 | 15054-045-010238 | FT RUCKER MINI MALL SHOPPETTE
33086 | Currently in Use |  | 1981-01-01 |  | Petroleum | Unleaded gasoline | Unleaded gasoline | Retail, State/Federal Government | Fiberglass reinforced plastic | Fiberglass reinforced plastic |  |  | Flexible |  | 1901-01-01 |  | Catchment Basin, Single walled catchment basin | Flow Rest 90% Full | Flow Rest 90% Full |  |  | Continuous Automatic Tank Gauge |  | Automatic shutoff device (AELLD) | Automatic shutoff device (AELLD) | Interstitial Monitoring within Secondary Containment |  | Annual line testing, Continuous alarm system | Continuous alarm system |  | UST Currently In Use: 3; UST Temp Close: 0; AST Currently In Use: 0; AST Temp Closed: 0 | 3 | 0 | 0 | 15054-045-015497 | FT RUCKER MINI MALL SHOPPETTE
33087 | Permanently Closed | 1996-08-29 | 1954-01-01 | 1996-08-29 | Petroleum | Other, FUEL OIL | Other | Bulk facility, State/Federal Government | Steel | Steel |  | Painted or None |  |  | 1901-01-01 | [15 empty] | UST Currently In Use: 0; UST Temp Close: 0; AST Currently In Use: 0; AST Temp Closed: 0 | 0 | 0 | 4 | 15054-045-015511 | FT RUCKER MINI MALL SHOPPETTE
33088 | Permanently Closed | 1997-07-12 | 1954-01-01 | 1997-07-11 | Petroleum | Other, FUEL OIL | Other | Bulk facility, State/Federal Government | Steel | Steel |  | Painted or None |  |  | 1901-01-01 | [15 empty] | UST Currently In Use: 0; UST Temp Close: 0; AST Currently In Use: 0; AST Temp Closed: 0 | 0 | 0 | 4 | 15054-045-015511 | FT RUCKER MINI MALL SHOPPETTE
33089 | Permanently Closed | 1995-06-25 | 1963-01-01 | 1996-06-26 | Petroleum | Other, FUEL OIL | Other | Bulk facility, State/Federal Government | Steel | Steel |  | Painted or None |  |  | 1901-01-01 | [15 empty] | UST Currently In Use: 0; UST Temp Close: 0; AST Currently In Use: 0; AST Temp Closed: 0 | 0 | 0 | 4 | 15054-045-015511 | FT RUCKER MINI MALL SHOPPETTE
33090 | Permanently Closed | 1996-06-23 | 1957-01-01 | 1996-06-25 | Petroleum | Other, FUEL OIL | Other | Bulk facility, State/Federal Government | Steel | Steel |  | Painted or None |  |  | 1901-01-01 | [15 empty] | UST Currently In Use: 0; UST Temp Close: 0; AST Currently In Use: 0; AST Temp Closed: 0 | 0 | 0 | 4 | 15054-045-015511 | FT RUCKER MINI MALL SHOPPETTE
33091 | Permanently Closed | 1992-09-01 | 1957-01-01 | 1992-09-17 | Petroleum | Aviation fuel (JP-4; etc.) | Aviation fuel (JP-4; etc.) | State/federal government | Steel | Steel |  | Painted or None |  |  | 1901-01-01 | [15 empty] | UST Currently In Use: 0; UST Temp Close: 0; AST Currently In Use: 0; AST Temp Closed: 0 | 0 | 0 | 4 | 15054-045-015512 | FT RUCKER MINI MALL SHOPPETTE
33092 | Permanently Closed | 1992-09-01 | 1957-01-01 | 1992-09-17 | Petroleum | Aviation fuel (JP-4; etc.) | Aviation fuel (JP-4; etc.) | State/federal government | Steel | Steel |  | Painted or None |  |  | 1901-01-01 | [15 empty] | UST Currently In Use: 0; UST Temp Close: 0; AST Currently In Use: 0; AST Temp Closed: 0 | 0 | 0 | 4 | 15054-045-015512 | FT RUCKER MINI MALL SHOPPETTE
33093 | Permanently Closed | 1992-09-01 | 1957-01-01 | 1992-09-17 | Petroleum | Aviation fuel (JP-4; etc.) | Aviation fuel (JP-4; etc.) | State/federal government | Steel | Steel |  | Painted or None |  |  | 1901-01-01 | [15 empty] | UST Currently In Use: 0; UST Temp Close: 0; AST Currently In Use: 0; AST Temp Closed: 0 | 0 | 0 | 4 | 15054-045-015512 | FT RUCKER MINI MALL SHOPPETTE
33094 | Permanently Closed | 1992-09-01 | 1954-01-01 | 1992-09-17 | Petroleum | Aviation fuel (JP-4; etc.) | Aviation fuel (JP-4; etc.) | State/federal government | Steel | Steel |  | Painted or None |  |  | 1901-01-01 | [15 empty] | UST Currently In Use: 0; UST Temp Close: 0; AST Currently In Use: 0; AST Temp Closed: 0 | 0 | 0 | 4 | 15054-045-015512 | FT RUCKER MINI MALL SHOPPETTE
33095 | Permanently Closed | 1996-06-25 | 1958-01-01 | 1996-06-26 | Petroleum | On road diesel | On road diesel | Bulk facility, State/Federal Government | Steel | Steel |  | Painted or None |  |  | 1901-01-01 | [15 empty] | UST Currently In Use: 0; UST Temp Close: 0; AST Currently In Use: 0; AST Temp Closed: 0 | 0 | 0 | 3 | 15054-045-010239 | FT RUCKER MINI MALL SHOPPETTE
33096 | Permanently Closed | 1991-10-20 | 1955-01-01 | 1991-10-20 | Petroleum | Used oil | Used oil | State/federal government | Steel | Steel |  | Painted or None |  |  | 1901-01-01 | [15 empty] | UST Currently In Use: 0; UST Temp Close: 0; AST Currently In Use: 0; AST Temp Closed: 0 | 0 | 0 | 3 | 15054-045-010239 | FT RUCKER MINI MALL SHOPPETTE
33097 | Permanently Closed | 1995-06-25 | 1975-01-01 | 1996-06-28 | Petroleum | Other, FUEL OIL | Other | Bulk facility, State/Federal Government | Steel | Steel |  | Painted or None |  |  | 1901-01-01 | [15 empty] | UST Currently In Use: 0; UST Temp Close: 0; AST Currently In Use: 0; AST Temp Closed: 0 | 0 | 0 | 3 | 15054-045-010239 | FT RUCKER MINI MALL SHOPPETTE
33098 | Permanently Closed | 1995-01-01 | 1963-01-01 | 1996-07-11 | Petroleum | Other, FUEL OIL | Other | Bulk facility, State/Federal Government | Steel | Steel |  | Painted or None |  |  | 1901-01-01 | [15 empty] | UST Currently In Use: 0; UST Temp Close: 0; AST Currently In Use: 0; AST Temp Closed: 0 | 0 | 0 | 14 | 15054-045-010240 | FT RUCKER MINI MALL SHOPPETTE
33099 | Permanently Closed | 1991-10-20 | 1954-01-01 | 1991-10-20 | Petroleum | On road diesel | On road diesel | State/federal government | Steel | Steel |  | Painted or None |  |  | 1901-01-01 | [15 empty] | UST Currently In Use: 0; UST Temp Close: 0; AST Currently In Use: 0; AST Temp Closed: 0 | 0 | 0 | 14 | 15054-045-010240 | FT RUCKER MINI MALL SHOPPETTE
33100 | Permanently Closed | 1996-07-28 | 1978-01-01 | 1996-07-29 | Petroleum | On road diesel | On road diesel | State/federal government | Steel | Steel |  | Painted or None |  |  | 1901-01-01 | [15 empty] | UST Currently In Use: 0; UST Temp Close: 0; AST Currently In Use: 0; AST Temp Closed: 0 | 0 | 0 | 14 | 15054-045-010240 | FT RUCKER MINI MALL SHOPPETTE
33101 | Permanently Closed | 1997-09-15 | 1981-01-01 | 1998-06-30 | Petroleum | On road diesel | On road diesel | Bulk facility, State/Federal Government | Steel | Steel |  | Painted or None |  |  | 1901-01-01 | [15 empty] | UST Currently In Use: 0; UST Temp Close: 0; AST Currently In Use: 0; AST Temp Closed: 0 | 0 | 0 | 14 | 15054-045-010240 | FT RUCKER MINI MALL SHOPPETTE
33102 | Permanently Closed | 1996-08-29 | 1955-01-01 | 1996-08-30 | Petroleum | On road diesel | On road diesel | Bulk facility, State/Federal Government | Steel | Steel |  | Painted or None |  |  | 1901-01-01 | [15 empty] | UST Currently In Use: 0; UST Temp Close: 0; AST Currently In Use: 0; AST Temp Closed: 0 | 0 | 0 | 14 | 15054-045-010240 | FT RUCKER MINI MALL SHOPPETTE
33103 | Permanently Closed | 1996-08-07 | 1955-01-01 | 1996-08-08 | Petroleum | Other, FUEL OIL | Other | Bulk facility, State/Federal Government | Steel | Steel |  | Painted or None |  |  | 1901-01-01 | [15 empty] | UST Currently In Use: 0; UST Temp Close: 0; AST Currently In Use: 0; AST Temp Closed: 0 | 0 | 0 | 14 | 15054-045-010240 | FT RUCKER MINI MALL SHOPPETTE
33104 | Permanently Closed | 1993-02-01 | 1955-01-01 | 1993-02-23 | Petroleum | Aviation fuel (JP-4; etc.) | Aviation fuel (JP-4; etc.) | State/federal government | Steel | Steel |  | Painted or None |  |  | 1901-01-01 | [15 empty] | UST Currently In Use: 0; UST Temp Close: 0; AST Currently In Use: 0; AST Temp Closed: 0 | 0 | 0 | 14 | 15054-045-010240 | FT RUCKER MINI MALL SHOPPETTE
33105 | Permanently Closed | 1993-02-01 | 1982-01-01 | 1993-02-22 | Petroleum | Aviation fuel (JP-4; etc.) | Aviation fuel (JP-4; etc.) | State/federal government | Steel | Steel |  | Painted or None |  |  | 1901-01-01 | [15 empty] | UST Currently In Use: 0; UST Temp Close: 0; AST Currently In Use: 0; AST Temp Closed: 0 | 0 | 0 | 14 | 15054-045-010240 | FT RUCKER MINI MALL SHOPPETTE
33106 | Permanently Closed | 1997-09-15 | 1978-01-01 | 1998-06-30 | Petroleum | Other, FUEL OIL | Other | Bulk facility, State/Federal Government | Steel | Steel |  | Painted or None |  |  | 1901-01-01 | [15 empty] | UST Currently In Use: 0; UST Temp Close: 0; AST Currently In Use: 0; AST Temp Closed: 0 | 0 | 0 | 14 | 15054-045-010240 | FT RUCKER MINI MALL SHOPPETTE
33107 | Permanently Closed | 1996-07-28 | 1955-01-01 | 1996-07-29 | Petroleum | On road diesel | On road diesel | Bulk facility, State/Federal Government | Steel | Steel |  |  |  |  | 1901-01-01 | [15 empty] | UST Currently In Use: 0; UST Temp Close: 0; AST Currently In Use: 0; AST Temp Closed: 0 | 0 | 0 | 14 | 15054-045-010240 | FT RUCKER MINI MALL SHOPPETTE
33108 | Permanently Closed | 1996-08-20 | 1955-01-01 | 1996-08-21 | Petroleum | Other, FUEL OIL | Other | Bulk facility, State/Federal Government | Steel | Steel |  | Painted or None |  |  | 1901-01-01 | [15 empty] | UST Currently In Use: 0; UST Temp Close: 0; AST Currently In Use: 0; AST Temp Closed: 0 | 0 | 0 | 14 | 15054-045-010240 | FT RUCKER MINI MALL SHOPPETTE
33109 | Permanently Closed | 1996-08-04 | 1955-01-01 | 1996-08-05 | Petroleum | Other, FUEL OIL | Other | Bulk facility, State/Federal Government | Steel | Steel |  | Painted or None |  |  | 1901-01-01 | [15 empty] | UST Currently In Use: 0; UST Temp Close: 0; AST Currently In Use: 0; AST Temp Closed: 0 | 0 | 0 | 14 | 15054-045-010240 | FT RUCKER MINI MALL SHOPPETTE
33110 | Permanently Closed | 1997-09-15 | 1955-01-01 | 1998-06-30 | Petroleum | Other, FUEL OIL | Other | Bulk facility, State/Federal Government | Steel | Steel |  | Painted or None |  |  | 1901-01-01 | [15 empty] | UST Currently In Use: 0; UST Temp Close: 0; AST Currently In Use: 0; AST Temp Closed: 0 | 0 | 0 | 14 | 15054-045-010240 | FT RUCKER MINI MALL SHOPPETTE
33111 | Permanently Closed | 1996-07-29 | 1968-01-01 | 1996-07-30 | Petroleum | On road diesel | On road diesel | State/federal government | Steel | Steel |  | Painted or None |  |  | 1901-01-01 | [15 empty] | UST Currently In Use: 0; UST Temp Close: 0; AST Currently In Use: 0; AST Temp Closed: 0 | 0 | 0 | 14 | 15054-045-010240 | FT RUCKER MINI MALL SHOPPETTE
33112 | Permanently Closed | 1997-07-22 | 1967-01-01 | 1997-07-23 | Petroleum | Other, FUEL OIL | Other | Bulk facility, State/Federal Government | Steel | Steel |  | Painted or None |  |  | 1901-01-01 | [15 empty] | UST Currently In Use: 0; UST Temp Close: 0; AST Currently In Use: 0; AST Temp Closed: 0 | 0 | 0 | 3 | 15054-045-010243 | FT RUCKER MINI MALL SHOPPETTE
33113 | Permanently Closed | 1996-07-11 | 1973-01-01 | 1996-07-12 | Petroleum | On road diesel | On road diesel | Bulk facility, State/Federal Government | Steel | Steel |  | Painted or None |  |  | 1901-01-01 | [15 empty] | UST Currently In Use: 0; UST Temp Close: 0; AST Currently In Use: 0; AST Temp Closed: 0 | 0 | 0 | 3 | 15054-045-010243 | FT RUCKER MINI MALL SHOPPETTE
33114 | Permanently Closed | 1996-07-01 | 1962-01-01 | 1996-07-02 | Petroleum | On road diesel | On road diesel | Bulk facility, State/Federal Government | Steel | Steel |  | Painted or None |  |  | 1901-01-01 | [15 empty] | UST Currently In Use: 0; UST Temp Close: 0; AST Currently In Use: 0; AST Temp Closed: 0 | 0 | 0 | 3 | 15054-045-010243 | FT RUCKER MINI MALL SHOPPETTE
33115 | Permanently Closed | 1996-07-08 | 1962-01-01 | 1996-07-09 | Petroleum | On road diesel | On road diesel | Bulk facility, State/Federal Government | Steel | Steel |  | Painted or None |  |  | 1901-01-01 | [15 empty] | UST Currently In Use: 0; UST Temp Close: 0; AST Currently In Use: 0; AST Temp Closed: 0 | 0 | 0 | 32 | 15054-045-010238 | FT RUCKER MINI MALL SHOPPETTE
33116 | Permanently Closed | 1997-07-10 | 1958-01-01 | 1997-07-11 | Petroleum | Other, FUEL OIL | Other | Bulk facility, State/Federal Government | Steel | Steel |  | Painted or None |  |  | 1901-01-01 | [15 empty] | UST Currently In Use: 0; UST Temp Close: 0; AST Currently In Use: 0; AST Temp Closed: 0 | 0 | 0 | 1 | 15054-045-010244 | FT RUCKER MINI MALL SHOPPETTE
33117 | Permanently Closed | 1996-02-09 | 1968-01-01 | 1996-02-09 | Petroleum | Unleaded gasoline | Unleaded gasoline | State/federal government | Steel | Steel |  | Painted or None | Steel |  | 1901-01-01 | None | [11 empty] | Annual line testing | Annual line testing |  | UST Currently In Use: 3; UST Temp Close: 0; AST Currently In Use: 18; AST Temp Closed: 0 | 3 | 0 | 29 | 15057-089-002590 | US ARMY GARRISON - REDSTONE
33118 | Permanently Closed | 1996-02-09 | 1968-01-01 | 1996-02-09 | Petroleum | Unleaded gasoline | Unleaded gasoline | State/federal government | Steel | Steel |  | Painted or None | Steel |  | 1901-01-01 | None | [11 empty] | Annual line testing | Annual line testing |  | UST Currently In Use: 3; UST Temp Close: 0; AST Currently In Use: 18; AST Temp Closed: 0 | 3 | 0 | 29 | 15057-089-002590 | US ARMY GARRISON - REDSTONE
33119 | Permanently Closed | 1996-02-09 | 1968-01-01 | 1996-02-09 | Petroleum | Unleaded gasoline | Unleaded gasoline | State/federal government | Steel | Steel |  | Painted or None | Steel |  | 1901-01-01 | None | [11 empty] | Annual line testing | Annual line testing |  | UST Currently In Use: 3; UST Temp Close: 0; AST Currently In Use: 18; AST Temp Closed: 0 | 3 | 0 | 29 | 15057-089-002590 | US ARMY GARRISON - REDSTONE
33120 | Permanently Closed | 1996-09-01 | 1985-01-01 | 1996-09-15 | Petroleum | Unleaded gasoline | Unleaded gasoline | State/federal government | Fiberglass reinforced plastic | Fiberglass reinforced plastic |  |  | Steel |  | 1901-01-01 | None | [11 empty] | Annual line testing | Annual line testing |  | UST Currently In Use: 3; UST Temp Close: 0; AST Currently In Use: 18; AST Temp Closed: 0 | 3 | 0 | 29 | 15057-089-002590 | US ARMY GARRISON - REDSTONE
33121 | Permanently Closed | 1984-09-01 | 1953-01-01 | 1985-01-01 | Petroleum | Unleaded gasoline | Unleaded gasoline | State/federal government | Steel | Steel |  | Painted or None | Steel |  | 1901-01-01 | [15 empty] | UST Currently In Use: 3; UST Temp Close: 0; AST Currently In Use: 18; AST Temp Closed: 0 | 3 | 0 | 29 | 15057-089-002590 | US ARMY GARRISON - REDSTONE
33122 | Permanently Closed | 1996-07-11 | 1955-01-01 | 1996-07-11 | Petroleum | Unleaded gasoline | Unleaded gasoline | State/federal government | Steel | Steel |  | Painted or None | Steel |  | 1901-01-01 | None | [11 empty] | Annual line testing | Annual line testing |  | UST Currently In Use: 3; UST Temp Close: 0; AST Currently In Use: 18; AST Temp Closed: 0 | 3 | 0 | 29 | 15057-089-002590 | US ARMY GARRISON - REDSTONE
33123 | Permanently Closed | 1996-09-01 | 1955-01-01 | 1996-09-18 | Petroleum | On road diesel | On road diesel | State/federal government | Steel | Steel |  | Painted or None | Steel |  | 1901-01-01 | None | [11 empty] | Annual line testing | Annual line testing |  | UST Currently In Use: 3; UST Temp Close: 0; AST Currently In Use: 18; AST Temp Closed: 0 | 3 | 0 | 29 | 15057-089-002590 | US ARMY GARRISON - REDSTONE
33128 | Permanently Closed | 2019-06-28 | 1984-01-01 | 2022-01-13 | Petroleum | Aviation fuel (JP-4; etc.) | Aviation fuel (JP-4; etc.) | State/federal government | Double Wall, Fiberglass reinforced plastic | Fiberglass reinforced plastic |  |  | Single Wall, Steel, ABVGROUND |  | 1901-01-01 | Other, ABV GROUND | Catchment Basin, CONCRETE | Audible high level alarm At 90% full | Audible high level alarm At 90% full |  |  | Continuous Automatic Tank Gauge |  | Other, ABOVEGROUN | Other | [5 empty] | UST Currently In Use: 3; UST Temp Close: 0; AST Currently In Use: 18; AST Temp Closed: 0 | 3 | 0 | 29 | 15057-089-002590 | US ARMY GARRISON - REDSTONE
33129 | Permanently Closed | 2019-06-28 | 1984-01-01 | 2022-01-22 | Petroleum | Aviation fuel (JP-4; etc.) | Aviation fuel (JP-4; etc.) | State/federal government | Double Wall, Fiberglass reinforced plastic | Fiberglass reinforced plastic |  |  | Single Wall, Steel, ABVGROUND |  | 1901-01-01 | Other, ABV GROUND | Catchment Basin, CONCRETE | Audible high level alarm At 90% full | Audible high level alarm At 90% full |  |  | Continuous Automatic Tank Gauge |  | Other, ABOVEGROUN | Other | [5 empty] | UST Currently In Use: 3; UST Temp Close: 0; AST Currently In Use: 18; AST Temp Closed: 0 | 3 | 0 | 29 | 15057-089-002590 | US ARMY GARRISON - REDSTONE
33130 | Permanently Closed | 2019-06-28 | 1984-01-01 | 2022-01-12 | Petroleum | Aviation fuel (JP-4; etc.) | Aviation fuel (JP-4; etc.) | State/federal government | Double Wall, Fiberglass coated steel | Fiberglass coated steel |  |  | Single Wall, Steel, ABVGROUND |  | 1901-01-01 | Other, ABV GROUND | Catchment Basin, CONCRETE | Audible high level alarm At 90% full | Audible high level alarm At 90% full |  |  | Continuous Automatic Tank Gauge |  | Other, ABOVEGROUN | Other | [5 empty] | UST Currently In Use: 3; UST Temp Close: 0; AST Currently In Use: 18; AST Temp Closed: 0 | 3 | 0 | 29 | 15057-089-002590 | US ARMY GARRISON - REDSTONE
33131 | Permanently Closed | 2019-06-28 | 1984-01-01 | 2022-01-12 | Petroleum | Aviation fuel (JP-4; etc.) | Aviation fuel (JP-4; etc.) | State/federal government | Double Wall, Fiberglass reinforced plastic | Fiberglass reinforced plastic |  |  | Single Wall, Steel, ABVGROUND |  | 1901-01-01 | Other, ABV GROUND | Catchment Basin, CONCRETE | Audible high level alarm At 90% full | Audible high level alarm At 90% full |  |  | Continuous Automatic Tank Gauge |  | Other, ABOVEGROUN | Other | [5 empty] | UST Currently In Use: 3; UST Temp Close: 0; AST Currently In Use: 18; AST Temp Closed: 0 | 3 | 0 | 29 | 15057-089-002590 | US ARMY GARRISON - REDSTONE
33132 | Permanently Closed | 1990-05-03 | 1958-01-01 | 1990-05-03 | Petroleum | Unleaded gasoline | Unleaded gasoline | State/federal government | Steel | Steel |  | Painted or None | Steel |  | 1901-01-01 | [12 empty] | Annual line testing | Annual line testing |  | UST Currently In Use: 3; UST Temp Close: 0; AST Currently In Use: 18; AST Temp Closed: 0 | 3 | 0 | 29 | 15057-089-002590 | US ARMY GARRISON - REDSTONE
33133 | Permanently Closed | 1988-03-18 | 1958-01-01 | 1988-03-18 | Petroleum | Unleaded gasoline | Unleaded gasoline | State/federal government | Steel | Steel |  | Painted or None | Steel |  | 1901-01-01 | [12 empty] | Annual line testing | Annual line testing |  | UST Currently In Use: 3; UST Temp Close: 0; AST Currently In Use: 18; AST Temp Closed: 0 | 3 | 0 | 29 | 15057-089-002590 | US ARMY GARRISON - REDSTONE
33134 | Permanently Closed | 1996-09-01 | 1983-01-01 | 1998-02-02 | Petroleum | Unleaded gasoline | Unleaded gasoline | State/federal government | Steel | Steel |  | Painted or None | Steel |  | 1901-01-01 | None | [11 empty] | Annual line testing | Annual line testing |  | UST Currently In Use: 3; UST Temp Close: 0; AST Currently In Use: 18; AST Temp Closed: 0 | 3 | 0 | 29 | 15057-089-002590 | US ARMY GARRISON - REDSTONE
33135 | Permanently Closed | 1988-08-12 | 1954-01-01 | 1988-08-12 | Petroleum | Unleaded gasoline | Unleaded gasoline | State/federal government | Steel | Steel |  | Painted or None | Steel |  | 1901-01-01 | [15 empty] | UST Currently In Use: 3; UST Temp Close: 0; AST Currently In Use: 18; AST Temp Closed: 0 | 3 | 0 | 29 | 15057-089-002590 | US ARMY GARRISON - REDSTONE
33137 | Permanently Closed | 1990-05-18 | 1958-01-01 | 1990-05-18 | Petroleum | On road diesel | On road diesel | State/federal government | Steel | Steel |  | Painted or None | Steel |  | 1901-01-01 | [15 empty] | UST Currently In Use: 3; UST Temp Close: 0; AST Currently In Use: 18; AST Temp Closed: 0 | 3 | 0 | 29 | 15057-089-002590 | US ARMY GARRISON - REDSTONE
33138 | Permanently Closed | 1993-03-15 | 1970-01-01 | 1996-03-15 | Petroleum | Used oil | Used oil | State/federal government | Steel | Steel |  | Painted or None | Steel |  | 1901-01-01 | None | [11 empty] | Annual line testing | Annual line testing |  | UST Currently In Use: 3; UST Temp Close: 0; AST Currently In Use: 18; AST Temp Closed: 0 | 3 | 0 | 29 | 15057-089-002590 | US ARMY GARRISON - REDSTONE
33139 | Permanently Closed | 1990-04-18 | 1969-01-01 | 1990-04-18 | Petroleum | Used oil | Used oil | State/federal government | Steel | Steel |  | Painted or None | Steel |  | 1901-01-01 | [12 empty] | Annual line testing | Annual line testing |  | UST Currently In Use: 3; UST Temp Close: 0; AST Currently In Use: 18; AST Temp Closed: 0 | 3 | 0 | 29 | 15057-089-002590 | US ARMY GARRISON - REDSTONE
33140 | Permanently Closed | 1993-08-31 | 1969-01-01 | 1993-08-31 | Petroleum | Used oil | Used oil | State/federal government | Steel | Steel |  | Painted or None | Steel |  | 1901-01-01 | None | [11 empty] | Annual line testing | Annual line testing |  | UST Currently In Use: 3; UST Temp Close: 0; AST Currently In Use: 18; AST Temp Closed: 0 | 3 | 0 | 29 | 15057-089-002590 | US ARMY GARRISON - REDSTONE
33141 | Permanently Closed | 1991-03-20 | 1969-01-01 | 1991-03-20 | Petroleum | Other, HYD OIL | Other | State/federal government | Steel | Steel |  | Painted or None | Steel |  | 1901-01-01 | [12 empty] | Annual line testing | Annual line testing |  | UST Currently In Use: 3; UST Temp Close: 0; AST Currently In Use: 18; AST Temp Closed: 0 | 3 | 0 | 29 | 15057-089-002590 | US ARMY GARRISON - REDSTONE
33142 | Permanently Closed | 1994-01-01 | 1974-01-01 | 1994-01-01 | Hazardous Substance |  |  |  | Steel | Steel |  | Painted or None | Steel |  | 1901-01-01 | [15 empty] | UST Currently In Use: 0; UST Temp Close: 0; AST Currently In Use: 0; AST Temp Closed: 0 | 0 | 0 | 3 | 15058-097-000401 | U S CYLINDERS INC
33143 | Permanently Closed | 1994-01-01 | 1974-01-01 | 1994-01-01 | Hazardous Substance |  |  |  | Steel | Steel |  | Painted or None | Steel |  | 1901-01-01 | [15 empty] | UST Currently In Use: 0; UST Temp Close: 0; AST Currently In Use: 0; AST Temp Closed: 0 | 0 | 0 | 3 | 15058-097-000401 | U S CYLINDERS INC
33144 | Permanently Closed | 1994-01-01 | 1977-01-01 | 1994-01-01 | Hazardous Substance |  |  |  | Steel | Steel |  | Painted or None | Steel |  | 1901-01-01 | [15 empty] | UST Currently In Use: 0; UST Temp Close: 0; AST Currently In Use: 0; AST Temp Closed: 0 | 0 | 0 | 3 | 15058-097-000401 | U S CYLINDERS INC
33145 | Permanently Closed | 1990-10-26 | 1975-01-01 | 1990-10-26 | Petroleum | Unleaded gasoline | Unleaded gasoline | State/federal government | Steel | Steel |  | Painted or None | Steel |  | 1901-01-01 | [15 empty] | UST Currently In Use: 0; UST Temp Close: 0; AST Currently In Use: 0; AST Temp Closed: 0 | 0 | 0 | 1 | 15059-105-011938 | NATL BIO SURVEY SE FISH LAB
33146 | Permanently Closed | 1994-12-01 | 1982-01-01 | 1994-12-01 | Petroleum | On road diesel | On road diesel | Emergency Power Generator, State/Federal Government | Steel | Steel | Coated & cathodic protection (sti-P3) |  | Steel, ASPHALTIC |  | 1901-01-01 | Field installed cathodic protection | [14 empty] | UST Currently In Use: 0; UST Temp Close: 0; AST Currently In Use: 0; AST Temp Closed: 0 | 0 | 0 | 1 | 15060-073-001896 | U S GOVERNMENT
33147 | Permanently Closed | 1993-12-18 | 1975-01-01 | 1993-12-18 | Petroleum | Unleaded gasoline | Unleaded gasoline |  | Steel | Steel |  |  |  |  | 1901-01-01 | [15 empty] | UST Currently In Use: 0; UST Temp Close: 0; AST Currently In Use: 2; AST Temp Closed: 0 | 0 | 0 | 3 | 15061-073-006007 | U S PIPE HOLDINGS CORP
33148 | Permanently Closed | 1994-02-08 | 1977-01-01 | 1994-02-08 | Petroleum | Unleaded gasoline | Unleaded gasoline |  | Steel | Steel |  |  |  |  | 1901-01-01 | [15 empty] | UST Currently In Use: 0; UST Temp Close: 0; AST Currently In Use: 2; AST Temp Closed: 0 | 0 | 0 | 3 | 15061-073-006007 | U S PIPE HOLDINGS CORP
33149 | Permanently Closed | 1991-01-21 | 1967-01-01 | 1991-01-21 | Petroleum | On road diesel | On road diesel |  | Steel | Steel |  |  |  |  | 1901-01-01 | [15 empty] | UST Currently In Use: 0; UST Temp Close: 0; AST Currently In Use: 2; AST Temp Closed: 0 | 0 | 0 | 3 | 15061-073-006007 | U S PIPE HOLDINGS CORP
33150 | Permanently Closed | 1989-09-11 | 1969-01-01 | 1989-09-11 | Petroleum | Unleaded gasoline | Unleaded gasoline |  | Steel | Steel |  | Painted or None | Steel |  | 1901-01-01 | [12 empty] | Annual line testing | Annual line testing |  | UST Currently In Use: 0; UST Temp Close: 0; AST Currently In Use: 0; AST Temp Closed: 0 | 0 | 0 | 3 | 15062-073-000373 | US PIPE AND FOUNDRY COMPANY
33151 | Permanently Closed | 1901-01-01 | 1969-01-01 | 1989-03-21 | Petroleum | Unleaded gasoline | Unleaded gasoline |  | Steel | Steel |  | Painted or None | Steel |  | 1901-01-01 | [15 empty] | UST Currently In Use: 0; UST Temp Close: 0; AST Currently In Use: 0; AST Temp Closed: 0 | 0 | 0 | 3 | 15062-073-000373 | US PIPE AND FOUNDRY COMPANY
33152 | Permanently Closed | 2011-03-25 | 1989-01-01 | 2011-03-25 | Petroleum | Unleaded gasoline | Unleaded gasoline | Industrial | Fiberglass reinforced plastic | Fiberglass reinforced plastic |  |  | Fiberglass reinforced plastic |  | 1901-01-01 |  | Catchment Basin, Single walled catchment basin | Flow Rest 90% Full | Flow Rest 90% Full |  |  | Automatic Tank Gauge | [8 empty] | UST Currently In Use: 0; UST Temp Close: 0; AST Currently In Use: 0; AST Temp Closed: 0 | 0 | 0 | 3 | 15062-073-000373 | US PIPE AND FOUNDRY COMPANY
33153 | Permanently Closed | 1989-08-27 | 1964-01-01 | 1989-08-28 | Petroleum | Unleaded gasoline | Unleaded gasoline |  | Steel | Steel |  |  |  |  | 1901-01-01 | [15 empty] | UST Currently In Use: 0; UST Temp Close: 0; AST Currently In Use: 0; AST Temp Closed: 0 | 0 | 0 | 2 | 15063-073-001974 | U S PIPE HOLDINGS CORP
33154 | Permanently Closed | 1989-08-27 | 1964-01-01 | 1989-08-28 | Petroleum | Unleaded gasoline | Unleaded gasoline |  | Steel | Steel |  |  |  |  | 1901-01-01 | [15 empty] | UST Currently In Use: 0; UST Temp Close: 0; AST Currently In Use: 0; AST Temp Closed: 0 | 0 | 0 | 2 | 15063-073-001974 | U S PIPE HOLDINGS CORP
33155 | Permanently Closed | 1993-11-15 | 1979-01-01 | 1993-11-15 | Petroleum | On road diesel | On road diesel |  | Steel | Steel |  | Painted or None | Steel |  | 1901-01-01 | [15 empty] | UST Currently In Use: 0; UST Temp Close: 0; AST Currently In Use: 13; AST Temp Closed: 0 | 0 | 0 | 12 | 15064-073-000122 | U S STEEL MINING CO INC
33156 | Permanently Closed | 1993-11-15 | 1980-01-01 | 1993-11-15 | Petroleum | On road diesel | On road diesel |  | Steel | Steel |  | Painted or None | Steel |  | 1901-01-01 | [15 empty] | UST Currently In Use: 0; UST Temp Close: 0; AST Currently In Use: 13; AST Temp Closed: 0 | 0 | 0 | 12 | 15064-073-000122 | U S STEEL MINING CO INC
33157 | Permanently Closed | 1993-11-15 | 1981-01-01 | 1993-11-15 | Petroleum | On road diesel | On road diesel |  | Steel | Steel |  | Painted or None | Steel |  | 1901-01-01 | [15 empty] | UST Currently In Use: 0; UST Temp Close: 0; AST Currently In Use: 13; AST Temp Closed: 0 | 0 | 0 | 12 | 15064-073-000122 | U S STEEL MINING CO INC
33158 | Permanently Closed | 1991-10-23 | 1982-01-01 | 1991-10-23 | Petroleum | On road diesel | On road diesel |  | Steel | Steel |  | Painted or None | Steel |  | 1901-01-01 | [15 empty] | UST Currently In Use: 0; UST Temp Close: 0; AST Currently In Use: 13; AST Temp Closed: 0 | 0 | 0 | 12 | 15064-073-000122 | U S STEEL MINING CO INC
33159 | Permanently Closed | 1992-11-25 | 1976-01-01 | 1992-11-25 | Petroleum | On road diesel | On road diesel |  | Steel | Steel |  |  | Steel |  | 1901-01-01 | [15 empty] | UST Currently In Use: 0; UST Temp Close: 0; AST Currently In Use: 13; AST Temp Closed: 0 | 0 | 0 | 12 | 15064-073-000122 | U S STEEL MINING CO INC
33160 | Permanently Closed | 1992-11-25 | 1976-01-01 | 1992-11-25 | Petroleum | On road diesel | On road diesel |  | Steel | Steel |  | Painted or None | Steel |  | 1901-01-01 | [15 empty] | UST Currently In Use: 0; UST Temp Close: 0; AST Currently In Use: 13; AST Temp Closed: 0 | 0 | 0 | 12 | 15064-073-000122 | U S STEEL MINING CO INC
33161 | Permanently Closed | 1992-11-25 | 1977-01-01 | 1992-11-25 | Petroleum | On road diesel | On road diesel |  | Steel | Steel |  | Painted or None | Steel |  | 1901-01-01 | [15 empty] | UST Currently In Use: 0; UST Temp Close: 0; AST Currently In Use: 13; AST Temp Closed: 0 | 0 | 0 | 12 | 15064-073-000122 | U S STEEL MINING CO INC
33162 | Permanently Closed | 1993-11-15 | 1980-01-01 | 1993-11-15 | Petroleum | On road diesel | On road diesel |  | Steel | Steel |  | Painted or None | Steel |  | 1901-01-01 | [15 empty] | UST Currently In Use: 0; UST Temp Close: 0; AST Currently In Use: 13; AST Temp Closed: 0 | 0 | 0 | 12 | 15064-073-000122 | U S STEEL MINING CO INC
33163 | Permanently Closed | 1991-10-24 | 1974-01-01 | 1991-10-24 | Petroleum | On road diesel | On road diesel |  | Steel | Steel |  | Painted or None | Steel |  | 1901-01-01 | [15 empty] | UST Currently In Use: 0; UST Temp Close: 0; AST Currently In Use: 13; AST Temp Closed: 0 | 0 | 0 | 12 | 15064-073-000122 | U S STEEL MINING CO INC
33164 | Permanently Closed | 1993-11-15 | 1982-01-01 | 1993-11-15 | Petroleum | On road diesel | On road diesel |  | Steel | Steel |  | Painted or None | Steel |  | 1901-01-01 | [15 empty] | UST Currently In Use: 0; UST Temp Close: 0; AST Currently In Use: 13; AST Temp Closed: 0 | 0 | 0 | 12 | 15064-073-000122 | U S STEEL MINING CO INC
33165 | Permanently Closed | 1991-10-23 | 1975-01-01 | 1991-10-23 | Petroleum | On road diesel | On road diesel |  | Steel | Steel |  |  | Steel |  | 1901-01-01 | [15 empty] | UST Currently In Use: 0; UST Temp Close: 0; AST Currently In Use: 13; AST Temp Closed: 0 | 0 | 0 | 12 | 15064-073-000122 | U S STEEL MINING CO INC
33166 | Permanently Closed | 1992-11-25 | 1976-01-01 | 1992-11-25 | Petroleum | Unleaded gasoline | Unleaded gasoline |  | Steel | Steel |  |  | Steel |  | 1901-01-01 | [15 empty] | UST Currently In Use: 0; UST Temp Close: 0; AST Currently In Use: 13; AST Temp Closed: 0 | 0 | 0 | 12 | 15064-073-000122 | U S STEEL MINING CO INC
33167 | Permanently Closed | 1990-03-12 | 1978-01-01 | 1990-03-13 | Petroleum | On road diesel | On road diesel |  | Steel | Steel |  | Painted or None | Steel |  | 1901-01-01 | [15 empty] | UST Currently In Use: 0; UST Temp Close: 0; AST Currently In Use: 0; AST Temp Closed: 0 | 0 | 0 | 2 | 15064-117-000121 | U S STEEL MINING CO INC
33168 | Permanently Closed | 1990-03-12 | 1978-01-01 | 1990-03-13 | Petroleum | Unleaded gasoline | Unleaded gasoline |  | Steel | Steel |  | Painted or None | Steel |  | 1901-01-01 | [15 empty] | UST Currently In Use: 0; UST Temp Close: 0; AST Currently In Use: 0; AST Temp Closed: 0 | 0 | 0 | 2 | 15064-117-000121 | U S STEEL MINING CO INC
33169 | Permanently Closed | 1989-11-27 | 1901-01-01 | 1989-11-29 | Petroleum | Unleaded gasoline | Unleaded gasoline |  | Steel | Steel |  |  |  |  | 1901-01-01 | [15 empty] | UST Currently In Use: 0; UST Temp Close: 0; AST Currently In Use: 0; AST Temp Closed: 0 | 0 | 0 | 2 | 15065-073-006237 | U-HAUL INTERNATIONAL (001470608)
33170 | Permanently Closed | 1989-11-29 | 1901-01-01 | 1989-11-29 | Petroleum | Unleaded gasoline | Unleaded gasoline |  | Steel | Steel |  |  |  |  | 1901-01-01 | [15 empty] | UST Currently In Use: 0; UST Temp Close: 0; AST Currently In Use: 0; AST Temp Closed: 0 | 0 | 0 | 2 | 15065-073-006237 | U-HAUL INTERNATIONAL (001470608)
33171 | Permanently Closed | 1993-05-22 | 1968-01-01 | 1994-11-18 | Petroleum | Unleaded gasoline | Unleaded gasoline |  | Steel | Steel |  |  |  |  | 1901-01-01 | [15 empty] | UST Currently In Use: 0; UST Temp Close: 0; AST Currently In Use: 0; AST Temp Closed: 0 | 0 | 0 | 2 | 15065-073-006243 | U-HAUL INTERNATIONAL (001470608)
33172 | Permanently Closed | 1993-05-22 | 1979-01-01 | 1994-11-18 | Petroleum | Used oil | Used oil |  | Steel | Steel |  |  |  |  | 1901-01-01 | [15 empty] | UST Currently In Use: 0; UST Temp Close: 0; AST Currently In Use: 0; AST Temp Closed: 0 | 0 | 0 | 2 | 15065-073-006243 | U-HAUL INTERNATIONAL (001470608)
33177 | Permanently Closed | 1989-12-14 | 1969-01-01 | 1989-12-14 | Petroleum | Unleaded gasoline | Unleaded gasoline |  | Steel | Steel |  |  |  |  | 1901-01-01 | [15 empty] | UST Currently In Use: 0; UST Temp Close: 0; AST Currently In Use: 0; AST Temp Closed: 0 | 0 | 0 | 2 | 15065-073-006245 | U-HAUL INTERNATIONAL (001470608)
33178 | Permanently Closed | 1980-01-01 | 1964-01-01 | 1989-12-14 | Petroleum | Unleaded gasoline | Unleaded gasoline |  | Steel | Steel |  |  |  |  | 1901-01-01 | [15 empty] | UST Currently In Use: 0; UST Temp Close: 0; AST Currently In Use: 0; AST Temp Closed: 0 | 0 | 0 | 2 | 15065-073-006245 | U-HAUL INTERNATIONAL (001470608)
33182 | Permanently Closed | 1989-05-10 | 1963-01-01 | 1989-05-10 | Petroleum | Unleaded gasoline | Unleaded gasoline |  | Steel | Steel |  |  |  |  | 1901-01-01 | [15 empty] | UST Currently In Use: 0; UST Temp Close: 0; AST Currently In Use: 0; AST Temp Closed: 0 | 0 | 0 | 3 | 15065-089-009524 | U-HAUL INTERNATIONAL (001470608)
33183 | Permanently Closed | 1989-05-10 | 1963-01-01 | 1989-05-10 | Petroleum | On road diesel | On road diesel |  | Steel | Steel |  |  |  |  | 1901-01-01 | [15 empty] | UST Currently In Use: 0; UST Temp Close: 0; AST Currently In Use: 0; AST Temp Closed: 0 | 0 | 0 | 3 | 15065-089-009524 | U-HAUL INTERNATIONAL (001470608)
33184 | Permanently Closed | 1989-05-10 | 1963-01-01 | 1989-05-10 | Petroleum | Unleaded gasoline | Unleaded gasoline |  | Steel | Steel |  |  |  |  | 1901-01-01 | [15 empty] | UST Currently In Use: 0; UST Temp Close: 0; AST Currently In Use: 0; AST Temp Closed: 0 | 0 | 0 | 3 | 15065-089-009524 | U-HAUL INTERNATIONAL (001470608)
33185 | Retired | 1988-08-08 | 1971-01-01 |  | Petroleum | Unleaded gasoline | Unleaded gasoline |  | Steel | Steel |  | Painted or None | Steel |  | 1901-01-01 | [15 empty] | UST Currently In Use: 0; UST Temp Close: 0; AST Currently In Use: 0; AST Temp Closed: 0 | 0 | 0 | 0 | 15069-057-004413 | ULYESES NALLS
33186 | Retired | 1988-08-08 | 1971-01-01 |  | Petroleum | Unleaded gasoline | Unleaded gasoline |  | Steel | Steel |  | Painted or None | Steel |  | 1901-01-01 | [15 empty] | UST Currently In Use: 0; UST Temp Close: 0; AST Currently In Use: 0; AST Temp Closed: 0 | 0 | 0 | 0 | 15069-057-004413 | ULYESES NALLS
33187 | Permanently Closed | 1998-12-22 | 1981-01-01 | 2007-12-18 | Petroleum | Unleaded gasoline | Unleaded gasoline | Retail | Steel | Steel |  |  |  |  | 1901-01-01 | [15 empty] | UST Currently In Use: 0; UST Temp Close: 0; AST Currently In Use: 0; AST Temp Closed: 0 | 0 | 0 | 2 | 15070-101-004530 | ARTHUR BELL
33188 | Permanently Closed | 1998-12-22 | 1976-01-01 | 2007-12-18 | Petroleum | Unleaded gasoline | Unleaded gasoline | Retail | Steel | Steel |  |  |  |  | 1901-01-01 | [15 empty] | UST Currently In Use: 0; UST Temp Close: 0; AST Currently In Use: 0; AST Temp Closed: 0 | 0 | 0 | 2 | 15070-101-004530 | ARTHUR BELL
33189 | Permanently Closed | 1993-09-15 | 1982-01-01 | 1993-09-15 | Petroleum | Unleaded gasoline | Unleaded gasoline |  | Steel | Steel | Coated & cathodic protection (sti-P3) |  | Steel |  | 1901-01-01 | [15 empty] | UST Currently In Use: 0; UST Temp Close: 0; AST Currently In Use: 2; AST Temp Closed: 0 | 0 | 0 | 2 | 15071-097-000493 | UNDERWOOD BUILDERS SUPPLY CO
33190 | Permanently Closed | 1970-05-01 | 1948-01-01 |  | Petroleum | Other, X | Other |  | Steel | Steel |  |  | Steel |  | 1901-01-01 | [15 empty] | UST Currently In Use: 0; UST Temp Close: 0; AST Currently In Use: 2; AST Temp Closed: 0 | 0 | 0 | 2 | 15071-097-000493 | UNDERWOOD BUILDERS SUPPLY CO
33191 | Permanently Closed | 1986-08-01 | 1964-01-01 | 1986-08-01 | Petroleum | Used oil | Used oil |  | Steel | Steel |  |  | Steel |  | 1901-01-01 | [15 empty] | UST Currently In Use: 0; UST Temp Close: 0; AST Currently In Use: 0; AST Temp Closed: 0 | 0 | 0 | 2 | 15072-069-008074 | UNIFIRST CORP
33192 | Permanently Closed | 1986-08-01 | 1972-01-01 | 1986-08-01 | Petroleum | Unleaded gasoline | Unleaded gasoline |  | Steel | Steel |  |  | Steel |  | 1901-01-01 | [15 empty] | UST Currently In Use: 0; UST Temp Close: 0; AST Currently In Use: 0; AST Temp Closed: 0 | 0 | 0 | 2 | 15072-069-008074 | UNIFIRST CORP
33193 | Permanently Closed | 1901-01-01 | 1965-01-01 | 2011-11-11 | Petroleum | On road diesel | On road diesel |  | Steel | Steel |  | Painted or None | Steel |  | 1901-01-01 | [15 empty] | UST Currently In Use: 0; UST Temp Close: 0; AST Currently In Use: 0; AST Temp Closed: 0 | 0 | 0 | 1 | 15073-069-002612 | UNIJAX INC
33194 | Permanently Closed | 1991-07-19 | 1979-01-01 | 1991-07-19 | Petroleum | On road diesel | On road diesel |  | Steel | Steel |  | Painted or None | Steel |  | 1901-01-01 | [15 empty] | UST Currently In Use: 0; UST Temp Close: 0; AST Currently In Use: 0; AST Temp Closed: 0 | 0 | 0 | 1 | 15074-097-011432 | UNIJAX INC
33195 | Permanently Closed | 1901-01-01 | 1982-01-01 | 1988-12-22 | Petroleum | On road diesel | On road diesel |  | Steel | Steel |  |  | Steel |  | 1901-01-01 | [15 empty] | UST Currently In Use: 0; UST Temp Close: 0; AST Currently In Use: 2; AST Temp Closed: 0 | 0 | 0 | 1 | 15075-081-006838 | WEST FRASER INC.
33196 | Permanently Closed | 1901-01-01 | 1978-01-01 |  | Petroleum | Unleaded gasoline | Unleaded gasoline |  | Steel | Steel |  |  | Steel |  | 1901-01-01 | [15 empty] | UST Currently In Use: 0; UST Temp Close: 0; AST Currently In Use: 7; AST Temp Closed: 0 | 0 | 0 | 2 | 24915-021-006839 | BOISE CASCADE WOOD PRODUCTS LLC
33197 | Permanently Closed | 1901-01-01 | 1978-01-01 |  | Petroleum | On road diesel | On road diesel |  | Steel | Steel |  |  | Steel |  | 1901-01-01 | [15 empty] | UST Currently In Use: 0; UST Temp Close: 0; AST Currently In Use: 7; AST Temp Closed: 0 | 0 | 0 | 2 | 24915-021-006839 | BOISE CASCADE WOOD PRODUCTS LLC
33198 | Permanently Closed | 1992-04-29 | 1973-01-01 | 1992-04-29 | Petroleum | On road diesel | On road diesel |  | Steel | Steel |  | Painted or None | Steel |  | 1901-01-01 | [15 empty] | UST Currently In Use: 0; UST Temp Close: 0; AST Currently In Use: 0; AST Temp Closed: 0 | 0 | 0 | 3 | 15077-103-005183 | INTERNATIONAL PAPER
33199 | Permanently Closed | 1992-04-29 | 1972-01-01 | 1992-04-29 | Petroleum | Other, #5FUELOIL | Other |  | Steel | Steel |  | Painted or None | Steel |  | 1901-01-01 | [15 empty] | UST Currently In Use: 0; UST Temp Close: 0; AST Currently In Use: 0; AST Temp Closed: 0 | 0 | 0 | 3 | 15077-103-005183 | INTERNATIONAL PAPER
33200 | Permanently Closed | 1988-11-01 | 1978-01-01 | 1988-11-01 | Petroleum | Unleaded gasoline | Unleaded gasoline |  | Steel | Steel |  | Painted or None | Steel |  | 1901-01-01 | [15 empty] | UST Currently In Use: 0; UST Temp Close: 0; AST Currently In Use: 5; AST Temp Closed: 0 | 0 | 0 | 6 | 15078-001-010049 | INTERNATIONAL PAPER
33201 | Permanently Closed | 1988-11-01 | 1978-01-01 | 1988-11-01 | Petroleum | Unleaded gasoline | Unleaded gasoline |  | Steel | Steel |  | Painted or None | Steel |  | 1901-01-01 | [15 empty] | UST Currently In Use: 0; UST Temp Close: 0; AST Currently In Use: 5; AST Temp Closed: 0 | 0 | 0 | 6 | 15078-001-010049 | INTERNATIONAL PAPER
33202 | Permanently Closed | 1988-11-01 | 1978-01-01 | 1988-11-01 | Petroleum | On road diesel | On road diesel |  | Steel | Steel |  | Painted or None | Steel |  | 1901-01-01 | [15 empty] | UST Currently In Use: 0; UST Temp Close: 0; AST Currently In Use: 5; AST Temp Closed: 0 | 0 | 0 | 6 | 15078-001-010049 | INTERNATIONAL PAPER
33203 | Permanently Closed | 1988-11-01 | 1964-01-01 | 1988-11-01 | Petroleum | On road diesel | On road diesel |  | Steel | Steel |  | Painted or None | Steel |  | 1901-01-01 | [15 empty] | UST Currently In Use: 0; UST Temp Close: 0; AST Currently In Use: 5; AST Temp Closed: 0 | 0 | 0 | 6 | 15078-001-010049 | INTERNATIONAL PAPER
33204 | Permanently Closed | 1988-04-01 | 1977-01-01 |  | Petroleum | On road diesel | On road diesel |  | Steel | Steel |  | Painted or None | Steel |  | 1901-01-01 | [15 empty] | UST Currently In Use: 0; UST Temp Close: 0; AST Currently In Use: 5; AST Temp Closed: 0 | 0 | 0 | 6 | 15078-001-010049 | INTERNATIONAL PAPER
33205 | Permanently Closed | 1982-03-01 | 1971-01-01 |  | Petroleum | On road diesel | On road diesel |  | Steel | Steel |  | Painted or None | Steel |  | 1901-01-01 | [15 empty] | UST Currently In Use: 0; UST Temp Close: 0; AST Currently In Use: 5; AST Temp Closed: 0 | 0 | 0 | 6 | 15078-001-010049 | INTERNATIONAL PAPER
33206 | Permanently Closed | 1988-12-22 | 1979-01-01 | 1988-12-22 | Petroleum | Unleaded gasoline | Unleaded gasoline |  | Steel | Steel |  | Painted or None |  |  | 1901-01-01 | [15 empty] | UST Currently In Use: 0; UST Temp Close: 0; AST Currently In Use: 0; AST Temp Closed: 0 | 0 | 0 | 2 | 15079-001-002105 | INTERNATIONAL PAPER FOREST RESOURCES
33207 | Permanently Closed | 1988-12-22 | 1979-01-01 | 1988-12-22 | Petroleum | On road diesel | On road diesel |  | Steel | Steel |  | Painted or None |  |  | 1901-01-01 | [15 empty] | UST Currently In Use: 0; UST Temp Close: 0; AST Currently In Use: 0; AST Temp Closed: 0 | 0 | 0 | 2 | 15079-001-002105 | INTERNATIONAL PAPER FOREST RESOURCES
33208 | Permanently Closed | 1901-01-01 | 1964-01-01 | 1988-08-29 | Petroleum | On road diesel | On road diesel |  | Steel | Steel |  | Painted or None |  |  | 1901-01-01 | [15 empty] | UST Currently In Use: 0; UST Temp Close: 0; AST Currently In Use: 0; AST Temp Closed: 0 | 0 | 0 | 1 | 15079-007-002109 | INTERNATIONAL PAPER FOREST RESOURCES
33209 | Permanently Closed | 1901-01-01 | 1977-01-01 | 1988-08-29 | Petroleum | On road diesel | On road diesel |  | Steel | Steel |  | Painted or None |  |  | 1901-01-01 | [15 empty] | UST Currently In Use: 0; UST Temp Close: 0; AST Currently In Use: 0; AST Temp Closed: 0 | 0 | 0 | 2 | 15079-043-002113 | INTERNATIONAL PAPER FOREST RESOURCES
33210 | Permanently Closed | 1901-01-01 | 1977-01-01 | 1988-08-29 | Petroleum | Unleaded gasoline | Unleaded gasoline |  | Steel | Steel |  | Painted or None |  |  | 1901-01-01 | [15 empty] | UST Currently In Use: 0; UST Temp Close: 0; AST Currently In Use: 0; AST Temp Closed: 0 | 0 | 0 | 2 | 15079-043-002113 | INTERNATIONAL PAPER FOREST RESOURCES
33211 | Permanently Closed | 1988-12-22 | 1967-01-01 | 1988-12-22 | Petroleum | On road diesel | On road diesel |  | Steel | Steel |  | Painted or None |  |  | 1901-01-01 | [15 empty] | UST Currently In Use: 0; UST Temp Close: 0; AST Currently In Use: 0; AST Temp Closed: 0 | 0 | 0 | 1 | 15079-013-002106 | INTERNATIONAL PAPER FOREST RESOURCES
33212 | Permanently Closed | 1901-01-01 | 1982-01-01 | 1988-08-29 | Petroleum | On road diesel | On road diesel |  | Steel | Steel |  | Painted or None |  |  | 1901-01-01 | [15 empty] | UST Currently In Use: 0; UST Temp Close: 0; AST Currently In Use: 0; AST Temp Closed: 0 | 0 | 0 | 2 | 15079-013-002107 | INTERNATIONAL PAPER FOREST RESOURCES
33213 | Permanently Closed | 1901-01-01 | 1982-01-01 | 1988-08-29 | Petroleum | Unleaded gasoline | Unleaded gasoline |  | Steel | Steel |  | Painted or None |  |  | 1901-01-01 | [15 empty] | UST Currently In Use: 0; UST Temp Close: 0; AST Currently In Use: 0; AST Temp Closed: 0 | 0 | 0 | 2 | 15079-013-002107 | INTERNATIONAL PAPER FOREST RESOURCES
33214 | Permanently Closed | 1901-01-01 | 1977-01-01 | 1988-08-29 | Petroleum | On road diesel | On road diesel |  | Steel | Steel |  | Painted or None |  |  | 1901-01-01 | [15 empty] | UST Currently In Use: 0; UST Temp Close: 0; AST Currently In Use: 0; AST Temp Closed: 0 | 0 | 0 | 2 | 15079-017-002114 | INTERNATIONAL PAPER FOREST RESOURCES
33215 | Permanently Closed | 1901-01-01 | 1977-01-01 | 1988-08-29 | Petroleum | On road diesel | On road diesel |  | Steel | Steel |  | Painted or None |  |  | 1901-01-01 | [15 empty] | UST Currently In Use: 0; UST Temp Close: 0; AST Currently In Use: 0; AST Temp Closed: 0 | 0 | 0 | 2 | 15079-017-002114 | INTERNATIONAL PAPER FOREST RESOURCES
33216 | Permanently Closed | 1901-01-01 | 1977-01-01 | 1988-08-29 | Petroleum | On road diesel | On road diesel |  | Steel | Steel |  | Painted or None |  |  | 1901-01-01 | [15 empty] | UST Currently In Use: 0; UST Temp Close: 0; AST Currently In Use: 0; AST Temp Closed: 0 | 0 | 0 | 2 | 15079-107-002111 | INTERNATIONAL PAPER FOREST RESOURCES
33217 | Permanently Closed | 1901-01-01 | 1977-01-01 | 1988-08-29 | Petroleum | Unleaded gasoline | Unleaded gasoline |  | Steel | Steel |  | Painted or None |  |  | 1901-01-01 | [15 empty] | UST Currently In Use: 0; UST Temp Close: 0; AST Currently In Use: 0; AST Temp Closed: 0 | 0 | 0 | 2 | 15079-107-002111 | INTERNATIONAL PAPER FOREST RESOURCES
33218 | Permanently Closed | 1901-01-01 | 1964-01-01 | 2011-11-11 | Petroleum | On road diesel | On road diesel |  | Steel | Steel |  | Painted or None |  |  | 1901-01-01 | [15 empty] | UST Currently In Use: 0; UST Temp Close: 0; AST Currently In Use: 1; AST Temp Closed: 0 | 0 | 0 | 1 | 20121-109-002108 | SORRELL LUMBER AND PULPWOOD CO INC
33219 | Permanently Closed | 1982-06-01 | 1963-01-01 | 1987-12-01 | Petroleum | Other, OTHER | Other |  | Steel | Steel |  | Painted or None |  |  | 1901-01-01 | [15 empty] | UST Currently In Use: 0; UST Temp Close: 0; AST Currently In Use: 0; AST Temp Closed: 0 | 0 | 0 | 4 | 15079-109-007789 | INTERNATIONAL PAPER FOREST RESOURCES
33220 | Permanently Closed | 1982-06-01 | 1963-01-01 | 1987-12-01 | Petroleum | Other, OTHER | Other |  | Steel | Steel |  | Painted or None |  |  | 1901-01-01 | [15 empty] | UST Currently In Use: 0; UST Temp Close: 0; AST Currently In Use: 0; AST Temp Closed: 0 | 0 | 0 | 4 | 15079-109-007789 | INTERNATIONAL PAPER FOREST RESOURCES
33221 | Permanently Closed | 1982-06-01 | 1963-01-01 | 1987-12-01 | Petroleum | Other, OTHER | Other |  | Steel | Steel |  | Painted or None |  |  | 1901-01-01 | [15 empty] | UST Currently In Use: 0; UST Temp Close: 0; AST Currently In Use: 0; AST Temp Closed: 0 | 0 | 0 | 4 | 15079-109-007789 | INTERNATIONAL PAPER FOREST RESOURCES
33222 | Permanently Closed | 1982-06-01 | 1963-01-01 | 1987-12-01 | Petroleum | Other, OTHER | Other |  | Steel | Steel |  | Painted or None |  |  | 1901-01-01 | [15 empty] | UST Currently In Use: 0; UST Temp Close: 0; AST Currently In Use: 0; AST Temp Closed: 0 | 0 | 0 | 4 | 15079-109-007789 | INTERNATIONAL PAPER FOREST RESOURCES
33223 | Permanently Closed | 1901-01-01 | 1977-01-01 | 1988-08-29 | Petroleum | On road diesel | On road diesel |  | Steel | Steel |  | Painted or None |  |  | 1901-01-01 | [15 empty] | UST Currently In Use: 0; UST Temp Close: 0; AST Currently In Use: 0; AST Temp Closed: 0 | 0 | 0 | 2 | 15079-113-002115 | INTERNATIONAL PAPER FOREST RESOURCES
33224 | Permanently Closed | 1901-01-01 | 1977-01-01 | 1988-08-29 | Petroleum | Unleaded gasoline | Unleaded gasoline |  | Steel | Steel |  | Painted or None |  |  | 1901-01-01 | [15 empty] | UST Currently In Use: 0; UST Temp Close: 0; AST Currently In Use: 0; AST Temp Closed: 0 | 0 | 0 | 2 | 15079-113-002115 | INTERNATIONAL PAPER FOREST RESOURCES
33225 | Permanently Closed | 1901-01-01 | 1977-01-01 | 1988-08-29 | Petroleum | On road diesel | On road diesel |  | Steel | Steel |  | Painted or None |  |  | 1901-01-01 | [15 empty] | UST Currently In Use: 0; UST Temp Close: 0; AST Currently In Use: 0; AST Temp Closed: 0 | 0 | 0 | 2 | 15079-121-002119 | INTERNATIONAL PAPER FOREST RESOURCES
33226 | Permanently Closed | 1901-01-01 | 1977-01-01 | 1988-08-29 | Petroleum | Unleaded gasoline | Unleaded gasoline |  | Steel | Steel |  | Painted or None |  |  | 1901-01-01 | [15 empty] | UST Currently In Use: 0; UST Temp Close: 0; AST Currently In Use: 0; AST Temp Closed: 0 | 0 | 0 | 2 | 15079-121-002119 | INTERNATIONAL PAPER FOREST RESOURCES
33227 | Permanently Closed | 1901-01-01 | 1978-01-01 | 1988-08-29 | Petroleum | On road diesel | On road diesel |  | Steel | Steel |  | Painted or None |  |  | 1901-01-01 | [15 empty] | UST Currently In Use: 0; UST Temp Close: 0; AST Currently In Use: 0; AST Temp Closed: 0 | 0 | 0 | 2 | 15079-123-002117 | INTERNATIONAL PAPER FOREST RESOURCES
33228 | Permanently Closed | 1901-01-01 | 1978-01-01 | 1988-08-29 | Petroleum | Unleaded gasoline | Unleaded gasoline |  | Steel | Steel |  | Painted or None |  |  | 1901-01-01 | [15 empty] | UST Currently In Use: 0; UST Temp Close: 0; AST Currently In Use: 0; AST Temp Closed: 0 | 0 | 0 | 2 | 15079-123-002117 | INTERNATIONAL PAPER FOREST RESOURCES
33229 | Permanently Closed | 1901-01-01 | 1966-01-01 | 1988-12-20 | Petroleum | Other, #6FUELOIL | Other |  | Steel | Steel |  |  |  |  | 1901-01-01 | [15 empty] | UST Currently In Use: 0; UST Temp Close: 0; AST Currently In Use: 5; AST Temp Closed: 0 | 0 | 0 | 4 | 24528-013-006840 | COASTAL FOREST PRODUCTS, LLC
33230 | Permanently Closed | 1901-01-01 | 1970-01-01 | 1988-12-20 | Petroleum | Other, LIGHT OILS | Other |  | Steel | Steel |  |  |  |  | 1901-01-01 | [15 empty] | UST Currently In Use: 0; UST Temp Close: 0; AST Currently In Use: 5; AST Temp Closed: 0 | 0 | 0 | 4 | 24528-013-006840 | COASTAL FOREST PRODUCTS, LLC
33231 | Permanently Closed | 1901-01-01 | 1959-01-01 | 2011-11-11 | Petroleum | Other, MNRLSPIRIT | Other |  | Steel | Steel |  |  | Steel |  | 1901-01-01 | [15 empty] | UST Currently In Use: 0; UST Temp Close: 0; AST Currently In Use: 5; AST Temp Closed: 0 | 0 | 0 | 4 | 24528-013-006840 | COASTAL FOREST PRODUCTS, LLC
33232 | Permanently Closed | 1901-01-01 | 1959-01-01 | 2011-11-11 | Petroleum | Other, MNRLSPIRIT | Other |  | Steel | Steel |  |  | Steel |  | 1901-01-01 | [15 empty] | UST Currently In Use: 0; UST Temp Close: 0; AST Currently In Use: 5; AST Temp Closed: 0 | 0 | 0 | 4 | 24528-013-006840 | COASTAL FOREST PRODUCTS, LLC
33233 | Permanently Closed | 1901-01-01 | 1965-01-01 | 1987-11-16 | Petroleum | Unleaded gasoline | Unleaded gasoline |  | Steel | Steel |  |  |  |  | 1901-01-01 | [15 empty] | UST Currently In Use: 0; UST Temp Close: 0; AST Currently In Use: 0; AST Temp Closed: 0 | 0 | 0 | 5 | 15083-089-003330 | UNION CARBIDE CORP
33234 | Permanently Closed | 1982-01-01 | 1958-01-01 | 1987-11-16 | Petroleum | On road diesel | On road diesel |  | Steel | Steel |  |  |  |  | 1901-01-01 | [15 empty] | UST Currently In Use: 0; UST Temp Close: 0; AST Currently In Use: 0; AST Temp Closed: 0 | 0 | 0 | 5 | 15083-089-003330 | UNION CARBIDE CORP
33235 | Permanently Closed | 1982-01-01 | 1958-01-01 | 1987-11-16 | Petroleum | On road diesel | On road diesel |  | Steel | Steel |  |  |  |  | 1901-01-01 | [15 empty] | UST Currently In Use: 0; UST Temp Close: 0; AST Currently In Use: 0; AST Temp Closed: 0 | 0 | 0 | 5 | 15083-089-003330 | UNION CARBIDE CORP
33236 | Permanently Closed | 1901-01-01 | 1958-01-01 | 1987-11-16 | Petroleum | Used oil | Used oil |  | Steel | Steel |  |  |  |  | 1901-01-01 | [15 empty] | UST Currently In Use: 0; UST Temp Close: 0; AST Currently In Use: 0; AST Temp Closed: 0 | 0 | 0 | 5 | 15083-089-003330 | UNION CARBIDE CORP
33237 | Permanently Closed | 1901-01-01 | 1965-01-01 | 1987-11-16 | Petroleum | On road diesel | On road diesel |  | Steel | Steel |  |  |  |  | 1901-01-01 | [15 empty] | UST Currently In Use: 0; UST Temp Close: 0; AST Currently In Use: 0; AST Temp Closed: 0 | 0 | 0 | 5 | 15083-089-003330 | UNION CARBIDE CORP
33238 | Permanently Closed | 1901-01-01 | 1976-01-01 | 1988-11-09 | Petroleum | On road diesel | On road diesel |  | Steel | Steel |  |  |  |  | 1901-01-01 | [15 empty] | UST Currently In Use: 0; UST Temp Close: 0; AST Currently In Use: 0; AST Temp Closed: 0 | 0 | 0 | 1 | 15083-097-003327 | UNION CARBIDE CORP
33239 | Permanently Closed | 1986-05-01 | 1978-01-01 |  | Petroleum | Unleaded gasoline | Unleaded gasoline |  | Steel | Steel |  | Painted or None | Steel |  | 1901-01-01 | [15 empty] | UST Currently In Use: 0; UST Temp Close: 0; AST Currently In Use: 0; AST Temp Closed: 0 | 0 | 0 | 1 | 15084-097-006458 | UOP
33244 | Permanently Closed | 1986-05-01 | 1965-01-01 |  | Petroleum | Unleaded gasoline | Unleaded gasoline |  | Steel | Steel |  |  | Steel |  | 1901-01-01 | [15 empty] | UST Currently In Use: 0; UST Temp Close: 0; AST Currently In Use: 0; AST Temp Closed: 0 | 0 | 0 | 4 | 15084-097-006459 | UOP
33245 | Permanently Closed | 1901-01-01 | 1973-01-01 |  | Petroleum | Used oil | Used oil |  | Steel | Steel |  |  | Steel |  | 1901-01-01 | [15 empty] | UST Currently In Use: 0; UST Temp Close: 0; AST Currently In Use: 0; AST Temp Closed: 0 | 0 | 0 | 4 | 15084-097-006459 | UOP
33246 | Permanently Closed | 1986-05-01 | 1966-01-01 |  | Petroleum | Used oil | Used oil |  | Steel | Steel |  |  | Steel |  | 1901-01-01 | [15 empty] | UST Currently In Use: 0; UST Temp Close: 0; AST Currently In Use: 0; AST Temp Closed: 0 | 0 | 0 | 4 | 15084-097-006459 | UOP
33247 | Permanently Closed | 1986-05-01 | 1901-01-01 | 1986-05-01 | Petroleum | Used oil | Used oil | [7 empty] | 1901-01-01 | [15 empty] | UST Currently In Use: 0; UST Temp Close: 0; AST Currently In Use: 0; AST Temp Closed: 0 | 0 | 0 | 4 | 15084-097-006459 | UOP
33248 | Permanently Closed | 1990-02-03 | 1963-01-01 | 1990-02-03 | Petroleum | Unleaded gasoline | Unleaded gasoline |  | Steel | Steel |  | Painted or None | Steel |  | 1901-01-01 | [15 empty] | UST Currently In Use: 0; UST Temp Close: 0; AST Currently In Use: 3; AST Temp Closed: 0 | 0 | 0 | 6 | 15086-015-008806 | UNION FOUNDRY CO
33249 | Permanently Closed | 1990-02-03 | 1963-01-01 | 1990-02-03 | Petroleum | On road diesel | On road diesel |  | Steel | Steel |  | Painted or None | Steel |  | 1901-01-01 | [15 empty] | UST Currently In Use: 0; UST Temp Close: 0; AST Currently In Use: 3; AST Temp Closed: 0 | 0 | 0 | 6 | 15086-015-008806 | UNION FOUNDRY CO
33250 | Permanently Closed | 1990-02-03 | 1966-01-01 | 1990-02-03 | Petroleum | Kerosene | Kerosene |  | Steel | Steel |  | Painted or None | Steel |  | 1901-01-01 | [15 empty] | UST Currently In Use: 0; UST Temp Close: 0; AST Currently In Use: 3; AST Temp Closed: 0 | 0 | 0 | 6 | 15086-015-008806 | UNION FOUNDRY CO
33251 | Permanently Closed | 1990-02-03 | 1966-01-01 | 1990-02-03 | Petroleum | Kerosene | Kerosene |  | Steel | Steel |  | Painted or None | Steel |  | 1901-01-01 | [15 empty] | UST Currently In Use: 0; UST Temp Close: 0; AST Currently In Use: 3; AST Temp Closed: 0 | 0 | 0 | 6 | 15086-015-008806 | UNION FOUNDRY CO
33252 | Permanently Closed | 1990-02-03 | 1966-01-01 | 1990-02-03 | Petroleum | On road diesel | On road diesel |  | Steel | Steel |  | Painted or None | Steel |  | 1901-01-01 | [15 empty] | UST Currently In Use: 0; UST Temp Close: 0; AST Currently In Use: 3; AST Temp Closed: 0 | 0 | 0 | 6 | 15086-015-008806 | UNION FOUNDRY CO
33253 | Permanently Closed | 1990-02-03 | 1966-01-01 | 1990-02-03 | Petroleum | On road diesel | On road diesel |  | Steel | Steel |  | Painted or None | Steel |  | 1901-01-01 | [15 empty] | UST Currently In Use: 0; UST Temp Close: 0; AST Currently In Use: 3; AST Temp Closed: 0 | 0 | 0 | 6 | 15086-015-008806 | UNION FOUNDRY CO
33254 | Permanently Closed | 1901-01-01 | 1962-01-01 | 1989-12-14 | Hazardous Substance |  |  |  | Steel | Steel |  |  |  |  | 1901-01-01 | [15 empty] | UST Currently In Use: 0; UST Temp Close: 0; AST Currently In Use: 5; AST Temp Closed: 0 | 0 | 0 | 12 | 15087-081-001171 | UNIROYAL TIRE CO INC
33255 | Permanently Closed | 1901-01-01 | 1962-01-01 | 1988-12-13 | Hazardous Substance |  |  |  | Steel | Steel |  |  |  |  | 1901-01-01 | [15 empty] | UST Currently In Use: 0; UST Temp Close: 0; AST Currently In Use: 5; AST Temp Closed: 0 | 0 | 0 | 12 | 15087-081-001171 | UNIROYAL TIRE CO INC
33256 | Permanently Closed | 1901-01-01 | 1962-01-01 | 1989-12-14 | Hazardous Substance |  |  |  | Steel | Steel |  |  |  |  | 1901-01-01 | [15 empty] | UST Currently In Use: 0; UST Temp Close: 0; AST Currently In Use: 5; AST Temp Closed: 0 | 0 | 0 | 12 | 15087-081-001171 | UNIROYAL TIRE CO INC
33258 | Permanently Closed | 1991-11-08 | 1962-01-01 | 1991-11-08 | Petroleum | Other, AROM OIL | Other |  | Steel | Steel |  |  |  |  | 1901-01-01 | [15 empty] | UST Currently In Use: 0; UST Temp Close: 0; AST Currently In Use: 5; AST Temp Closed: 0 | 0 | 0 | 12 | 15087-081-001171 | UNIROYAL TIRE CO INC
33259 | Permanently Closed | 1991-11-08 | 1962-01-01 | 1991-11-08 | Hazardous Substance |  |  |  | Steel | Steel |  |  |  |  | 1901-01-01 | [15 empty] | UST Currently In Use: 0; UST Temp Close: 0; AST Currently In Use: 5; AST Temp Closed: 0 | 0 | 0 | 12 | 15087-081-001171 | UNIROYAL TIRE CO INC
33260 | Permanently Closed | 1985-04-01 | 1962-01-01 |  | Petroleum | Used oil | Used oil |  | Steel | Steel |  |  |  |  | 1901-01-01 | [15 empty] | UST Currently In Use: 0; UST Temp Close: 0; AST Currently In Use: 5; AST Temp Closed: 0 | 0 | 0 | 12 | 15087-081-001171 | UNIROYAL TIRE CO INC
33261 | Permanently Closed | 1991-11-08 | 1962-01-01 | 1991-11-08 | Hazardous Substance |  |  |  | Steel | Steel |  |  |  |  | 1901-01-01 | [15 empty] | UST Currently In Use: 0; UST Temp Close: 0; AST Currently In Use: 5; AST Temp Closed: 0 | 0 | 0 | 12 | 15087-081-001171 | UNIROYAL TIRE CO INC
33262 | Permanently Closed | 1901-01-01 | 1962-01-01 | 1988-12-20 | Petroleum | Unleaded gasoline | Unleaded gasoline |  | Steel | Steel |  |  |  |  | 1901-01-01 | [15 empty] | UST Currently In Use: 0; UST Temp Close: 0; AST Currently In Use: 5; AST Temp Closed: 0 | 0 | 0 | 12 | 15087-081-001171 | UNIROYAL TIRE CO INC
33263 | Permanently Closed | 1901-01-01 | 1962-01-01 | 1988-11-22 | Petroleum | Unleaded gasoline | Unleaded gasoline |  | Steel | Steel |  |  |  |  | 1901-01-01 | [15 empty] | UST Currently In Use: 0; UST Temp Close: 0; AST Currently In Use: 5; AST Temp Closed: 0 | 0 | 0 | 12 | 15087-081-001171 | UNIROYAL TIRE CO INC
33264 | Permanently Closed | 1986-01-01 | 1982-01-01 | 1988-12-21 | Petroleum | Other, HYDRAULIC | Other |  | Steel | Steel |  |  |  |  | 1901-01-01 | [15 empty] | UST Currently In Use: 0; UST Temp Close: 0; AST Currently In Use: 5; AST Temp Closed: 0 | 0 | 0 | 12 | 15087-081-001171 | UNIROYAL TIRE CO INC
33265 | Permanently Closed | 1984-01-01 | 1967-01-01 | 1988-11-21 | Petroleum | On road diesel | On road diesel |  | Steel | Steel |  |  |  |  | 1901-01-01 | [15 empty] | UST Currently In Use: 0; UST Temp Close: 0; AST Currently In Use: 5; AST Temp Closed: 0 | 0 | 0 | 12 | 15087-081-001171 | UNIROYAL TIRE CO INC
33266 | Permanently Closed | 1901-01-01 | 1962-01-01 | 1988-12-18 | Petroleum | On road diesel | On road diesel |  | Steel | Steel |  |  |  |  | 1901-01-01 | [15 empty] | UST Currently In Use: 0; UST Temp Close: 0; AST Currently In Use: 5; AST Temp Closed: 0 | 0 | 0 | 12 | 15087-081-001171 | UNIROYAL TIRE CO INC
33269 | Permanently Closed | 1991-06-24 | 1975-01-01 | 1991-06-24 | Petroleum | Unleaded gasoline | Unleaded gasoline |  | Steel | Steel |  | Painted or None | Steel |  | 1901-01-01 | [12 empty] | Annual line testing | Annual line testing |  | UST Currently In Use: 0; UST Temp Close: 0; AST Currently In Use: 1; AST Temp Closed: 0 | 0 | 0 | 1 | 15088-097-000249 | UNIT MGR CITRONELLE UNIT
33270 | Retired | 1985-03-01 | 1901-01-01 |  | Petroleum | Unleaded gasoline | Unleaded gasoline |  | Steel | Steel |  |  |  |  | 1901-01-01 | [15 empty] | UST Currently In Use: 0; UST Temp Close: 0; AST Currently In Use: 1; AST Temp Closed: 0 | 0 | 0 | 1 | 15088-097-000249 | UNIT MGR CITRONELLE UNIT
33271 | Permanently Closed | 1993-03-09 | 1964-01-01 | 1993-03-09 | Petroleum | Kerosene | Kerosene |  | Steel | Steel |  | Painted or None | Other, PAINTED |  | 1901-01-01 | [15 empty] | UST Currently In Use: 0; UST Temp Close: 0; AST Currently In Use: 0; AST Temp Closed: 0 | 0 | 0 | 5 | 15089-089-008598 | UNITED AIRLINES
33272 | Permanently Closed | 1993-03-09 | 1964-01-01 | 1993-03-09 | Petroleum | Kerosene | Kerosene |  | Steel | Steel |  | Painted or None | Other, PAINTED |  | 1901-01-01 | [15 empty] | UST Currently In Use: 0; UST Temp Close: 0; AST Currently In Use: 0; AST Temp Closed: 0 | 0 | 0 | 5 | 15089-089-008598 | UNITED AIRLINES
33273 | Permanently Closed | 1993-03-09 | 1964-01-01 | 1993-03-09 | Petroleum | Kerosene | Kerosene |  | Steel | Steel |  | Painted or None | Other, PAINTED |  | 1901-01-01 | [15 empty] | UST Currently In Use: 0; UST Temp Close: 0; AST Currently In Use: 0; AST Temp Closed: 0 | 0 | 0 | 5 | 15089-089-008598 | UNITED AIRLINES
33274 | Permanently Closed | 1993-03-08 | 1964-01-01 | 1993-03-08 | Petroleum | Kerosene | Kerosene |  | Steel | Steel |  | Painted or None | Other, PAINTED |  | 1901-01-01 | [15 empty] | UST Currently In Use: 0; UST Temp Close: 0; AST Currently In Use: 0; AST Temp Closed: 0 | 0 | 0 | 5 | 15089-089-008598 | UNITED AIRLINES
33275 | Permanently Closed | 1993-03-09 | 1964-01-01 | 1993-03-09 | Petroleum | Unleaded gasoline | Unleaded gasoline |  | Steel | Steel |  | Painted or None | Other, PAINTED |  | 1901-01-01 | [15 empty] | UST Currently In Use: 0; UST Temp Close: 0; AST Currently In Use: 0; AST Temp Closed: 0 | 0 | 0 | 5 | 15089-089-008598 | UNITED AIRLINES
33277 | Permanently Closed | 1901-01-01 | 1966-01-01 | 1989-01-04 | Hazardous Substance |  |  |  | Steel | Steel |  | Painted or None | Steel |  | 1901-01-01 | [15 empty] | UST Currently In Use: 0; UST Temp Close: 0; AST Currently In Use: 0; AST Temp Closed: 0 | 0 | 0 | 1 | 15090-073-009037 | UNITED CHAIR CO
33278 | Temporary Closed | 2003-03-24 | 1978-01-01 |  | Petroleum | Unleaded gasoline | Unleaded gasoline |  | Steel | Steel | Field installed cathodic protection |  | Steel |  |  | Field installed cathodic protection | Catchment Basin, Single walled catchment basin | Automatic shutoff device At 95% full | Automatic shutoff device At 95% full | [11 empty] | UST Currently In Use: 0; UST Temp Close: 2; AST Currently In Use: 0; AST Temp Closed: 0 | 0 | 2 | 0 | 25695-069-010409 | WIREGRASS CLEANERS LLC
33279 | Temporary Closed | 2003-03-24 | 1978-01-01 |  | Petroleum | On road diesel | On road diesel |  | Steel | Steel | Field installed cathodic protection |  | Steel |  |  | Field installed cathodic protection | Catchment Basin, Single walled catchment basin | Automatic shutoff device At 95% full | Automatic shutoff device At 95% full | [11 empty] | UST Currently In Use: 0; UST Temp Close: 2; AST Currently In Use: 0; AST Temp Closed: 0 | 0 | 2 | 0 | 25695-069-010409 | WIREGRASS CLEANERS LLC
33280 | Permanently Closed | 1993-01-20 | 1978-01-01 | 1993-01-20 | Petroleum | Unleaded gasoline | Unleaded gasoline |  | Fiberglass reinforced plastic | Fiberglass reinforced plastic |  |  | Steel |  | 1901-01-01 | [15 empty] | UST Currently In Use: 0; UST Temp Close: 0; AST Currently In Use: 0; AST Temp Closed: 0 | 0 | 0 | 3 | 15092-097-003567 | UNITED GAS PIPE LINE COMPNAY
33281 | Permanently Closed | 1993-01-20 | 1978-01-01 | 1993-01-20 | Petroleum | On road diesel | On road diesel |  | Fiberglass reinforced plastic | Fiberglass reinforced plastic |  |  | Steel |  | 1901-01-01 | [15 empty] | UST Currently In Use: 0; UST Temp Close: 0; AST Currently In Use: 0; AST Temp Closed: 0 | 0 | 0 | 3 | 15092-097-003567 | UNITED GAS PIPE LINE COMPNAY
33282 | Permanently Closed | 2004-05-24 | 1988-08-17 | 2022-01-04 | Petroleum | Mid-grade gasoline | Mid-grade gasoline | Local Government, Retail | Steel | Steel | Coated & cathodic protection (sti-P3), Field installed cathodic protection |  | Steel |  | 1901-01-01 | Field installed cathodic protection | Catchment Basin, Single walled catchment basin | Automatic shutoff device At 95% full | Automatic shutoff device At 95% full |  |  | Statistical Inventory Reconciliation (SIR) |  | Automatic flow restrictor (MLLD) | Automatic flow restrictor (MLLD) |  |  | Statistical inventory reconciliation (SIR) | Statistical inventory reconciliation (SIR) |  | UST Currently In Use: 0; UST Temp Close: 0; AST Currently In Use: 0; AST Temp Closed: 0 | 0 | 0 | 5 | 25917-113-003736 | CITY OF PHENIX CITY
33283 | Permanently Closed | 2004-05-24 | 1988-08-17 | 2022-01-04 | Petroleum | Unleaded gasoline | Unleaded gasoline | Local Government, Retail | Steel | Steel | Coated & cathodic protection (sti-P3), Field installed cathodic protection |  | Steel |  | 1901-01-01 | Field installed cathodic protection | Catchment Basin, Single walled catchment basin | Automatic shutoff device At 95% full | Automatic shutoff device At 95% full |  |  | Statistical Inventory Reconciliation (SIR) |  | Automatic flow restrictor (MLLD) | Automatic flow restrictor (MLLD) |  |  | Statistical inventory reconciliation (SIR) | Statistical inventory reconciliation (SIR) |  | UST Currently In Use: 0; UST Temp Close: 0; AST Currently In Use: 0; AST Temp Closed: 0 | 0 | 0 | 5 | 25917-113-003736 | CITY OF PHENIX CITY
33284 | Permanently Closed | 2004-05-24 | 1988-08-17 | 2022-01-04 | Petroleum | Premium gasoline | Premium gasoline | Local Government, Retail | Steel | Steel | Coated & cathodic protection (sti-P3), Field installed cathodic protection |  | Steel |  | 1901-01-01 | Field installed cathodic protection | Catchment Basin, Single walled catchment basin | Automatic shutoff device At 95% full | Automatic shutoff device At 95% full |  |  | Statistical Inventory Reconciliation (SIR) |  | Automatic flow restrictor (MLLD) | Automatic flow restrictor (MLLD) |  |  | Statistical inventory reconciliation (SIR) | Statistical inventory reconciliation (SIR) |  | UST Currently In Use: 0; UST Temp Close: 0; AST Currently In Use: 0; AST Temp Closed: 0 | 0 | 0 | 5 | 25917-113-003736 | CITY OF PHENIX CITY
33285 | Permanently Closed | 2004-05-24 | 1988-08-17 | 2022-01-04 | Petroleum | On road diesel | On road diesel | Local Government, Retail | Steel | Steel | Coated & cathodic protection (sti-P3), Field installed cathodic protection |  | Steel |  | 1901-01-01 | Field installed cathodic protection | Catchment Basin, Single walled catchment basin | Automatic shutoff device At 95% full | Automatic shutoff device At 95% full |  |  | Statistical Inventory Reconciliation (SIR) | [8 empty] | UST Currently In Use: 0; UST Temp Close: 0; AST Currently In Use: 0; AST Temp Closed: 0 | 0 | 0 | 5 | 25917-113-003736 | CITY OF PHENIX CITY
33286 | Permanently Closed | 1901-01-01 | 1972-01-01 | 1990-01-29 | Petroleum | Unleaded gasoline | Unleaded gasoline |  | Steel | Steel |  | Painted or None | Steel |  | 1901-01-01 | [15 empty] | UST Currently In Use: 4; UST Temp Close: 1; AST Currently In Use: 0; AST Temp Closed: 0 | 4 | 1 | 4 | 21787-113-003737 | ANGELA DIXON AMERICAN EAGLE
33287 | Permanently Closed | 1901-01-01 | 1972-01-01 | 1990-01-29 | Petroleum | Unleaded gasoline | Unleaded gasoline |  | Steel | Steel |  | Painted or None | Steel |  | 1901-01-01 | [15 empty] | UST Currently In Use: 4; UST Temp Close: 1; AST Currently In Use: 0; AST Temp Closed: 0 | 4 | 1 | 4 | 21787-113-003737 | ANGELA DIXON AMERICAN EAGLE
33288 | Permanently Closed | 1901-01-01 | 1972-01-01 | 1990-01-29 | Petroleum | Unleaded gasoline | Unleaded gasoline |  | Steel | Steel |  | Painted or None | Steel |  | 1901-01-01 | [15 empty] | UST Currently In Use: 4; UST Temp Close: 1; AST Currently In Use: 0; AST Temp Closed: 0 | 4 | 1 | 4 | 21787-113-003737 | ANGELA DIXON AMERICAN EAGLE
33289 | Permanently Closed | 1901-01-01 | 1972-01-01 | 1990-01-29 | Petroleum | On road diesel | On road diesel |  | Steel | Steel |  | Painted or None | Steel |  | 1901-01-01 | [15 empty] | UST Currently In Use: 4; UST Temp Close: 1; AST Currently In Use: 0; AST Temp Closed: 0 | 4 | 1 | 4 | 21787-113-003737 | ANGELA DIXON AMERICAN EAGLE
33290 | Currently in Use |  | 1987-01-01 |  | Petroleum | Unleaded gasoline | Unleaded gasoline | Industrial | Fiberglass reinforced plastic | Fiberglass reinforced plastic |  |  | Fiberglass reinforced plastic |  | 1901-01-01 |  | Catchment Basin, Single walled catchment basin | Automatic shutoff device At 95% full | Automatic shutoff device At 95% full |  |  | Automatic Tank Gauge |  | Automatic flow restrictor (MLLD), Containment Sump | Containment Sump | Interstitial Monitoring within Secondary Containment | SENSOR TO ATG | Continuous alarm system | Continuous alarm system |  | UST Currently In Use: 1; UST Temp Close: 0; AST Currently In Use: 0; AST Temp Closed: 0 | 1 | 0 | 1 | 15094-003-012674 | UNITED PARCEL SERVICE
33291 | Permanently Closed | 1992-10-30 | 1987-01-01 | 1992-10-30 | Petroleum | Used oil | Used oil |  | Fiberglass reinforced plastic | Fiberglass reinforced plastic |  |  | Fiberglass reinforced plastic |  | 1901-01-01 | [15 empty] | UST Currently In Use: 1; UST Temp Close: 0; AST Currently In Use: 0; AST Temp Closed: 0 | 1 | 0 | 1 | 15094-003-012674 | UNITED PARCEL SERVICE
33292 | Permanently Closed | 1994-02-03 | 1977-01-01 | 1994-02-03 | Petroleum | Unleaded gasoline | Unleaded gasoline |  | Steel | Steel |  | Painted or None | Steel |  | 1901-01-01 | [12 empty] | Annual line testing | Annual line testing |  | UST Currently In Use: 0; UST Temp Close: 0; AST Currently In Use: 0; AST Temp Closed: 0 | 0 | 0 | 2 | 15094-033-002660 | UNITED PARCEL SERVICE
33293 | Permanently Closed | 1994-02-03 | 1971-01-01 | 1994-02-03 | Petroleum | Used oil | Used oil |  | Steel | Steel |  | Painted or None | Steel |  | 1901-01-01 | [12 empty] | Annual line testing | Annual line testing |  | UST Currently In Use: 0; UST Temp Close: 0; AST Currently In Use: 0; AST Temp Closed: 0 | 0 | 0 | 2 | 15094-033-002660 | UNITED PARCEL SERVICE
33294 | Permanently Closed | 1991-06-19 | 1971-01-01 | 1991-06-19 | Petroleum | Unleaded gasoline | Unleaded gasoline |  | Steel | Steel |  |  |  |  | 1901-01-01 | [15 empty] | UST Currently In Use: 1; UST Temp Close: 0; AST Currently In Use: 0; AST Temp Closed: 0 | 1 | 0 | 2 | 15094-035-002647 | UNITED PARCEL SERVICE
33295 | Permanently Closed | 1991-06-19 | 1971-01-01 | 1991-06-19 | Petroleum | Used oil | Used oil |  | Steel | Steel |  |  |  |  | 1901-01-01 | [15 empty] | UST Currently In Use: 1; UST Temp Close: 0; AST Currently In Use: 0; AST Temp Closed: 0 | 1 | 0 | 2 | 15094-035-002647 | UNITED PARCEL SERVICE
33296 | Permanently Closed | 1992-06-18 | 1979-01-01 | 1992-06-18 | Petroleum | Unleaded gasoline | Unleaded gasoline |  | Steel | Steel |  | Painted or None | Steel |  | 1901-01-01 | [15 empty] | UST Currently In Use: 0; UST Temp Close: 0; AST Currently In Use: 0; AST Temp Closed: 0 | 0 | 0 | 2 | 15094-047-002644 | UNITED PARCEL SERVICE
33297 | Permanently Closed | 1992-06-18 | 1979-01-01 | 1992-06-18 | Petroleum | Used oil | Used oil |  | Steel | Steel |  | Painted or None | Steel |  | 1901-01-01 | [15 empty] | UST Currently In Use: 0; UST Temp Close: 0; AST Currently In Use: 0; AST Temp Closed: 0 | 0 | 0 | 2 | 15094-047-002644 | UNITED PARCEL SERVICE
33298 | Permanently Closed | 1990-11-09 | 1968-01-01 | 1990-11-09 | Petroleum | Unleaded gasoline | Unleaded gasoline |  | Steel | Steel |  | Painted or None | Steel |  | 1901-01-01 | [15 empty] | UST Currently In Use: 1; UST Temp Close: 0; AST Currently In Use: 0; AST Temp Closed: 0 | 1 | 0 | 2 | 15094-049-002659 | UNITED PARCEL SERVICE
33299 | Permanently Closed | 1991-06-24 | 1968-01-01 | 1991-06-24 | Petroleum | Used oil | Used oil |  | Steel | Steel |  | Painted or None | Steel |  | 1901-01-01 | [6 empty] | Manual Tank Gauging (only tanks 1000 gal. or less and 48” or 64” in diameter) | [8 empty] | UST Currently In Use: 1; UST Temp Close: 0; AST Currently In Use: 0; AST Temp Closed: 0 | 1 | 0 | 2 | 15094-049-002659 | UNITED PARCEL SERVICE
33300 | Permanently Closed | 1991-06-12 | 1971-01-01 | 1991-06-12 | Petroleum | Unleaded gasoline | Unleaded gasoline |  | Fiberglass reinforced plastic | Fiberglass reinforced plastic |  |  |  |  | 1901-01-01 | [15 empty] | UST Currently In Use: 1; UST Temp Close: 0; AST Currently In Use: 0; AST Temp Closed: 0 | 1 | 0 | 2 | 15094-069-002661 | UNITED PARCEL SERVICE
33301 | Permanently Closed | 1991-06-12 | 1971-01-01 | 1991-06-12 | Petroleum | Used oil | Used oil | [7 empty] | 1901-01-01 | [15 empty] | UST Currently In Use: 1; UST Temp Close: 0; AST Currently In Use: 0; AST Temp Closed: 0 | 1 | 0 | 2 | 15094-069-002661 | UNITED PARCEL SERVICE
33302 | Currently in Use |  | 1977-01-01 |  | Petroleum | Unleaded gasoline | Unleaded gasoline | Industrial | Fiberglass reinforced plastic | Fiberglass reinforced plastic |  |  | Fiberglass reinforced plastic |  | 1901-01-01 |  | Catchment Basin, Single walled catchment basin | Automatic shutoff device At 95% full | Automatic shutoff device At 95% full |  | PIT LINER | Continuous Automatic Tank Gauge |  | Automatic flow restrictor (MLLD), Containment Sump | Containment Sump |  | SENSOR TO ATG | Annual line testing, Continuous alarm system | Continuous alarm system |  | UST Currently In Use: 1; UST Temp Close: 0; AST Currently In Use: 0; AST Temp Closed: 0 | 1 | 0 | 1 | 15094-081-002656 | UNITED PARCEL SERVICE
33303 | Permanently Closed | 1991-07-18 | 1977-01-01 | 1991-07-18 | Petroleum | Used oil | Used oil |  | Steel | Steel |  |  | Steel |  | 1901-01-01 | [15 empty] | UST Currently In Use: 1; UST Temp Close: 0; AST Currently In Use: 0; AST Temp Closed: 0 | 1 | 0 | 1 | 15094-081-002656 | UNITED PARCEL SERVICE
33304 | Permanently Closed | 1991-06-25 | 1971-01-01 | 1991-06-25 | Petroleum | Unleaded gasoline | Unleaded gasoline |  | Steel | Steel |  |  | Steel |  | 1901-01-01 | [12 empty] | Annual line testing | Annual line testing |  | UST Currently In Use: 1; UST Temp Close: 0; AST Currently In Use: 0; AST Temp Closed: 0 | 1 | 0 | 2 | 15094-093-002654 | UNITED PARCEL SERVICE
33305 | Permanently Closed | 1991-06-25 | 1971-01-01 | 1991-06-25 | Petroleum | Used oil | Used oil |  | Steel | Steel |  |  | Steel |  | 1901-01-01 | [15 empty] | UST Currently In Use: 1; UST Temp Close: 0; AST Currently In Use: 0; AST Temp Closed: 0 | 1 | 0 | 2 | 15094-093-002654 | UNITED PARCEL SERVICE
33306 | Permanently Closed | 1990-10-18 | 1968-01-01 | 1990-10-18 | Petroleum | Unleaded gasoline | Unleaded gasoline |  | Steel | Steel |  |  |  |  | 1901-01-01 | [15 empty] | UST Currently In Use: 1; UST Temp Close: 0; AST Currently In Use: 0; AST Temp Closed: 0 | 1 | 0 | 4 | 15094-097-002646 | UNITED PARCEL SERVICE
33307 | Permanently Closed | 1990-10-18 | 1978-01-01 | 1990-10-18 | Petroleum | Unleaded gasoline | Unleaded gasoline |  | Steel | Steel |  | Painted or None | Steel |  | 1901-01-01 | [15 empty] | UST Currently In Use: 1; UST Temp Close: 0; AST Currently In Use: 0; AST Temp Closed: 0 | 1 | 0 | 4 | 15094-097-002646 | UNITED PARCEL SERVICE
33308 | Permanently Closed | 1990-10-18 | 1978-01-01 | 1990-10-18 | Petroleum | Used oil | Used oil |  | Steel | Steel |  | Painted or None | Steel |  | 1901-01-01 | [15 empty] | UST Currently In Use: 1; UST Temp Close: 0; AST Currently In Use: 0; AST Temp Closed: 0 | 1 | 0 | 4 | 15094-097-002646 | UNITED PARCEL SERVICE
33309 | Permanently Closed | 1986-11-01 | 1967-01-01 | 1988-10-04 | Petroleum | On road diesel | On road diesel |  | Steel | Steel |  |  |  |  | 1901-01-01 | [15 empty] | UST Currently In Use: 0; UST Temp Close: 0; AST Currently In Use: 0; AST Temp Closed: 0 | 0 | 0 | 6 | 15094-101-002648 | UNITED PARCEL SERVICE
33310 | Permanently Closed | 1986-11-01 | 1967-01-01 | 1988-10-04 | Petroleum | On road diesel | On road diesel |  | Steel | Steel |  |  |  |  | 1901-01-01 | [15 empty] | UST Currently In Use: 0; UST Temp Close: 0; AST Currently In Use: 0; AST Temp Closed: 0 | 0 | 0 | 6 | 15094-101-002648 | UNITED PARCEL SERVICE
33311 | Permanently Closed | 1986-11-01 | 1982-01-01 | 1988-10-04 | Petroleum | On road diesel | On road diesel |  | Steel | Steel |  | Painted or None | Steel |  | 1901-01-01 | [15 empty] | UST Currently In Use: 0; UST Temp Close: 0; AST Currently In Use: 0; AST Temp Closed: 0 | 0 | 0 | 6 | 15094-101-002648 | UNITED PARCEL SERVICE
33312 | Permanently Closed | 1986-11-01 | 1982-01-01 | 1988-10-04 | Petroleum | Unleaded gasoline | Unleaded gasoline |  | Steel | Steel |  | Painted or None | Steel |  | 1901-01-01 | [15 empty] | UST Currently In Use: 0; UST Temp Close: 0; AST Currently In Use: 0; AST Temp Closed: 0 | 0 | 0 | 6 | 15094-101-002648 | UNITED PARCEL SERVICE
33313 | Permanently Closed | 1986-11-01 | 1982-01-01 | 1988-10-04 | Petroleum | Other, NEW OIL | Other |  | Steel | Steel |  |  | Steel |  | 1901-01-01 | [15 empty] | UST Currently In Use: 0; UST Temp Close: 0; AST Currently In Use: 0; AST Temp Closed: 0 | 0 | 0 | 6 | 15094-101-002648 | UNITED PARCEL SERVICE
33314 | Permanently Closed | 1986-11-01 | 1982-01-01 | 1988-10-04 | Petroleum | Used oil | Used oil |  | Steel | Steel |  |  | Steel |  | 1901-01-01 | [15 empty] | UST Currently In Use: 0; UST Temp Close: 0; AST Currently In Use: 0; AST Temp Closed: 0 | 0 | 0 | 6 | 15094-101-002648 | UNITED PARCEL SERVICE
33315 | Permanently Closed | 1986-04-08 23:00 | 1973-01-01 | 1992-10-14 | Petroleum | Unleaded gasoline | Unleaded gasoline |  | Steel | Steel |  |  |  |  | 1901-01-01 | [15 empty] | UST Currently In Use: 0; UST Temp Close: 0; AST Currently In Use: 0; AST Temp Closed: 0 | 0 | 0 | 2 | 15094-103-002658 | UNITED PARCEL SERVICE
33316 | Permanently Closed | 1992-09-14 | 1973-01-01 | 1992-09-14 | Petroleum | Used oil | Used oil |  | Steel | Steel |  |  | Steel |  | 1901-01-01 | [15 empty] | UST Currently In Use: 0; UST Temp Close: 0; AST Currently In Use: 0; AST Temp Closed: 0 | 0 | 0 | 2 | 15094-103-002658 | UNITED PARCEL SERVICE
33318 | Permanently Closed | 1992-10-20 | 1976-01-01 | 1992-10-20 | Petroleum | Unleaded gasoline | Unleaded gasoline |  | Fiberglass reinforced plastic | Fiberglass reinforced plastic |  |  |  |  | 1901-01-01 | [15 empty] | UST Currently In Use: 0; UST Temp Close: 0; AST Currently In Use: 0; AST Temp Closed: 0 | 0 | 0 | 2 | 15094-121-002650 | UNITED PARCEL SERVICE
33319 | Permanently Closed | 1992-07-20 | 1976-01-01 | 1992-07-20 | Petroleum | Used oil | Used oil |  | Steel | Steel |  |  |  |  | 1901-01-01 | [15 empty] | UST Currently In Use: 0; UST Temp Close: 0; AST Currently In Use: 0; AST Temp Closed: 0 | 0 | 0 | 2 | 15094-121-002650 | UNITED PARCEL SERVICE
33320 | Permanently Closed | 1992-06-24 | 1977-01-01 | 1992-06-24 | Petroleum | Unleaded gasoline | Unleaded gasoline |  | Steel | Steel |  |  | Other, COPPER |  | 1901-01-01 | [15 empty] | UST Currently In Use: 1; UST Temp Close: 0; AST Currently In Use: 0; AST Temp Closed: 0 | 1 | 0 | 2 | 15094-125-002655 | UNITED PARCEL SERVICE
33321 | Permanently Closed | 1992-06-24 | 1977-01-01 | 1992-06-24 | Petroleum | Used oil | Used oil |  | Steel | Steel |  |  | Steel |  | 1901-01-01 | [15 empty] | UST Currently In Use: 1; UST Temp Close: 0; AST Currently In Use: 0; AST Temp Closed: 0 | 1 | 0 | 2 | 15094-125-002655 | UNITED PARCEL SERVICE
33322 | Permanently Closed | 1996-10-28 | 1980-01-01 | 1996-10-29 | Petroleum | On road diesel | On road diesel |  | Steel | Steel |  |  |  |  | 1901-01-01 | [12 empty] | Annual line testing | Annual line testing |  | UST Currently In Use: 0; UST Temp Close: 1; AST Currently In Use: 0; AST Temp Closed: 0 | 0 | 1 | 1 | 25087-073-002363 | WURTH WOOD GROUP INC
33323 | Permanently Closed | 1901-01-01 | 1963-01-01 | 1987-11-02 | Petroleum | On road diesel | On road diesel |  | Steel | Steel |  | Painted or None | Steel |  | 1901-01-01 | [15 empty] | UST Currently In Use: 0; UST Temp Close: 0; AST Currently In Use: 0; AST Temp Closed: 0 | 0 | 0 | 1 | 15097-089-011061 | UNITED TECH ADV SYSTEMS
33348 | Permanently Closed | 1901-01-01 | 1968-01-01 | 1988-03-29 | Petroleum | Unleaded gasoline | Unleaded gasoline | State/federal government | Steel | Steel |  |  |  |  | 1901-01-01 | [15 empty] | UST Currently In Use: 0; UST Temp Close: 0; AST Currently In Use: 3; AST Temp Closed: 0 | 0 | 0 | 3 | 15099-097-009536 | UNITED STATES COAST GUARD
33349 | Permanently Closed | 1901-01-01 | 1967-01-01 | 2011-11-11 | Petroleum | Used oil | Used oil | State/federal government | Steel | Steel |  |  | Steel |  | 1901-01-01 | [15 empty] | UST Currently In Use: 0; UST Temp Close: 0; AST Currently In Use: 3; AST Temp Closed: 0 | 0 | 0 | 3 | 15099-097-009536 | UNITED STATES COAST GUARD
33350 | Permanently Closed | 1984-06-01 | 1967-01-01 | 2011-11-11 | Petroleum | Used oil | Used oil | State/federal government | Steel | Steel |  |  | Steel |  | 1901-01-01 | [15 empty] | UST Currently In Use: 0; UST Temp Close: 0; AST Currently In Use: 3; AST Temp Closed: 0 | 0 | 0 | 3 | 15099-097-009536 | UNITED STATES COAST GUARD
33351 | Permanently Closed | 1997-02-05 | 1978-01-01 | 1997-08-13 | Petroleum | Unleaded gasoline | Unleaded gasoline | State/federal government | Steel | Steel |  |  | Steel |  | 1901-01-01 | [12 empty] | Annual line testing | Annual line testing |  | UST Currently In Use: 0; UST Temp Close: 0; AST Currently In Use: 0; AST Temp Closed: 0 | 0 | 0 | 1 | 15101-073-011120 | U S POSTAL SERVICE
33352 | Permanently Closed | 1991-08-27 | 1964-01-01 | 1991-08-27 | Petroleum | Unleaded gasoline | Unleaded gasoline | State/federal government | Steel | Steel |  |  | Steel |  | 1901-01-01 | [15 empty] | UST Currently In Use: 0; UST Temp Close: 0; AST Currently In Use: 0; AST Temp Closed: 0 | 0 | 0 | 2 | 15102-125-011121 | UNITED STATES POSTAL SERVICE
33353 | Permanently Closed | 1990-07-01 | 1970-01-01 | 1991-01-17 | Petroleum | Unleaded gasoline | Unleaded gasoline | State/federal government | Steel | Steel |  |  |  |  | 1901-01-01 | [15 empty] | UST Currently In Use: 0; UST Temp Close: 0; AST Currently In Use: 0; AST Temp Closed: 0 | 0 | 0 | 2 | 15103-101-000727 | US POSTAL SERVICE FACILITIES OFFICE
33354 | Permanently Closed | 1990-07-01 | 1970-01-01 | 1991-01-05 | Petroleum | Used oil | Used oil | State/federal government | Steel | Steel |  |  |  |  | 1901-01-01 | [15 empty] | UST Currently In Use: 0; UST Temp Close: 0; AST Currently In Use: 0; AST Temp Closed: 0 | 0 | 0 | 2 | 15103-101-000727 | US POSTAL SERVICE FACILITIES OFFICE
33355 | Permanently Closed | 1994-08-23 | 1982-01-01 | 1997-07-16 | Petroleum | Unleaded gasoline | Unleaded gasoline | State/federal government | Fiberglass reinforced plastic | Fiberglass reinforced plastic |  |  | Fiberglass reinforced plastic |  | 1901-01-01 | [15 empty] | UST Currently In Use: 0; UST Temp Close: 0; AST Currently In Use: 0; AST Temp Closed: 0 | 0 | 0 | 1 | 15103-101-000728 | US POSTAL SERVICE FACILITIES OFFICE
33356 | Permanently Closed | 1992-01-21 | 1901-01-01 | 1992-01-21 | Petroleum | On road diesel | On road diesel | State/federal government | Steel | Steel |  |  |  |  | 1901-01-01 | [15 empty] | UST Currently In Use: 0; UST Temp Close: 0; AST Currently In Use: 0; AST Temp Closed: 0 | 0 | 0 | 6 | 15104-097-012029 | UNITED STATES POSTAL SERVICE
33357 | Permanently Closed | 1992-01-21 | 1901-01-01 | 1992-01-21 | Petroleum | Unleaded gasoline | Unleaded gasoline | State/federal government | Steel | Steel |  |  |  |  | 1901-01-01 | [15 empty] | UST Currently In Use: 0; UST Temp Close: 0; AST Currently In Use: 0; AST Temp Closed: 0 | 0 | 0 | 6 | 15104-097-012029 | UNITED STATES POSTAL SERVICE
33358 | Permanently Closed | 1992-01-21 | 1901-01-01 | 1992-01-21 | Petroleum | Used oil | Used oil | State/federal government | Steel | Steel |  |  |  |  | 1901-01-01 | [15 empty] | UST Currently In Use: 0; UST Temp Close: 0; AST Currently In Use: 0; AST Temp Closed: 0 | 0 | 0 | 6 | 15104-097-012029 | UNITED STATES POSTAL SERVICE
33359 | Permanently Closed | 1992-01-21 | 1901-01-01 | 1992-01-21 | Petroleum | Used oil | Used oil | State/federal government | Steel | Steel |  |  |  |  | 1901-01-01 | [15 empty] | UST Currently In Use: 0; UST Temp Close: 0; AST Currently In Use: 0; AST Temp Closed: 0 | 0 | 0 | 6 | 15104-097-012029 | UNITED STATES POSTAL SERVICE
33360 | Permanently Closed | 1997-08-21 | 1901-01-01 | 1997-08-25 | Petroleum | On road diesel | On road diesel | State/federal government | Steel | Steel |  |  |  |  | 1901-01-01 | Field installed cathodic protection | [14 empty] | UST Currently In Use: 0; UST Temp Close: 0; AST Currently In Use: 0; AST Temp Closed: 0 | 0 | 0 | 1 | 15104-097-012030 | UNITED STATES POSTAL SERVICE
33361 | Permanently Closed | 1991-01-01 | 1970-01-01 | 1991-01-01 | Petroleum | Unleaded gasoline | Unleaded gasoline | State/federal government | Steel | Steel |  |  |  |  | 1901-01-01 | [15 empty] | UST Currently In Use: 0; UST Temp Close: 0; AST Currently In Use: 0; AST Temp Closed: 0 | 0 | 0 | 1 | 19613-055-009180 | POSTMASTER
33362 | Permanently Closed | 1992-07-17 | 1973-01-01 | 1992-07-17 | Petroleum | Unleaded gasoline | Unleaded gasoline | State/federal government | Steel | Steel |  | Painted or None | Steel |  | 1901-01-01 | [15 empty] | UST Currently In Use: 0; UST Temp Close: 0; AST Currently In Use: 0; AST Temp Closed: 0 | 0 | 0 | 2 | 19614-077-009176 | POSTMASTER
33363 | Permanently Closed | 1981-10-01 | 1959-01-01 | 1997-06-19 | Petroleum | Unleaded gasoline | Unleaded gasoline | State/federal government | Steel | Steel |  | Painted or None | Steel |  | 1901-01-01 | [15 empty] | UST Currently In Use: 0; UST Temp Close: 0; AST Currently In Use: 0; AST Temp Closed: 0 | 0 | 0 | 1 | 15106-089-009178 | UNITED STATES POSTAL SERVICE
33364 | Permanently Closed | 1997-06-01 | 1988-01-01 | 1998-06-10 | Petroleum | Unleaded gasoline | Unleaded gasoline | State/federal government | Fiberglass reinforced plastic | Fiberglass reinforced plastic |  |  | Fiberglass reinforced plastic |  | 1901-01-01 |  |  |  |  | Interstitial Monitoring within Secondary Containment | [10 empty] | UST Currently In Use: 0; UST Temp Close: 0; AST Currently In Use: 0; AST Temp Closed: 0 | 0 | 0 | 1 | 19615-089-013855 | POSTMASTER
33365 | Permanently Closed | 1997-05-13 | 1981-01-01 | 1997-05-13 | Petroleum | Unleaded gasoline | Unleaded gasoline | State/federal government | Steel | Steel |  |  |  |  | 1901-01-01 | [15 empty] | UST Currently In Use: 0; UST Temp Close: 0; AST Currently In Use: 0; AST Temp Closed: 0 | 0 | 0 | 4 | 15106-089-013856 | UNITED STATES POSTAL SERVICE
33366 | Permanently Closed | 1997-05-13 | 1981-01-01 | 1997-05-13 | Petroleum | On road diesel | On road diesel | State/federal government | Steel | Steel |  |  |  |  | 1901-01-01 | [15 empty] | UST Currently In Use: 0; UST Temp Close: 0; AST Currently In Use: 0; AST Temp Closed: 0 | 0 | 0 | 4 | 15106-089-013856 | UNITED STATES POSTAL SERVICE
33367 | Permanently Closed | 1997-05-13 | 1981-01-01 | 1997-05-13 | Petroleum | Other, MOTOR OIL | Other | State/federal government | Steel | Steel |  |  |  |  | 1901-01-01 | [15 empty] | UST Currently In Use: 0; UST Temp Close: 0; AST Currently In Use: 0; AST Temp Closed: 0 | 0 | 0 | 4 | 15106-089-013856 | UNITED STATES POSTAL SERVICE
33368 | Permanently Closed | 1997-05-13 | 1981-01-01 | 1997-05-13 | Petroleum | Used oil | Used oil | State/federal government | Steel | Steel |  |  |  |  | 1901-01-01 | [15 empty] | UST Currently In Use: 0; UST Temp Close: 0; AST Currently In Use: 0; AST Temp Closed: 0 | 0 | 0 | 4 | 15106-089-013856 | UNITED STATES POSTAL SERVICE
33369 | Permanently Closed | 1992-08-19 | 1962-01-01 | 1992-08-19 | Petroleum | Unleaded gasoline | Unleaded gasoline | State/federal government | Steel | Steel |  | Painted or None |  |  | 1901-01-01 | [15 empty] | UST Currently In Use: 0; UST Temp Close: 0; AST Currently In Use: 0; AST Temp Closed: 0 | 0 | 0 | 2 | 19612-103-009179 | POSTMASTER
33370 | Permanently Closed | 1991-12-10 | 1966-01-01 | 1991-12-10 | Petroleum | Used oil | Used oil | State/federal government | Steel | Steel |  |  | Steel |  | 1901-01-01 | [15 empty] | UST Currently In Use: 0; UST Temp Close: 0; AST Currently In Use: 0; AST Temp Closed: 0 | 0 | 0 | 10 | 15107-073-011119 | UNITED STATES POSTAL SERVICE
33371 | Permanently Closed | 1991-12-10 | 1966-01-01 | 1991-12-10 | Petroleum | Unleaded gasoline | Unleaded gasoline | State/federal government | Steel | Steel |  |  | Steel |  | 1901-01-01 | [15 empty] | UST Currently In Use: 0; UST Temp Close: 0; AST Currently In Use: 0; AST Temp Closed: 0 | 0 | 0 | 10 | 15107-073-011119 | UNITED STATES POSTAL SERVICE
33372 | Permanently Closed | 1991-12-10 | 1966-01-01 | 1991-12-10 | Petroleum | Unleaded gasoline | Unleaded gasoline | State/federal government | Steel | Steel |  |  | Steel |  | 1901-01-01 | [15 empty] | UST Currently In Use: 0; UST Temp Close: 0; AST Currently In Use: 0; AST Temp Closed: 0 | 0 | 0 | 10 | 15107-073-011119 | UNITED STATES POSTAL SERVICE
33373 | Permanently Closed | 1991-12-10 | 1966-01-01 | 1991-12-10 | Petroleum | On road diesel | On road diesel | State/federal government | Steel | Steel |  |  | Steel |  | 1901-01-01 | [15 empty] | UST Currently In Use: 0; UST Temp Close: 0; AST Currently In Use: 0; AST Temp Closed: 0 | 0 | 0 | 10 | 15107-073-011119 | UNITED STATES POSTAL SERVICE
33374 | Permanently Closed | 1991-12-10 | 1966-01-01 | 1991-12-10 | Petroleum | Used oil | Used oil | State/federal government | Steel | Steel |  |  | Steel |  | 1901-01-01 | [15 empty] | UST Currently In Use: 0; UST Temp Close: 0; AST Currently In Use: 0; AST Temp Closed: 0 | 0 | 0 | 10 | 15107-073-011119 | UNITED STATES POSTAL SERVICE
33375 | Permanently Closed | 1991-12-10 | 1966-01-01 | 1991-12-10 | Petroleum | Used oil | Used oil | State/federal government | Steel | Steel |  |  | Steel |  | 1901-01-01 | [15 empty] | UST Currently In Use: 0; UST Temp Close: 0; AST Currently In Use: 0; AST Temp Closed: 0 | 0 | 0 | 10 | 15107-073-011119 | UNITED STATES POSTAL SERVICE
33376 | Permanently Closed | 1993-10-23 | 1973-01-01 | 1998-10-23 | Petroleum | Unleaded gasoline | Unleaded gasoline | State/federal government | Steel | Steel |  |  | Steel |  | 1901-01-01 | [15 empty] | UST Currently In Use: 0; UST Temp Close: 0; AST Currently In Use: 0; AST Temp Closed: 0 | 0 | 0 | 1 | 15107-073-011123 | UNITED STATES POSTAL SERVICE
33377 | Permanently Closed | 1991-07-24 | 1969-01-01 | 1991-07-24 | Petroleum | Unleaded gasoline | Unleaded gasoline | State/federal government | Steel | Steel |  | Painted or None | Steel |  | 1901-01-01 | [15 empty] | UST Currently In Use: 0; UST Temp Close: 0; AST Currently In Use: 0; AST Temp Closed: 0 | 0 | 0 | 2 | 15108-055-001876 | UNITED STATES POSTAL SERVICE
33378 | Permanently Closed | 1901-01-01 | 1973-01-01 | 1988-11-29 | Petroleum | On road diesel | On road diesel |  | Steel | Steel | Coated & cathodic protection (sti-P3) |  |  |  | 1901-01-01 | [15 empty] | UST Currently In Use: 0; UST Temp Close: 0; AST Currently In Use: 0; AST Temp Closed: 0 | 0 | 0 | 15 | 15109-073-007288 | FAIRFIELD WORKS
33379 | Permanently Closed | 1901-01-01 | 1945-01-01 01:00 | 1988-11-29 | Petroleum | Unleaded gasoline | Unleaded gasoline | [7 empty] | 1901-01-01 | [15 empty] | UST Currently In Use: 0; UST Temp Close: 0; AST Currently In Use: 0; AST Temp Closed: 0 | 0 | 0 | 15 | 15109-073-007288 | FAIRFIELD WORKS
33380 | Permanently Closed | 1989-12-21 | 1946-01-01 | 1990-05-02 | Petroleum | Unleaded gasoline | Unleaded gasoline | [7 empty] | 1901-01-01 | [15 empty] | UST Currently In Use: 0; UST Temp Close: 0; AST Currently In Use: 0; AST Temp Closed: 0 | 0 | 0 | 15 | 15109-073-007288 | FAIRFIELD WORKS
33381 | Permanently Closed | 1989-12-21 | 1946-01-01 | 1990-05-02 | Petroleum | On road diesel | On road diesel | [7 empty] | 1901-01-01 | [15 empty] | UST Currently In Use: 0; UST Temp Close: 0; AST Currently In Use: 0; AST Temp Closed: 0 | 0 | 0 | 15 | 15109-073-007288 | FAIRFIELD WORKS
33382 | Permanently Closed | 1989-12-21 | 1972-01-01 | 1990-03-29 | Petroleum | Unleaded gasoline | Unleaded gasoline |  | Steel | Steel |  |  |  |  | 1901-01-01 | [15 empty] | UST Currently In Use: 0; UST Temp Close: 0; AST Currently In Use: 0; AST Temp Closed: 0 | 0 | 0 | 15 | 15109-073-007288 | FAIRFIELD WORKS
33383 | Permanently Closed | 1989-12-21 | 1937-01-01 | 1990-03-31 | Petroleum | On road diesel | On road diesel |  | Steel | Steel |  |  | Steel |  | 1901-01-01 | [15 empty] | UST Currently In Use: 0; UST Temp Close: 0; AST Currently In Use: 0; AST Temp Closed: 0 | 0 | 0 | 15 | 15109-073-007288 | FAIRFIELD WORKS
33384 | Permanently Closed | 1989-12-21 | 1937-01-01 | 1990-03-31 | Petroleum | Unleaded gasoline | Unleaded gasoline |  | Steel | Steel |  |  | Steel |  | 1901-01-01 | [15 empty] | UST Currently In Use: 0; UST Temp Close: 0; AST Currently In Use: 0; AST Temp Closed: 0 | 0 | 0 | 15 | 15109-073-007288 | FAIRFIELD WORKS
33385 | Permanently Closed | 1989-12-21 | 1937-01-01 | 1990-03-31 | Petroleum | Unleaded gasoline | Unleaded gasoline |  | Steel | Steel |  |  | Steel |  | 1901-01-01 | [15 empty] | UST Currently In Use: 0; UST Temp Close: 0; AST Currently In Use: 0; AST Temp Closed: 0 | 0 | 0 | 15 | 15109-073-007288 | FAIRFIELD WORKS
33386 | Permanently Closed | 1989-12-21 | 1961-01-01 | 1990-03-31 | Petroleum | On road diesel | On road diesel |  | Steel | Steel | Coated & cathodic protection (sti-P3) |  |  |  | 1901-01-01 | [15 empty] | UST Currently In Use: 0; UST Temp Close: 0; AST Currently In Use: 0; AST Temp Closed: 0 | 0 | 0 | 15 | 15109-073-007288 | FAIRFIELD WORKS
33387 | Permanently Closed | 1989-12-21 | 1961-01-01 | 1990-04-04 | Petroleum | On road diesel | On road diesel |  | Steel | Steel | Coated & cathodic protection (sti-P3) |  |  |  | 1901-01-01 | [15 empty] | UST Currently In Use: 0; UST Temp Close: 0; AST Currently In Use: 0; AST Temp Closed: 0 | 0 | 0 | 15 | 15109-073-007288 | FAIRFIELD WORKS
33388 | Permanently Closed | 1901-01-01 | 1960-01-01 | 1988-12-19 | Petroleum | Unleaded gasoline | Unleaded gasoline | [7 empty] | 1901-01-01 | [15 empty] | UST Currently In Use: 0; UST Temp Close: 0; AST Currently In Use: 0; AST Temp Closed: 0 | 0 | 0 | 15 | 15109-073-007288 | FAIRFIELD WORKS
33389 | Permanently Closed | 1989-12-21 | 1972-01-01 | 1990-04-04 | Petroleum | On road diesel | On road diesel |  | Steel | Steel | Coated & cathodic protection (sti-P3) |  | Steel |  | 1901-01-01 | [15 empty] | UST Currently In Use: 0; UST Temp Close: 0; AST Currently In Use: 0; AST Temp Closed: 0 | 0 | 0 | 15 | 15109-073-007288 | FAIRFIELD WORKS
33390 | Permanently Closed | 1974-01-01 | 1952-01-01 | 1990-03-30 | Petroleum | Unleaded gasoline | Unleaded gasoline | [7 empty] | 1901-01-01 | [15 empty] | UST Currently In Use: 0; UST Temp Close: 0; AST Currently In Use: 0; AST Temp Closed: 0 | 0 | 0 | 15 | 15109-073-007288 | FAIRFIELD WORKS
33391 | Permanently Closed | 1989-12-21 | 1961-01-01 | 1990-03-30 | Petroleum | Other, MNRLSPIRIT | Other |  | Steel | Steel | Coated & cathodic protection (sti-P3) |  | Steel |  | 1901-01-01 | [15 empty] | UST Currently In Use: 0; UST Temp Close: 0; AST Currently In Use: 0; AST Temp Closed: 0 | 0 | 0 | 15 | 15109-073-007288 | FAIRFIELD WORKS
33392 | Permanently Closed | 1989-12-21 | 1962-01-01 | 1990-03-30 | Petroleum | On road diesel | On road diesel |  | Steel | Steel |  |  |  |  | 1901-01-01 | [15 empty] | UST Currently In Use: 0; UST Temp Close: 0; AST Currently In Use: 0; AST Temp Closed: 0 | 0 | 0 | 15 | 15109-073-007288 | FAIRFIELD WORKS
33393 | Permanently Closed | 1988-12-02 | 1968-01-01 | 1988-12-02 | Petroleum | Unleaded gasoline | Unleaded gasoline |  | Steel | Steel |  |  | Steel |  | 1901-01-01 | [15 empty] | UST Currently In Use: 0; UST Temp Close: 0; AST Currently In Use: 0; AST Temp Closed: 0 | 0 | 0 | 1 | 15110-073-006729 | UNITED STATES STEEL CORP ENV AFF DPT
33394 | Permanently Closed | 1988-12-19 | 1974-01-01 | 1988-12-19 | Petroleum | Unleaded gasoline | Unleaded gasoline |  | Steel | Steel |  |  |  |  | 1901-01-01 | [15 empty] | UST Currently In Use: 0; UST Temp Close: 0; AST Currently In Use: 0; AST Temp Closed: 0 | 0 | 0 | 1 | 15110-073-008683 | UNITED STATES STEEL CORP ENV AFF DPT
33395 | Permanently Closed | 1992-10-26 | 1969-01-01 | 1992-10-26 | Petroleum | Unleaded gasoline | Unleaded gasoline |  | Steel | Steel |  | Painted or None | Steel |  | 1901-01-01 | [15 empty] | UST Currently In Use: 0; UST Temp Close: 0; AST Currently In Use: 0; AST Temp Closed: 0 | 0 | 0 | 8 | 15111-073-002697 | UNITOG UNIFORM RENTAL
33396 | Permanently Closed | 1992-10-26 | 1969-01-01 | 1992-10-26 | Petroleum | On road diesel | On road diesel |  | Steel | Steel |  | Painted or None | Steel |  | 1901-01-01 | [15 empty] | UST Currently In Use: 0; UST Temp Close: 0; AST Currently In Use: 0; AST Temp Closed: 0 | 0 | 0 | 8 | 15111-073-002697 | UNITOG UNIFORM RENTAL
33397 | Permanently Closed | 1992-10-26 | 1969-01-01 | 1992-10-26 | Petroleum | On road diesel | On road diesel |  | Steel | Steel |  | Painted or None | Steel |  | 1901-01-01 | [15 empty] | UST Currently In Use: 0; UST Temp Close: 0; AST Currently In Use: 0; AST Temp Closed: 0 | 0 | 0 | 8 | 15111-073-002697 | UNITOG UNIFORM RENTAL
33398 | Permanently Closed | 1978-10-01 | 1968-01-01 |  | Hazardous Substance |  |  |  | Steel | Steel |  | Painted or None | Steel |  | 1901-01-01 | [15 empty] | UST Currently In Use: 0; UST Temp Close: 0; AST Currently In Use: 0; AST Temp Closed: 0 | 0 | 0 | 8 | 15111-073-002697 | UNITOG UNIFORM RENTAL
33399 | Permanently Closed | 1978-10-01 | 1968-01-01 |  | Hazardous Substance |  |  |  | Steel | Steel |  | Painted or None | Steel |  | 1901-01-01 | [15 empty] | UST Currently In Use: 0; UST Temp Close: 0; AST Currently In Use: 0; AST Temp Closed: 0 | 0 | 0 | 8 | 15111-073-002697 | UNITOG UNIFORM RENTAL
33400 | Permanently Closed | 1978-10-01 | 1968-01-01 |  | Hazardous Substance |  |  |  | Steel | Steel |  | Painted or None | Steel |  | 1901-01-01 | [15 empty] | UST Currently In Use: 0; UST Temp Close: 0; AST Currently In Use: 0; AST Temp Closed: 0 | 0 | 0 | 8 | 15111-073-002697 | UNITOG UNIFORM RENTAL
33401 | Permanently Closed | 1978-10-01 | 1968-01-01 |  | Hazardous Substance |  |  |  | Steel | Steel |  | Painted or None | Steel |  | 1901-01-01 | [15 empty] | UST Currently In Use: 0; UST Temp Close: 0; AST Currently In Use: 0; AST Temp Closed: 0 | 0 | 0 | 8 | 15111-073-002697 | UNITOG UNIFORM RENTAL
33402 | Permanently Closed | 1978-10-01 | 1968-01-01 |  | Hazardous Substance |  |  |  | Steel | Steel |  | Painted or None | Steel |  | 1901-01-01 | [15 empty] | UST Currently In Use: 0; UST Temp Close: 0; AST Currently In Use: 0; AST Temp Closed: 0 | 0 | 0 | 8 | 15111-073-002697 | UNITOG UNIFORM RENTAL
33403 | Permanently Closed | 1901-01-01 | 1983-01-01 | 1986-12-01 | Petroleum | On road diesel | On road diesel |  | Steel | Steel |  | Painted or None |  |  | 1901-01-01 | [15 empty] | UST Currently In Use: 0; UST Temp Close: 0; AST Currently In Use: 0; AST Temp Closed: 0 | 0 | 0 | 1 | 15112-093-000511 | UNIVERSAL COMPANIES
33404 | Permanently Closed | 1990-06-26 | 1977-01-01 | 1990-06-26 | Petroleum | Unleaded gasoline | Unleaded gasoline |  | Steel | Steel |  |  |  |  | 1901-01-01 | [15 empty] | UST Currently In Use: 0; UST Temp Close: 0; AST Currently In Use: 0; AST Temp Closed: 0 | 0 | 0 | 3 | 15113-089-003117 | UNIVERSAL DATA SYSTEMS INC
33405 | Permanently Closed | 1990-06-26 | 1977-01-01 | 1990-06-26 | Petroleum | On road diesel | On road diesel |  | Steel | Steel |  | Painted or None | Other, COPPER K |  | 1901-01-01 | [15 empty] | UST Currently In Use: 0; UST Temp Close: 0; AST Currently In Use: 0; AST Temp Closed: 0 | 0 | 0 | 3 | 15113-089-003117 | UNIVERSAL DATA SYSTEMS INC
33406 | Permanently Closed | 1990-06-26 | 1977-01-01 | 1990-06-26 | Petroleum | On road diesel | On road diesel |  | Steel | Steel |  | Painted or None | Other, COPPER K |  | 1901-01-01 | [15 empty] | UST Currently In Use: 0; UST Temp Close: 0; AST Currently In Use: 0; AST Temp Closed: 0 | 0 | 0 | 3 | 15113-089-003117 | UNIVERSAL DATA SYSTEMS INC
33407 | Permanently Closed | 1998-11-19 | 1978-01-01 | 1998-11-19 | Petroleum | Unleaded gasoline | Unleaded gasoline | State/federal government | Steel | Steel |  | Painted or None | Steel |  | 1901-01-01 | [6 empty] | Statistical Inventory Reconciliation (SIR) | [8 empty] | UST Currently In Use: 0; UST Temp Close: 0; AST Currently In Use: 0; AST Temp Closed: 0 | 0 | 0 | 3 | 15114-089-012025 | UNIVERSITY OF ALA IN HUNTSVILLE
33408 | Permanently Closed | 1998-11-19 | 1978-01-01 | 1998-11-19 | Petroleum | Unleaded gasoline | Unleaded gasoline | State/federal government | Steel | Steel |  | Painted or None | Steel |  | 1901-01-01 | [6 empty] | Statistical Inventory Reconciliation (SIR) | [8 empty] | UST Currently In Use: 0; UST Temp Close: 0; AST Currently In Use: 0; AST Temp Closed: 0 | 0 | 0 | 3 | 15114-089-012025 | UNIVERSITY OF ALA IN HUNTSVILLE
33409 | Permanently Closed | 1998-11-19 | 1978-01-01 | 1998-11-19 | Petroleum | On road diesel | On road diesel | State/federal government | Steel | Steel |  | Painted or None | Steel |  | 1901-01-01 | [6 empty] | Statistical Inventory Reconciliation (SIR) | [8 empty] | UST Currently In Use: 0; UST Temp Close: 0; AST Currently In Use: 0; AST Temp Closed: 0 | 0 | 0 | 3 | 15114-089-012025 | UNIVERSITY OF ALA IN HUNTSVILLE
33410 | Permanently Closed | 1993-08-01 | 1969-01-01 | 1994-08-08 | Petroleum | Unleaded gasoline | Unleaded gasoline | State/Federal Government | Steel | Steel |  |  | Steel |  | 1901-01-01 | [15 empty] | UST Currently In Use: 0; UST Temp Close: 0; AST Currently In Use: 64; AST Temp Closed: 3 | 0 | 0 | 16 | 15115-125-009115 | UNIV OF ALABAMA HEALTH AND SAFETY
33411 | Permanently Closed | 1995-06-20 | 1969-01-01 | 1995-06-21 | Petroleum | On road diesel | On road diesel | State/Federal Government | Steel | Steel |  |  | Steel |  | 1901-01-01 | [6 empty] | Automatic Tank Gauge | [8 empty] | UST Currently In Use: 0; UST Temp Close: 0; AST Currently In Use: 64; AST Temp Closed: 3 | 0 | 0 | 16 | 15115-125-009115 | UNIV OF ALABAMA HEALTH AND SAFETY
33412 | Permanently Closed | 1998-02-01 | 1978-01-01 | 1998-03-23 | Petroleum | Unleaded gasoline | Unleaded gasoline | State/Federal Government | Steel | Steel |  |  | Steel |  | 1901-01-01 | [6 empty] | Automatic Tank Gauge | [8 empty] | UST Currently In Use: 0; UST Temp Close: 0; AST Currently In Use: 64; AST Temp Closed: 3 | 0 | 0 | 16 | 15115-125-009115 | UNIV OF ALABAMA HEALTH AND SAFETY
33413 | Permanently Closed | 1998-02-01 | 1983-01-01 | 1998-03-23 | Petroleum | Unleaded gasoline | Unleaded gasoline | State/Federal Government | Steel | Steel |  |  | Steel |  | 1901-01-01 | [6 empty] | Automatic Tank Gauge | [5 empty] | Annual line testing | Annual line testing |  | UST Currently In Use: 0; UST Temp Close: 0; AST Currently In Use: 64; AST Temp Closed: 3 | 0 | 0 | 16 | 15115-125-009115 | UNIV OF ALABAMA HEALTH AND SAFETY
33414 | Retired | 1988-08-08 | 1969-01-01 |  | Petroleum | Other, EMPTY | Other | State/Federal Government | [6 empty] | 1901-01-01 | [15 empty] | UST Currently In Use: 0; UST Temp Close: 0; AST Currently In Use: 64; AST Temp Closed: 3 | 0 | 0 | 16 | 15115-125-009115 | UNIV OF ALABAMA HEALTH AND SAFETY
33415 | Permanently Closed | 1995-06-21 | 1969-01-01 | 1995-06-21 | Petroleum | On road diesel | On road diesel | State/Federal Government | Steel | Steel |  |  | Steel |  | 1901-01-01 | [15 empty] | UST Currently In Use: 0; UST Temp Close: 0; AST Currently In Use: 64; AST Temp Closed: 3 | 0 | 0 | 16 | 15115-125-009115 | UNIV OF ALABAMA HEALTH AND SAFETY
33416 | Permanently Closed | 1997-04-01 | 1969-01-01 | 1997-04-10 | Petroleum | On road diesel | On road diesel | Emergency Power Generator, State/Federal Government | Steel | Steel |  |  | Steel |  | 1901-01-01 | [15 empty] | UST Currently In Use: 0; UST Temp Close: 0; AST Currently In Use: 64; AST Temp Closed: 3 | 0 | 0 | 16 | 15115-125-009115 | UNIV OF ALABAMA HEALTH AND SAFETY
33417 | Permanently Closed | 1997-04-01 | 1969-01-01 | 1997-04-10 | Petroleum | On road diesel | On road diesel | Emergency Power Generator, State/Federal Government | Steel | Steel |  |  | Steel |  | 1901-01-01 | [15 empty] | UST Currently In Use: 0; UST Temp Close: 0; AST Currently In Use: 64; AST Temp Closed: 3 | 0 | 0 | 16 | 15115-125-009115 | UNIV OF ALABAMA HEALTH AND SAFETY
33418 | Permanently Closed | 1995-06-19 | 1969-01-01 | 1995-06-20 | Petroleum | On road diesel | On road diesel | State/Federal Government | Steel | Steel |  |  | Steel |  | 1901-01-01 | [15 empty] | UST Currently In Use: 0; UST Temp Close: 0; AST Currently In Use: 64; AST Temp Closed: 3 | 0 | 0 | 16 | 15115-125-009115 | UNIV OF ALABAMA HEALTH AND SAFETY
33419 | Permanently Closed | 1994-08-31 | 1969-01-01 | 1994-08-31 | Petroleum | On road diesel | On road diesel | State/Federal Government | Steel | Steel |  |  | Steel |  | 1901-01-01 | [15 empty] | UST Currently In Use: 0; UST Temp Close: 0; AST Currently In Use: 64; AST Temp Closed: 3 | 0 | 0 | 16 | 15115-125-009115 | UNIV OF ALABAMA HEALTH AND SAFETY
33420 | Permanently Closed | 1994-08-19 | 1969-01-01 | 1994-08-23 | Petroleum | On road diesel | On road diesel | State/Federal Government | Steel | Steel |  |  | Steel |  | 1901-01-01 | [15 empty] | UST Currently In Use: 0; UST Temp Close: 0; AST Currently In Use: 64; AST Temp Closed: 3 | 0 | 0 | 16 | 15115-125-009115 | UNIV OF ALABAMA HEALTH AND SAFETY
33421 | Permanently Closed | 1990-01-29 | 1969-01-01 | 1990-01-30 | Petroleum | Unleaded gasoline | Unleaded gasoline | State/Federal Government | Steel | Steel |  |  | Steel |  | 1901-01-01 | [15 empty] | UST Currently In Use: 0; UST Temp Close: 0; AST Currently In Use: 64; AST Temp Closed: 3 | 0 | 0 | 16 | 15115-125-009115 | UNIV OF ALABAMA HEALTH AND SAFETY
33422 | Permanently Closed | 1990-01-29 | 1981-01-01 | 1990-01-30 | Petroleum | Unleaded gasoline | Unleaded gasoline | State/Federal Government | Fiberglass reinforced plastic | Fiberglass reinforced plastic |  |  | Steel |  | 1901-01-01 | [15 empty] | UST Currently In Use: 0; UST Temp Close: 0; AST Currently In Use: 64; AST Temp Closed: 3 | 0 | 0 | 16 | 15115-125-009115 | UNIV OF ALABAMA HEALTH AND SAFETY
33423 | Currently in Use |  | 1985-08-01 |  | Petroleum | Aviation fuel (JP-4; etc.) | Aviation fuel (JP-4; etc.) | State/federal government | Fiberglass reinforced plastic | Fiberglass reinforced plastic |  |  | Fiberglass reinforced plastic |  | 1901-01-01 |  | Catchment Basin, Single walled catchment basin | Audible high level alarm At 90% full | Audible high level alarm At 90% full |  |  | Continuous Automatic Tank Gauge |  | Automatic flow restrictor (MLLD) | Automatic flow restrictor (MLLD) | [5 empty] | UST Currently In Use: 1; UST Temp Close: 0; AST Currently In Use: 0; AST Temp Closed: 0 | 1 | 0 | 0 | 15115-125-021190 | UNIV OF ALABAMA HEALTH AND SAFETY
33424 | Permanently Closed | 1994-08-19 | 1975-01-01 | 1994-08-22 | Petroleum | On road diesel | On road diesel | State/Federal Government | Steel | Steel |  | Painted or None | Steel |  | 1901-01-01 | [15 empty] | UST Currently In Use: 0; UST Temp Close: 0; AST Currently In Use: 64; AST Temp Closed: 3 | 0 | 0 | 16 | 15115-125-009115 | UNIV OF ALABAMA HEALTH AND SAFETY
33425 | Permanently Closed | 1995-06-25 | 1975-01-01 | 1995-06-26 | Petroleum | On road diesel | On road diesel | State/Federal Government | Steel | Steel |  | Painted or None | Steel |  | 1901-01-01 | [15 empty] | UST Currently In Use: 0; UST Temp Close: 0; AST Currently In Use: 64; AST Temp Closed: 3 | 0 | 0 | 16 | 15115-125-009115 | UNIV OF ALABAMA HEALTH AND SAFETY
33427 | Permanently Closed | 1997-01-01 | 1975-01-01 | 1997-03-24 | Petroleum | On road diesel | On road diesel | Emergency Power Generator, State/Federal Government | Steel | Steel |  | Painted or None | Steel |  | 1901-01-01 | [6 empty] | Automatic Tank Gauge | [8 empty] | UST Currently In Use: 0; UST Temp Close: 0; AST Currently In Use: 64; AST Temp Closed: 3 | 0 | 0 | 16 | 15115-125-009115 | UNIV OF ALABAMA HEALTH AND SAFETY
33428 | Permanently Closed | 1992-01-14 | 1986-05-15 | 1992-01-14 | Petroleum | Used oil | Used oil | Bulk facility | Steel | Steel |  | Painted or None | Steel |  | 1901-01-01 | None | [14 empty] | UST Currently In Use: 0; UST Temp Close: 0; AST Currently In Use: 0; AST Temp Closed: 0 | 0 | 0 | 1 | 14462-101-013046 | BELLSOUTH TELECOMM. DBA AT&T ALA.
33429 | Permanently Closed | 1901-01-01 | 1972-01-01 | 1988-12-16 | Petroleum | Unleaded gasoline | Unleaded gasoline | Local government | [6 empty] | 1901-01-01 | [15 empty] | UST Currently In Use: 0; UST Temp Close: 0; AST Currently In Use: 0; AST Temp Closed: 0 | 0 | 0 | 2 | 15117-077-000998 | UNKNOWN
33430 | Permanently Closed | 1901-01-01 | 1972-01-01 | 1988-12-16 | Petroleum | Used oil | Used oil | Local government | [6 empty] | 1901-01-01 | [15 empty] | UST Currently In Use: 0; UST Temp Close: 0; AST Currently In Use: 0; AST Temp Closed: 0 | 0 | 0 | 2 | 15117-077-000998 | UNKNOWN
33431 | Retired | 1988-08-08 | 1968-01-01 |  | Petroleum | Unleaded gasoline | Unleaded gasoline | Local government | Steel | Steel |  |  |  |  | 1901-01-01 | [15 empty] | UST Currently In Use: 0; UST Temp Close: 0; AST Currently In Use: 0; AST Temp Closed: 0 | 0 | 0 | 0 | 15118-097-010947 | UNKNOWN
33432 | Retired | 1988-08-08 | 1968-01-01 |  | Petroleum | On road diesel | On road diesel | Local government | Steel | Steel |  |  |  |  | 1901-01-01 | [15 empty] | UST Currently In Use: 0; UST Temp Close: 0; AST Currently In Use: 0; AST Temp Closed: 0 | 0 | 0 | 0 | 15118-097-010947 | UNKNOWN
33433 | Permanently Closed | 1987-02-01 | 1963-01-01 | 1988-01-01 | Petroleum | Unleaded gasoline | Unleaded gasoline |  | Steel | Steel |  | Painted or None | Steel |  | 1901-01-01 | [15 empty] | UST Currently In Use: 0; UST Temp Close: 0; AST Currently In Use: 0; AST Temp Closed: 0 | 0 | 0 | 3 | 15119-089-009330 | UNKNOWN
33434 | Permanently Closed | 1987-02-01 | 1963-01-01 | 1988-01-01 | Petroleum | Unleaded gasoline | Unleaded gasoline |  | Steel | Steel |  | Painted or None | Steel |  | 1901-01-01 | [15 empty] | UST Currently In Use: 0; UST Temp Close: 0; AST Currently In Use: 0; AST Temp Closed: 0 | 0 | 0 | 3 | 15119-089-009330 | UNKNOWN
33435 | Permanently Closed | 1987-02-01 | 1961-01-01 | 1987-02-01 | Petroleum | Other, OTHER | Other |  | Steel | Steel |  | Painted or None | Steel |  | 1901-01-01 | [15 empty] | UST Currently In Use: 0; UST Temp Close: 0; AST Currently In Use: 0; AST Temp Closed: 0 | 0 | 0 | 3 | 15119-089-009330 | UNKNOWN
33436 | Retired | 1986-02-01 | 1973-01-01 |  | Petroleum | Unleaded gasoline | Unleaded gasoline |  | Steel | Steel |  |  | Steel |  | 1901-01-01 | [15 empty] | UST Currently In Use: 0; UST Temp Close: 0; AST Currently In Use: 0; AST Temp Closed: 0 | 0 | 0 | 0 | 15120-087-013120 | R Y PENNY
33437 | Retired | 1986-02-01 | 1973-01-01 |  | Petroleum | Unleaded gasoline | Unleaded gasoline |  | Steel | Steel |  |  | Steel |  | 1901-01-01 | [15 empty] | UST Currently In Use: 0; UST Temp Close: 0; AST Currently In Use: 0; AST Temp Closed: 0 | 0 | 0 | 0 | 15120-087-013120 | R Y PENNY
33438 | Retired | 1977-07-24 | 1901-01-01 |  | Petroleum | Unleaded gasoline | Unleaded gasoline | Local government | [6 empty] | 1901-01-01 | [15 empty] | UST Currently In Use: 0; UST Temp Close: 0; AST Currently In Use: 0; AST Temp Closed: 0 | 0 | 0 | 0 | 15121-047-006891 | UNKNOWN
33439 | Retired | 1977-07-24 | 1901-01-01 |  | Petroleum | Unleaded gasoline | Unleaded gasoline | Local government | [6 empty] | 1901-01-01 | [15 empty] | UST Currently In Use: 0; UST Temp Close: 0; AST Currently In Use: 0; AST Temp Closed: 0 | 0 | 0 | 0 | 15121-047-006891 | UNKNOWN
33440 | Retired | 1986-05-01 | 1901-01-01 |  | Petroleum | Other, EMPTY | Other | [7 empty] | 1901-01-01 | [15 empty] | UST Currently In Use: 0; UST Temp Close: 0; AST Currently In Use: 0; AST Temp Closed: 0 | 0 | 0 | 4 | 15122-125-007974 | GREENSBORO AVE SERVICE CENTER
33441 | Retired | 1986-05-01 | 1901-01-01 |  | Petroleum | Other, EMPTY | Other | [7 empty] | 1901-01-01 | [15 empty] | UST Currently In Use: 0; UST Temp Close: 0; AST Currently In Use: 0; AST Temp Closed: 0 | 0 | 0 | 4 | 15122-125-007974 | GREENSBORO AVE SERVICE CENTER
33442 | Retired | 1986-05-01 | 1901-01-01 |  | Petroleum | Other, EMPTY | Other | [7 empty] | 1901-01-01 | [15 empty] | UST Currently In Use: 0; UST Temp Close: 0; AST Currently In Use: 0; AST Temp Closed: 0 | 0 | 0 | 4 | 15122-125-007974 | GREENSBORO AVE SERVICE CENTER
33443 | Permanently Closed | 1990-01-01 | 1973-01-01 | 2005-02-01 | Petroleum | Unleaded gasoline | Unleaded gasoline | [7 empty] | 1901-01-01 | [15 empty] | UST Currently In Use: 0; UST Temp Close: 0; AST Currently In Use: 0; AST Temp Closed: 0 | 0 | 0 | 4 | 15122-125-007974 | GREENSBORO AVE SERVICE CENTER
33444 | Permanently Closed | 1990-01-01 | 1973-01-01 | 2005-02-01 | Petroleum | Unleaded gasoline | Unleaded gasoline | [7 empty] | 1901-01-01 | [15 empty] | UST Currently In Use: 0; UST Temp Close: 0; AST Currently In Use: 0; AST Temp Closed: 0 | 0 | 0 | 4 | 15122-125-007974 | GREENSBORO AVE SERVICE CENTER
33445 | Permanently Closed | 1990-01-01 | 1973-01-01 | 2005-02-01 | Petroleum | Unleaded gasoline | Unleaded gasoline | [7 empty] | 1901-01-01 | [15 empty] | UST Currently In Use: 0; UST Temp Close: 0; AST Currently In Use: 0; AST Temp Closed: 0 | 0 | 0 | 4 | 15122-125-007974 | GREENSBORO AVE SERVICE CENTER
33446 | Permanently Closed | 1990-01-01 | 1973-01-01 | 2005-02-01 | Petroleum | Unleaded gasoline | Unleaded gasoline | [7 empty] | 1901-01-01 | [15 empty] | UST Currently In Use: 0; UST Temp Close: 0; AST Currently In Use: 0; AST Temp Closed: 0 | 0 | 0 | 4 | 15122-125-007974 | GREENSBORO AVE SERVICE CENTER
33447 | Permanently Closed | 1901-01-01 | 1926-01-01 | 2011-11-11 | Petroleum | Unleaded gasoline | Unleaded gasoline | Local government | Steel | Steel |  | Painted or None | Steel |  | 1901-01-01 | [15 empty] | UST Currently In Use: 0; UST Temp Close: 0; AST Currently In Use: 0; AST Temp Closed: 0 | 0 | 0 | 2 | 15123-101-013128 | UNKNOWN PROPERTY SOLD
33448 | Permanently Closed | 1901-01-01 | 1926-01-01 | 2011-11-11 | Petroleum | Used oil | Used oil | Local government | Steel | Steel |  | Painted or None | Steel |  | 1901-01-01 | [15 empty] | UST Currently In Use: 0; UST Temp Close: 0; AST Currently In Use: 0; AST Temp Closed: 0 | 0 | 0 | 2 | 15123-101-013128 | UNKNOWN PROPERTY SOLD
33449 | Permanently Closed | 1994-01-17 | 1976-01-01 | 1994-01-17 | Hazardous Substance |  |  |  | Steel | Steel |  | Painted or None | Steel |  | 1901-01-01 | [15 empty] | UST Currently In Use: 0; UST Temp Close: 0; AST Currently In Use: 0; AST Temp Closed: 0 | 0 | 0 | 17 | 15130-073-003350 | UNOCAL
33450 | Permanently Closed | 1994-01-17 | 1976-01-01 | 1994-01-17 | Hazardous Substance |  |  |  | Steel | Steel |  | Painted or None | Steel |  | 1901-01-01 | [15 empty] | UST Currently In Use: 0; UST Temp Close: 0; AST Currently In Use: 0; AST Temp Closed: 0 | 0 | 0 | 17 | 15130-073-003350 | UNOCAL
33451 | Permanently Closed | 1994-01-17 | 1976-01-01 | 1994-01-17 | Hazardous Substance |  |  |  | Steel | Steel |  | Painted or None | Steel |  | 1901-01-01 | [15 empty] | UST Currently In Use: 0; UST Temp Close: 0; AST Currently In Use: 0; AST Temp Closed: 0 | 0 | 0 | 17 | 15130-073-003350 | UNOCAL
33452 | Permanently Closed | 1994-01-17 | 1976-01-01 | 1994-01-17 | Petroleum | Other, ISOBUTYL | Other |  | Steel | Steel |  | Painted or None | Steel |  | 1901-01-01 | [15 empty] | UST Currently In Use: 0; UST Temp Close: 0; AST Currently In Use: 0; AST Temp Closed: 0 | 0 | 0 | 17 | 15130-073-003350 | UNOCAL
33453 | Permanently Closed | 1994-01-17 | 1976-01-01 | 1994-01-17 | Hazardous Substance |  |  |  | Steel | Steel |  | Painted or None | Steel |  | 1901-01-01 | [15 empty] | UST Currently In Use: 0; UST Temp Close: 0; AST Currently In Use: 0; AST Temp Closed: 0 | 0 | 0 | 17 | 15130-073-003350 | UNOCAL
33454 | Permanently Closed | 1994-01-17 | 1976-01-01 | 1994-01-17 | Hazardous Substance |  |  |  | Steel | Steel |  | Painted or None | Steel |  | 1901-01-01 | [15 empty] | UST Currently In Use: 0; UST Temp Close: 0; AST Currently In Use: 0; AST Temp Closed: 0 | 0 | 0 | 17 | 15130-073-003350 | UNOCAL
33455 | Permanently Closed | 1994-01-17 | 1976-01-01 | 1994-01-17 | Petroleum | Other, ISOBUTYL | Other |  | Steel | Steel |  | Painted or None | Steel |  | 1901-01-01 | [15 empty] | UST Currently In Use: 0; UST Temp Close: 0; AST Currently In Use: 0; AST Temp Closed: 0 | 0 | 0 | 17 | 15130-073-003350 | UNOCAL
33456 | Permanently Closed | 1994-01-17 | 1976-01-01 | 1994-01-17 | Petroleum | Other, ISOPROPYL | Other |  | Steel | Steel |  | Painted or None | Steel |  | 1901-01-01 | [15 empty] | UST Currently In Use: 0; UST Temp Close: 0; AST Currently In Use: 0; AST Temp Closed: 0 | 0 | 0 | 17 | 15130-073-003350 | UNOCAL
33457 | Permanently Closed | 1994-01-17 | 1976-01-01 | 1994-01-17 | Hazardous Substance |  |  |  | Steel | Steel |  | Painted or None | Steel |  | 1901-01-01 | [15 empty] | UST Currently In Use: 0; UST Temp Close: 0; AST Currently In Use: 0; AST Temp Closed: 0 | 0 | 0 | 17 | 15130-073-003350 | UNOCAL
33458 | Permanently Closed | 1994-01-17 | 1976-01-01 | 1994-01-17 | Hazardous Substance |  |  |  | Steel | Steel |  | Painted or None | Steel |  | 1901-01-01 | [15 empty] | UST Currently In Use: 0; UST Temp Close: 0; AST Currently In Use: 0; AST Temp Closed: 0 | 0 | 0 | 17 | 15130-073-003350 | UNOCAL
33459 | Permanently Closed | 1994-01-17 | 1976-01-01 | 1994-01-17 | Hazardous Substance |  |  |  | Steel | Steel |  | Painted or None | Steel |  | 1901-01-01 | [15 empty] | UST Currently In Use: 0; UST Temp Close: 0; AST Currently In Use: 0; AST Temp Closed: 0 | 0 | 0 | 17 | 15130-073-003350 | UNOCAL
33460 | Permanently Closed | 1994-01-17 | 1976-01-01 | 1994-01-17 | Hazardous Substance |  |  |  | Steel | Steel |  | Painted or None | Steel |  | 1901-01-01 | [15 empty] | UST Currently In Use: 0; UST Temp Close: 0; AST Currently In Use: 0; AST Temp Closed: 0 | 0 | 0 | 17 | 15130-073-003350 | UNOCAL
33461 | Permanently Closed | 1991-05-22 | 1976-01-01 | 1991-05-22 | Hazardous Substance |  |  |  | Steel | Steel |  | Painted or None | Steel |  | 1901-01-01 | [15 empty] | UST Currently In Use: 0; UST Temp Close: 0; AST Currently In Use: 0; AST Temp Closed: 0 | 0 | 0 | 17 | 15130-073-003350 | UNOCAL
33462 | Permanently Closed | 1991-05-22 | 1976-01-01 | 1991-05-22 | Hazardous Substance |  |  |  | Steel | Steel |  | Painted or None | Steel |  | 1901-01-01 | [15 empty] | UST Currently In Use: 0; UST Temp Close: 0; AST Currently In Use: 0; AST Temp Closed: 0 | 0 | 0 | 17 | 15130-073-003350 | UNOCAL
33463 | Permanently Closed | 1988-12-01 | 1977-01-01 | 1988-12-01 | Hazardous Substance |  |  |  | Steel | Steel |  | Painted or None | Steel |  | 1901-01-01 | [15 empty] | UST Currently In Use: 0; UST Temp Close: 0; AST Currently In Use: 0; AST Temp Closed: 0 | 0 | 0 | 17 | 15130-073-003350 | UNOCAL
33464 | Permanently Closed | 1988-12-01 | 1978-01-01 | 1988-12-01 | Petroleum | On road diesel | On road diesel |  | Steel | Steel |  | Painted or None | Steel |  | 1901-01-01 | [15 empty] | UST Currently In Use: 0; UST Temp Close: 0; AST Currently In Use: 0; AST Temp Closed: 0 | 0 | 0 | 17 | 15130-073-003350 | UNOCAL
33465 | Permanently Closed | 1988-12-01 | 1978-01-01 | 1988-12-01 | Petroleum | On road diesel | On road diesel |  | Steel | Steel |  | Painted or None | Steel |  | 1901-01-01 | [15 empty] | UST Currently In Use: 0; UST Temp Close: 0; AST Currently In Use: 0; AST Temp Closed: 0 | 0 | 0 | 17 | 15130-073-003350 | UNOCAL
33466 | Permanently Closed | 1901-01-01 | 1972-01-01 | 1988-12-01 | Petroleum | Unleaded gasoline | Unleaded gasoline |  | Steel | Steel |  | Painted or None | Steel |  | 1901-01-01 | [15 empty] | UST Currently In Use: 0; UST Temp Close: 0; AST Currently In Use: 0; AST Temp Closed: 0 | 0 | 0 | 4 | 15131-073-000151 | UNOCAL/ATTN ENVIRONMENTAL MANAGER
33467 | Permanently Closed | 1901-01-01 | 1965-01-01 | 1988-12-01 | Petroleum | Used oil | Used oil |  | Steel | Steel |  |  | Steel |  | 1901-01-01 | [15 empty] | UST Currently In Use: 0; UST Temp Close: 0; AST Currently In Use: 0; AST Temp Closed: 0 | 0 | 0 | 4 | 15131-073-000151 | UNOCAL/ATTN ENVIRONMENTAL MANAGER
33468 | Permanently Closed | 1901-01-01 | 1965-01-01 | 1988-12-01 | Petroleum | Other, ENGINE OIL | Other |  | Steel | Steel |  |  | Steel |  | 1901-01-01 | [15 empty] | UST Currently In Use: 0; UST Temp Close: 0; AST Currently In Use: 0; AST Temp Closed: 0 | 0 | 0 | 4 | 15131-073-000151 | UNOCAL/ATTN ENVIRONMENTAL MANAGER
33469 | Permanently Closed | 1901-01-01 | 1965-01-01 | 1988-12-01 | Petroleum | Other, TRANSFLUID | Other |  | Steel | Steel |  |  | Steel |  | 1901-01-01 | [15 empty] | UST Currently In Use: 0; UST Temp Close: 0; AST Currently In Use: 0; AST Temp Closed: 0 | 0 | 0 | 4 | 15131-073-000151 | UNOCAL/ATTN ENVIRONMENTAL MANAGER
33470 | Permanently Closed | 1989-04-01 | 1962-01-01 | 1989-04-01 | Petroleum | Used oil | Used oil |  | Steel | Steel |  | Painted or None | Steel |  | 1901-01-01 | [15 empty] | UST Currently In Use: 0; UST Temp Close: 0; AST Currently In Use: 0; AST Temp Closed: 0 | 0 | 0 | 7 | 15131-073-000589 | UNOCAL/ATTN ENVIRONMENTAL MANAGER
33471 | Permanently Closed | 1989-04-01 | 1962-01-01 | 1989-04-01 | Petroleum | Other, OTHER | Other |  | Steel | Steel |  | Painted or None | Steel |  | 1901-01-01 | [15 empty] | UST Currently In Use: 0; UST Temp Close: 0; AST Currently In Use: 0; AST Temp Closed: 0 | 0 | 0 | 7 | 15131-073-000589 | UNOCAL/ATTN ENVIRONMENTAL MANAGER
33472 | Permanently Closed | 1989-04-01 | 1962-01-01 | 1989-04-01 | Petroleum | Other, OTHER | Other |  | Steel | Steel |  | Painted or None | Steel |  | 1901-01-01 | [15 empty] | UST Currently In Use: 0; UST Temp Close: 0; AST Currently In Use: 0; AST Temp Closed: 0 | 0 | 0 | 7 | 15131-073-000589 | UNOCAL/ATTN ENVIRONMENTAL MANAGER
33473 | Permanently Closed | 1993-08-22 | 1983-01-01 | 1993-08-22 | Petroleum | Unleaded gasoline | Unleaded gasoline |  | Fiberglass reinforced plastic | Fiberglass reinforced plastic |  |  | Fiberglass reinforced plastic |  | 1901-01-01 | None | [11 empty] | Annual line testing | Annual line testing |  | UST Currently In Use: 0; UST Temp Close: 0; AST Currently In Use: 0; AST Temp Closed: 0 | 0 | 0 | 7 | 15131-073-000589 | UNOCAL/ATTN ENVIRONMENTAL MANAGER
33474 | Permanently Closed | 1993-08-22 | 1983-01-01 | 1993-08-22 | Petroleum | Unleaded gasoline | Unleaded gasoline |  | Fiberglass reinforced plastic | Fiberglass reinforced plastic |  |  | Fiberglass reinforced plastic |  | 1901-01-01 | None | [11 empty] | Annual line testing | Annual line testing |  | UST Currently In Use: 0; UST Temp Close: 0; AST Currently In Use: 0; AST Temp Closed: 0 | 0 | 0 | 7 | 15131-073-000589 | UNOCAL/ATTN ENVIRONMENTAL MANAGER
33475 | Permanently Closed | 1993-08-22 | 1983-01-01 | 1993-08-22 | Petroleum | Unleaded gasoline | Unleaded gasoline |  | Fiberglass reinforced plastic | Fiberglass reinforced plastic |  |  | Fiberglass reinforced plastic |  | 1901-01-01 | None | [11 empty] | Annual line testing | Annual line testing |  | UST Currently In Use: 0; UST Temp Close: 0; AST Currently In Use: 0; AST Temp Closed: 0 | 0 | 0 | 7 | 15131-073-000589 | UNOCAL/ATTN ENVIRONMENTAL MANAGER
33476 | Permanently Closed | 1993-08-22 | 1989-01-01 | 1993-08-22 | Petroleum | Used oil | Used oil |  | Fiberglass reinforced plastic | Fiberglass reinforced plastic |  |  | Fiberglass reinforced plastic |  | 1901-01-01 | None | [5 empty] | Manual Tank Gauging (only tanks 1000 gal. or less and 48” or 64” in diameter) | [8 empty] | UST Currently In Use: 0; UST Temp Close: 0; AST Currently In Use: 0; AST Temp Closed: 0 | 0 | 0 | 7 | 15131-073-000589 | UNOCAL/ATTN ENVIRONMENTAL MANAGER
33477 | Permanently Closed | 1901-01-01 | 1982-01-01 |  | Petroleum | Used oil | Used oil |  | Steel | Steel |  | Painted or None | Steel |  | 1901-01-01 | [15 empty] | UST Currently In Use: 0; UST Temp Close: 0; AST Currently In Use: 0; AST Temp Closed: 0 | 0 | 0 | 6 | 15131-073-000590 | UNOCAL/ATTN ENVIRONMENTAL MANAGER
33478 | Permanently Closed | 1992-06-01 | 1982-01-01 | 1992-06-01 | Petroleum | Unleaded gasoline | Unleaded gasoline |  | Fiberglass reinforced plastic | Fiberglass reinforced plastic |  |  | Fiberglass reinforced plastic |  | 1901-01-01 | None | [14 empty] | UST Currently In Use: 0; UST Temp Close: 0; AST Currently In Use: 0; AST Temp Closed: 0 | 0 | 0 | 6 | 15131-073-000590 | UNOCAL/ATTN ENVIRONMENTAL MANAGER
33479 | Permanently Closed | 1992-06-01 | 1982-01-01 | 1992-06-01 | Petroleum | Unleaded gasoline | Unleaded gasoline |  | Fiberglass reinforced plastic | Fiberglass reinforced plastic |  |  | Fiberglass reinforced plastic |  | 1901-01-01 | None | [14 empty] | UST Currently In Use: 0; UST Temp Close: 0; AST Currently In Use: 0; AST Temp Closed: 0 | 0 | 0 | 6 | 15131-073-000590 | UNOCAL/ATTN ENVIRONMENTAL MANAGER
33480 | Permanently Closed | 1992-06-01 | 1982-01-01 | 1992-06-01 | Petroleum | Unleaded gasoline | Unleaded gasoline |  | Fiberglass reinforced plastic | Fiberglass reinforced plastic |  |  | Fiberglass reinforced plastic |  | 1901-01-01 | None | [11 empty] | Annual line testing | Annual line testing |  | UST Currently In Use: 0; UST Temp Close: 0; AST Currently In Use: 0; AST Temp Closed: 0 | 0 | 0 | 6 | 15131-073-000590 | UNOCAL/ATTN ENVIRONMENTAL MANAGER
33481 | Permanently Closed | 1984-08-01 | 1959-01-01 |  | Petroleum | Other, X | Other |  | Steel | Steel |  | Painted or None | Steel |  | 1901-01-01 | [15 empty] | UST Currently In Use: 0; UST Temp Close: 0; AST Currently In Use: 0; AST Temp Closed: 0 | 0 | 0 | 6 | 15131-073-000590 | UNOCAL/ATTN ENVIRONMENTAL MANAGER
33482 | Permanently Closed | 1984-08-01 | 1959-01-01 |  | Petroleum | Other, OTHER | Other |  | Steel | Steel |  | Painted or None | Steel |  | 1901-01-01 | [15 empty] | UST Currently In Use: 0; UST Temp Close: 0; AST Currently In Use: 0; AST Temp Closed: 0 | 0 | 0 | 6 | 15131-073-000590 | UNOCAL/ATTN ENVIRONMENTAL MANAGER
33483 | Permanently Closed | 1990-10-17 | 1976-01-01 | 1990-10-17 | Petroleum | Unleaded gasoline | Unleaded gasoline |  | Steel | Steel |  | Painted or None | Steel |  | 1901-01-01 | [15 empty] | UST Currently In Use: 0; UST Temp Close: 0; AST Currently In Use: 0; AST Temp Closed: 0 | 0 | 0 | 7 | 22176-073-000591 | Circle K Stores, Inc.
33484 | Permanently Closed | 1990-10-17 | 1976-01-01 | 1990-10-17 | Petroleum | Unleaded gasoline | Unleaded gasoline |  | Steel | Steel |  | Painted or None | Steel |  | 1901-01-01 | [15 empty] | UST Currently In Use: 0; UST Temp Close: 0; AST Currently In Use: 0; AST Temp Closed: 0 | 0 | 0 | 7 | 22176-073-000591 | Circle K Stores, Inc.
33485 | Permanently Closed | 1990-10-17 | 1976-01-01 | 1990-10-17 | Petroleum | Unleaded gasoline | Unleaded gasoline |  | Steel | Steel |  | Painted or None | Steel |  | 1901-01-01 | [15 empty] | UST Currently In Use: 0; UST Temp Close: 0; AST Currently In Use: 0; AST Temp Closed: 0 | 0 | 0 | 7 | 22176-073-000591 | Circle K Stores, Inc.
33486 | Permanently Closed | 1990-10-17 | 1988-07-06 | 1993-03-18 | Petroleum | Unleaded gasoline | Unleaded gasoline |  | Fiberglass reinforced plastic | Fiberglass reinforced plastic |  |  | Fiberglass reinforced plastic |  | 1901-01-01 | None | Catchment Basin, Single walled catchment basin | Automatic shutoff device At 95% full | Automatic shutoff device At 95% full | [8 empty] | Annual line testing | Annual line testing |  | UST Currently In Use: 0; UST Temp Close: 0; AST Currently In Use: 0; AST Temp Closed: 0 | 0 | 0 | 7 | 22176-073-000591 | Circle K Stores, Inc.
33487 | Permanently Closed | 1990-11-06 | 1976-01-01 | 1990-11-06 | Petroleum | Unleaded gasoline | Unleaded gasoline |  | Steel | Steel |  | Painted or None | Steel |  | 1901-01-01 | [15 empty] | UST Currently In Use: 3; UST Temp Close: 0; AST Currently In Use: 0; AST Temp Closed: 0 | 3 | 0 | 4 | 22176-073-000592 | Circle K Stores, Inc.
33488 | Permanently Closed | 1990-11-06 | 1976-01-01 | 1990-11-06 | Petroleum | Unleaded gasoline | Unleaded gasoline |  | Steel | Steel |  | Painted or None | Steel |  | 1901-01-01 | [15 empty] | UST Currently In Use: 3; UST Temp Close: 0; AST Currently In Use: 0; AST Temp Closed: 0 | 3 | 0 | 4 | 22176-073-000592 | Circle K Stores, Inc.
33489 | Permanently Closed | 1990-11-06 | 1976-01-01 | 1990-11-06 | Petroleum | Unleaded gasoline | Unleaded gasoline |  | Steel | Steel |  | Painted or None | Steel |  | 1901-01-01 | [15 empty] | UST Currently In Use: 3; UST Temp Close: 0; AST Currently In Use: 0; AST Temp Closed: 0 | 3 | 0 | 4 | 22176-073-000592 | Circle K Stores, Inc.
33490 | Permanently Closed | 1995-06-21 | 1986-01-01 | 1995-06-21 | Petroleum | Unleaded gasoline | Unleaded gasoline |  | Fiberglass reinforced plastic | Fiberglass reinforced plastic |  |  | Fiberglass reinforced plastic |  | 1901-01-01 | None | [11 empty] | Annual line testing | Annual line testing |  | UST Currently In Use: 3; UST Temp Close: 0; AST Currently In Use: 0; AST Temp Closed: 0 | 3 | 0 | 4 | 22176-073-000592 | Circle K Stores, Inc.
33494 | Permanently Closed | 1992-11-01 | 1976-01-01 | 1992-11-01 | Petroleum | Unleaded gasoline | Unleaded gasoline |  | Steel | Steel |  | Painted or None | Steel |  | 1901-01-01 | [15 empty] | UST Currently In Use: 0; UST Temp Close: 0; AST Currently In Use: 0; AST Temp Closed: 0 | 0 | 0 | 3 | 15131-073-000594 | UNOCAL/ATTN ENVIRONMENTAL MANAGER
33495 | Permanently Closed | 1992-11-01 | 1976-01-01 | 1992-11-01 | Petroleum | Unleaded gasoline | Unleaded gasoline |  | Steel | Steel |  | Painted or None | Steel |  | 1901-01-01 | [15 empty] | UST Currently In Use: 0; UST Temp Close: 0; AST Currently In Use: 0; AST Temp Closed: 0 | 0 | 0 | 3 | 15131-073-000594 | UNOCAL/ATTN ENVIRONMENTAL MANAGER
33496 | Permanently Closed | 1992-11-01 | 1976-01-01 | 1992-11-01 | Petroleum | Unleaded gasoline | Unleaded gasoline |  | Steel | Steel |  | Painted or None | Steel |  | 1901-01-01 | [15 empty] | UST Currently In Use: 0; UST Temp Close: 0; AST Currently In Use: 0; AST Temp Closed: 0 | 0 | 0 | 3 | 15131-073-000594 | UNOCAL/ATTN ENVIRONMENTAL MANAGER
33497 | Permanently Closed | 1991-01-04 | 1976-01-01 | 1991-01-04 | Petroleum | Unleaded gasoline | Unleaded gasoline |  | Steel | Steel |  | Painted or None | Steel |  | 1901-01-01 | [15 empty] | UST Currently In Use: 3; UST Temp Close: 0; AST Currently In Use: 0; AST Temp Closed: 0 | 3 | 0 | 3 | 25665-073-000595 | AIYA LLC
33498 | Permanently Closed | 1991-01-04 | 1976-01-01 | 1991-01-04 | Petroleum | Unleaded gasoline | Unleaded gasoline |  | Steel | Steel |  | Painted or None | Steel |  | 1901-01-01 | [15 empty] | UST Currently In Use: 3; UST Temp Close: 0; AST Currently In Use: 0; AST Temp Closed: 0 | 3 | 0 | 3 | 25665-073-000595 | AIYA LLC
33499 | Permanently Closed | 1991-01-04 | 1976-01-01 | 1991-01-04 | Petroleum | Unleaded gasoline | Unleaded gasoline |  | Steel | Steel |  | Painted or None | Steel |  | 1901-01-01 | [15 empty] | UST Currently In Use: 3; UST Temp Close: 0; AST Currently In Use: 0; AST Temp Closed: 0 | 3 | 0 | 3 | 25665-073-000595 | AIYA LLC
33500 | Currently in Use |  | 1986-02-25 |  | Petroleum | Unleaded gasoline | Unleaded gasoline | Retail | Fiberglass reinforced plastic, Single Wall | Single Wall |  |  | Double Wall, Fiberglass reinforced plastic |  | 1901-01-01 |  | Catchment Basin, Single walled catchment basin | Automatic shutoff device At 95% full | Automatic shutoff device At 95% full |  |  | Continuous Automatic Tank Gauge |  | Automatic flow restrictor (MLLD) | Automatic flow restrictor (MLLD) |  |  | Annual line testing | Annual line testing |  | UST Currently In Use: 3; UST Temp Close: 0; AST Currently In Use: 0; AST Temp Closed: 0 | 3 | 0 | 0 | 22176-073-000596 | Circle K Stores, Inc.
33501 | Currently in Use |  | 1986-02-25 |  | Petroleum | On road diesel | On road diesel | Retail | Fiberglass reinforced plastic, Single Wall | Single Wall |  |  | Double Wall, Fiberglass reinforced plastic |  | 1901-01-01 |  | Catchment Basin, Single walled catchment basin | Automatic shutoff device At 95% full | Automatic shutoff device At 95% full |  |  | Continuous Automatic Tank Gauge |  | Automatic flow restrictor (MLLD) | Automatic flow restrictor (MLLD) |  |  | Annual line testing | Annual line testing |  | UST Currently In Use: 3; UST Temp Close: 0; AST Currently In Use: 0; AST Temp Closed: 0 | 3 | 0 | 0 | 22176-073-000596 | Circle K Stores, Inc.
33502 | Currently in Use |  | 1986-02-25 |  | Petroleum | Premium gasoline | Premium gasoline | Retail | Fiberglass reinforced plastic, Single Wall | Single Wall |  |  | Double Wall, Fiberglass reinforced plastic |  | 1901-01-01 |  | Catchment Basin, Single walled catchment basin | Automatic shutoff device At 95% full | Automatic shutoff device At 95% full |  |  | Continuous Automatic Tank Gauge |  | Automatic flow restrictor (MLLD) | Automatic flow restrictor (MLLD) |  |  | Annual line testing | Annual line testing |  | UST Currently In Use: 3; UST Temp Close: 0; AST Currently In Use: 0; AST Temp Closed: 0 | 3 | 0 | 0 | 22176-073-000596 | Circle K Stores, Inc.
33504 | Permanently Closed | 1901-01-01 | 1963-01-01 | 1988-11-21 | Petroleum | Other, OTHER | Other |  | Steel | Steel |  | Painted or None | Steel |  | 1901-01-01 | [15 empty] | UST Currently In Use: 0; UST Temp Close: 0; AST Currently In Use: 0; AST Temp Closed: 0 | 0 | 0 | 5 | 15131-073-000597 | UNOCAL/ATTN ENVIRONMENTAL MANAGER
33505 | Permanently Closed | 1901-01-01 | 1963-01-01 | 1988-11-21 | Petroleum | Other, OTHER | Other |  | Steel | Steel |  | Painted or None | Steel |  | 1901-01-01 | [15 empty] | UST Currently In Use: 0; UST Temp Close: 0; AST Currently In Use: 0; AST Temp Closed: 0 | 0 | 0 | 5 | 15131-073-000597 | UNOCAL/ATTN ENVIRONMENTAL MANAGER
33506 | Permanently Closed | 1901-01-01 | 1963-01-01 | 1988-11-21 | Petroleum | Other, OTHER | Other |  | Steel | Steel |  | Painted or None | Steel |  | 1901-01-01 | [15 empty] | UST Currently In Use: 0; UST Temp Close: 0; AST Currently In Use: 0; AST Temp Closed: 0 | 0 | 0 | 5 | 15131-073-000597 | UNOCAL/ATTN ENVIRONMENTAL MANAGER
33507 | Permanently Closed | 1901-01-01 | 1963-01-01 | 1988-11-21 | Petroleum | Other, OTHER | Other |  | Steel | Steel |  | Painted or None | Steel |  | 1901-01-01 | [15 empty] | UST Currently In Use: 0; UST Temp Close: 0; AST Currently In Use: 0; AST Temp Closed: 0 | 0 | 0 | 5 | 15131-073-000597 | UNOCAL/ATTN ENVIRONMENTAL MANAGER
33508 | Permanently Closed | 1901-01-01 | 1963-01-01 | 1988-11-21 | Petroleum | Other, OTHER | Other |  | Steel | Steel |  | Painted or None | Steel |  | 1901-01-01 | [15 empty] | UST Currently In Use: 0; UST Temp Close: 0; AST Currently In Use: 0; AST Temp Closed: 0 | 0 | 0 | 5 | 15131-073-000597 | UNOCAL/ATTN ENVIRONMENTAL MANAGER
33509 | Permanently Closed | 1901-01-01 | 1955-01-01 | 1988-12-01 | Petroleum | Used oil | Used oil |  | Steel | Steel |  | Painted or None | Steel |  | 1901-01-01 | [15 empty] | UST Currently In Use: 0; UST Temp Close: 0; AST Currently In Use: 0; AST Temp Closed: 0 | 0 | 0 | 4 | 15131-073-000599 | UNOCAL/ATTN ENVIRONMENTAL MANAGER
33510 | Permanently Closed | 1991-05-06 | 1982-01-01 | 1991-05-06 | Petroleum | Unleaded gasoline | Unleaded gasoline |  | Fiberglass reinforced plastic | Fiberglass reinforced plastic |  |  | Fiberglass reinforced plastic |  | 1901-01-01 | [15 empty] | UST Currently In Use: 0; UST Temp Close: 0; AST Currently In Use: 0; AST Temp Closed: 0 | 0 | 0 | 4 | 15131-073-000599 | UNOCAL/ATTN ENVIRONMENTAL MANAGER
33511 | Permanently Closed | 1991-05-06 | 1982-01-01 | 1991-05-06 | Petroleum | Unleaded gasoline | Unleaded gasoline |  | Fiberglass reinforced plastic | Fiberglass reinforced plastic |  |  | Fiberglass reinforced plastic |  | 1901-01-01 | [15 empty] | UST Currently In Use: 0; UST Temp Close: 0; AST Currently In Use: 0; AST Temp Closed: 0 | 0 | 0 | 4 | 15131-073-000599 | UNOCAL/ATTN ENVIRONMENTAL MANAGER
33512 | Permanently Closed | 1991-05-06 | 1982-01-01 | 1991-05-06 | Petroleum | Unleaded gasoline | Unleaded gasoline |  | Fiberglass reinforced plastic | Fiberglass reinforced plastic |  |  | Fiberglass reinforced plastic |  | 1901-01-01 | [15 empty] | UST Currently In Use: 0; UST Temp Close: 0; AST Currently In Use: 0; AST Temp Closed: 0 | 0 | 0 | 4 | 15131-073-000599 | UNOCAL/ATTN ENVIRONMENTAL MANAGER
33513 | Permanently Closed | 1901-01-01 | 1967-01-01 | 2011-11-11 | Petroleum | Used oil | Used oil |  | Steel | Steel |  | Painted or None | Steel |  | 1901-01-01 | [15 empty] | UST Currently In Use: 0; UST Temp Close: 0; AST Currently In Use: 0; AST Temp Closed: 0 | 0 | 0 | 4 | 15131-073-000600 | UNOCAL/ATTN ENVIRONMENTAL MANAGER
33514 | Permanently Closed | 1992-11-16 | 1986-02-25 | 1992-11-16 | Petroleum | Unleaded gasoline | Unleaded gasoline |  | Fiberglass reinforced plastic | Fiberglass reinforced plastic |  |  | Fiberglass reinforced plastic |  | 1901-01-01 | None | [11 empty] | Annual line testing | Annual line testing |  | UST Currently In Use: 0; UST Temp Close: 0; AST Currently In Use: 0; AST Temp Closed: 0 | 0 | 0 | 4 | 15131-073-000600 | UNOCAL/ATTN ENVIRONMENTAL MANAGER
33515 | Permanently Closed | 1992-11-16 | 1986-02-25 | 1992-11-16 | Petroleum | Unleaded gasoline | Unleaded gasoline |  | Fiberglass reinforced plastic | Fiberglass reinforced plastic |  |  | Fiberglass reinforced plastic |  | 1901-01-01 | None | [11 empty] | Annual line testing | Annual line testing |  | UST Currently In Use: 0; UST Temp Close: 0; AST Currently In Use: 0; AST Temp Closed: 0 | 0 | 0 | 4 | 15131-073-000600 | UNOCAL/ATTN ENVIRONMENTAL MANAGER
33516 | Permanently Closed | 1992-11-16 | 1986-02-25 | 1992-11-16 | Petroleum | Unleaded gasoline | Unleaded gasoline |  | Fiberglass reinforced plastic | Fiberglass reinforced plastic |  |  | Fiberglass reinforced plastic |  | 1901-01-01 | None | [11 empty] | Annual line testing | Annual line testing |  | UST Currently In Use: 0; UST Temp Close: 0; AST Currently In Use: 0; AST Temp Closed: 0 | 0 | 0 | 4 | 15131-073-000600 | UNOCAL/ATTN ENVIRONMENTAL MANAGER
33517 | Permanently Closed | 1988-12-20 | 1965-01-01 | 1988-12-20 | Petroleum | Used oil | Used oil |  | Steel | Steel |  | Painted or None | Steel |  | 1901-01-01 | [15 empty] | UST Currently In Use: 0; UST Temp Close: 0; AST Currently In Use: 0; AST Temp Closed: 0 | 0 | 0 | 6 | 17998-073-000601 | ARMSTRONG ENTERPRISES INC
33518 | Permanently Closed | 1988-12-20 | 1965-01-01 | 1988-12-20 | Petroleum | Unleaded gasoline | Unleaded gasoline |  | Steel | Steel |  | Painted or None | Fiberglass reinforced plastic |  | 1901-01-01 | [15 empty] | UST Currently In Use: 0; UST Temp Close: 0; AST Currently In Use: 0; AST Temp Closed: 0 | 0 | 0 | 6 | 17998-073-000601 | ARMSTRONG ENTERPRISES INC
33519 | Permanently Closed | 1988-12-20 | 1965-01-01 | 1988-12-20 | Petroleum | Unleaded gasoline | Unleaded gasoline |  | Steel | Steel |  | Painted or None | Fiberglass reinforced plastic |  | 1901-01-01 | [15 empty] | UST Currently In Use: 0; UST Temp Close: 0; AST Currently In Use: 0; AST Temp Closed: 0 | 0 | 0 | 6 | 17998-073-000601 | ARMSTRONG ENTERPRISES INC
33520 | Permanently Closed | 1999-03-01 | 1983-01-01 | 1999-03-01 | Petroleum | Unleaded gasoline | Unleaded gasoline | Retail | Fiberglass coated steel | Fiberglass coated steel |  | Painted or None | Fiberglass reinforced plastic |  | 1901-01-01 |  | Catchment Basin, Single walled catchment basin | Audible high level alarm At 90% full | Audible high level alarm At 90% full |  |  | Automatic Tank Gauge | [5 empty] | Annual line testing | Annual line testing |  | UST Currently In Use: 0; UST Temp Close: 0; AST Currently In Use: 0; AST Temp Closed: 0 | 0 | 0 | 6 | 17998-073-000601 | ARMSTRONG ENTERPRISES INC
33521 | Permanently Closed | 1999-03-01 | 1983-01-01 | 1999-03-01 | Petroleum | Unleaded gasoline | Unleaded gasoline | Retail | Fiberglass coated steel | Fiberglass coated steel |  | Painted or None | Fiberglass reinforced plastic |  | 1901-01-01 |  | Catchment Basin, Single walled catchment basin | Audible high level alarm At 90% full | Audible high level alarm At 90% full |  |  | Automatic Tank Gauge | [5 empty] | Annual line testing | Annual line testing |  | UST Currently In Use: 0; UST Temp Close: 0; AST Currently In Use: 0; AST Temp Closed: 0 | 0 | 0 | 6 | 17998-073-000601 | ARMSTRONG ENTERPRISES INC
33522 | Permanently Closed | 1999-03-01 | 1983-01-01 | 1999-03-01 | Petroleum | Unleaded gasoline | Unleaded gasoline | Retail | Fiberglass coated steel | Fiberglass coated steel |  |  | Fiberglass reinforced plastic |  | 1901-01-01 |  | Catchment Basin, Single walled catchment basin | Audible high level alarm At 90% full | Audible high level alarm At 90% full |  |  | Automatic Tank Gauge | [5 empty] | Annual line testing | Annual line testing |  | UST Currently In Use: 0; UST Temp Close: 0; AST Currently In Use: 0; AST Temp Closed: 0 | 0 | 0 | 6 | 17998-073-000601 | ARMSTRONG ENTERPRISES INC
33524 | Permanently Closed | 1988-12-01 | 1979-01-01 | 1988-12-01 | Petroleum | Other, OTHER | Other |  | Steel | Steel |  | Painted or None | Steel |  | 1901-01-01 | [15 empty] | UST Currently In Use: 0; UST Temp Close: 0; AST Currently In Use: 0; AST Temp Closed: 0 | 0 | 0 | 7 | 17517-073-001645 | LOUIS DREYFUS ENERGY/ROBERT MITCHELL
33525 | Permanently Closed | 1988-12-01 | 1979-01-01 | 1988-12-01 | Petroleum | Other, OTHER | Other |  | Steel | Steel |  | Painted or None | Steel |  | 1901-01-01 | [15 empty] | UST Currently In Use: 0; UST Temp Close: 0; AST Currently In Use: 0; AST Temp Closed: 0 | 0 | 0 | 7 | 17517-073-001645 | LOUIS DREYFUS ENERGY/ROBERT MITCHELL
33526 | Permanently Closed | 1988-12-01 | 1979-01-01 | 1988-12-01 | Petroleum | Other, OTHER | Other |  | Steel | Steel |  | Painted or None | Steel |  | 1901-01-01 | [15 empty] | UST Currently In Use: 0; UST Temp Close: 0; AST Currently In Use: 0; AST Temp Closed: 0 | 0 | 0 | 7 | 17517-073-001645 | LOUIS DREYFUS ENERGY/ROBERT MITCHELL
33527 | Permanently Closed | 1988-12-01 | 1979-01-01 | 1988-12-01 | Petroleum | Other, OTHER | Other |  | Steel | Steel |  | Painted or None | Steel |  | 1901-01-01 | [15 empty] | UST Currently In Use: 0; UST Temp Close: 0; AST Currently In Use: 0; AST Temp Closed: 0 | 0 | 0 | 7 | 17517-073-001645 | LOUIS DREYFUS ENERGY/ROBERT MITCHELL
33528 | Permanently Closed | 1988-12-01 | 1979-01-01 | 1988-12-01 | Petroleum | Unleaded gasoline | Unleaded gasoline |  | Steel | Steel |  | Painted or None | Steel |  | 1901-01-01 | [15 empty] | UST Currently In Use: 0; UST Temp Close: 0; AST Currently In Use: 0; AST Temp Closed: 0 | 0 | 0 | 7 | 17517-073-001645 | LOUIS DREYFUS ENERGY/ROBERT MITCHELL
33530 | Permanently Closed | 1988-12-01 | 1962-01-01 | 1988-12-01 | Petroleum | Other, OTHER | Other |  | Steel | Steel |  | Painted or None | Steel |  | 1901-01-01 | [15 empty] | UST Currently In Use: 0; UST Temp Close: 0; AST Currently In Use: 0; AST Temp Closed: 0 | 0 | 0 | 7 | 17517-073-001645 | LOUIS DREYFUS ENERGY/ROBERT MITCHELL
33531 | Permanently Closed | 1988-12-01 | 1965-01-01 | 1988-12-01 | Petroleum | Other, OTHER | Other |  | Steel | Steel |  | Painted or None | Steel |  | 1901-01-01 | [15 empty] | UST Currently In Use: 0; UST Temp Close: 0; AST Currently In Use: 0; AST Temp Closed: 0 | 0 | 0 | 7 | 17517-073-001645 | LOUIS DREYFUS ENERGY/ROBERT MITCHELL
33544 | Permanently Closed | 1988-12-07 | 1955-01-01 | 1988-12-07 | Petroleum | Unleaded gasoline | Unleaded gasoline |  | Steel | Steel |  | Painted or None | Steel |  | 1901-01-01 | [15 empty] | UST Currently In Use: 0; UST Temp Close: 0; AST Currently In Use: 0; AST Temp Closed: 0 | 0 | 0 | 5 | 17517-073-013884 | LOUIS DREYFUS ENERGY/ROBERT MITCHELL
33545 | Permanently Closed | 1988-12-07 | 1966-01-01 | 1988-12-07 | Petroleum | On road diesel | On road diesel |  | Steel | Steel |  | Painted or None | Steel |  | 1901-01-01 | [15 empty] | UST Currently In Use: 0; UST Temp Close: 0; AST Currently In Use: 0; AST Temp Closed: 0 | 0 | 0 | 5 | 17517-073-013884 | LOUIS DREYFUS ENERGY/ROBERT MITCHELL
33546 | Permanently Closed | 1988-12-07 | 1978-01-01 | 1988-12-07 | Petroleum | Used oil | Used oil |  | Steel | Steel |  | Painted or None | Steel |  | 1901-01-01 | [15 empty] | UST Currently In Use: 0; UST Temp Close: 0; AST Currently In Use: 0; AST Temp Closed: 0 | 0 | 0 | 5 | 17517-073-013884 | LOUIS DREYFUS ENERGY/ROBERT MITCHELL
33547 | Permanently Closed | 1993-05-27 | 1988-01-01 | 1993-05-27 | Petroleum | Used oil | Used oil |  | Fiberglass reinforced plastic | Fiberglass reinforced plastic |  |  | Steel |  | 1901-01-01 | [15 empty] | UST Currently In Use: 0; UST Temp Close: 0; AST Currently In Use: 0; AST Temp Closed: 0 | 0 | 0 | 5 | 17517-073-013884 | LOUIS DREYFUS ENERGY/ROBERT MITCHELL
33548 | Permanently Closed | 1993-05-27 | 1988-01-01 | 1993-05-27 | Petroleum | On road diesel | On road diesel |  | Fiberglass reinforced plastic | Fiberglass reinforced plastic |  |  | Steel |  | 1901-01-01 | [15 empty] | UST Currently In Use: 0; UST Temp Close: 0; AST Currently In Use: 0; AST Temp Closed: 0 | 0 | 0 | 5 | 17517-073-013884 | LOUIS DREYFUS ENERGY/ROBERT MITCHELL
33549 | Permanently Closed | 1979-03-01 | 1958-01-01 | 1988-12-19 | Petroleum | Used oil | Used oil | [7 empty] | 1901-01-01 | [15 empty] | UST Currently In Use: 0; UST Temp Close: 0; AST Currently In Use: 0; AST Temp Closed: 0 | 0 | 0 | 3 | 15131-077-006488 | UNOCAL/ATTN ENVIRONMENTAL MANAGER
33550 | Permanently Closed | 1979-03-01 | 1958-01-01 | 1988-12-19 | Petroleum | Unleaded gasoline | Unleaded gasoline | [7 empty] | 1901-01-01 | [15 empty] | UST Currently In Use: 0; UST Temp Close: 0; AST Currently In Use: 0; AST Temp Closed: 0 | 0 | 0 | 3 | 15131-077-006488 | UNOCAL/ATTN ENVIRONMENTAL MANAGER
33551 | Permanently Closed | 1979-03-01 | 1958-01-01 | 1988-12-19 | Petroleum | Unleaded gasoline | Unleaded gasoline | [7 empty] | 1901-01-01 | [15 empty] | UST Currently In Use: 0; UST Temp Close: 0; AST Currently In Use: 0; AST Temp Closed: 0 | 0 | 0 | 3 | 15131-077-006488 | UNOCAL/ATTN ENVIRONMENTAL MANAGER
33552 | Retired | 1974-03-01 01:00 | 1954-01-01 |  | Petroleum | Unleaded gasoline | Unleaded gasoline | [7 empty] | 1901-01-01 | [15 empty] | UST Currently In Use: 0; UST Temp Close: 0; AST Currently In Use: 0; AST Temp Closed: 0 | 0 | 0 | 0 | 15131-097-006476 | UNOCAL/ATTN ENVIRONMENTAL MANAGER
33553 | Retired | 1974-03-01 01:00 | 1954-01-01 |  | Petroleum | Unleaded gasoline | Unleaded gasoline | [7 empty] | 1901-01-01 | [15 empty] | UST Currently In Use: 0; UST Temp Close: 0; AST Currently In Use: 0; AST Temp Closed: 0 | 0 | 0 | 0 | 15131-097-006476 | UNOCAL/ATTN ENVIRONMENTAL MANAGER
33554 | Retired | 1972-03-01 | 1926-01-01 |  | Petroleum | Used oil | Used oil | [7 empty] | 1901-01-01 | [15 empty] | UST Currently In Use: 0; UST Temp Close: 0; AST Currently In Use: 0; AST Temp Closed: 0 | 0 | 0 | 0 | 15131-097-006478 | UNOCAL/ATTN ENVIRONMENTAL MANAGER
33555 | Permanently Closed | 1975-04-01 01:00 | 1954-01-01 | 2020-05-05 | Petroleum | Unleaded gasoline | Unleaded gasoline | [7 empty] | 1901-01-01 | [15 empty] | UST Currently In Use: 0; UST Temp Close: 0; AST Currently In Use: 0; AST Temp Closed: 0 | 0 | 0 | 2 | 15131-097-006480 | UNOCAL/ATTN ENVIRONMENTAL MANAGER
33556 | Permanently Closed | 1975-04-01 01:00 | 1954-01-01 | 2020-05-05 | Petroleum | Unleaded gasoline | Unleaded gasoline | [7 empty] | 1901-01-01 | [15 empty] | UST Currently In Use: 0; UST Temp Close: 0; AST Currently In Use: 0; AST Temp Closed: 0 | 0 | 0 | 2 | 15131-097-006480 | UNOCAL/ATTN ENVIRONMENTAL MANAGER
33557 | Permanently Closed | 1901-01-01 | 1945-01-01 01:00 | 1988-12-01 | Petroleum | Other, MIX | Other |  | Steel | Steel |  | Painted or None | Steel |  | 1901-01-01 | [15 empty] | UST Currently In Use: 0; UST Temp Close: 0; AST Currently In Use: 8; AST Temp Closed: 4 | 0 | 0 | 6 | 25536-101-001660 | BUCKEYE TERMINALS LLC
33558 | Permanently Closed | 1901-01-01 | 1977-01-01 | 1988-12-01 | Petroleum | Used oil | Used oil |  | Steel | Steel |  | Painted or None | Steel |  | 1901-01-01 | [15 empty] | UST Currently In Use: 0; UST Temp Close: 0; AST Currently In Use: 8; AST Temp Closed: 4 | 0 | 0 | 6 | 25536-101-001660 | BUCKEYE TERMINALS LLC
33559 | Permanently Closed | 1901-01-01 | 1972-01-01 | 1988-12-01 | Petroleum | Other, MIX | Other |  | Steel | Steel |  | Painted or None | Steel |  | 1901-01-01 | [15 empty] | UST Currently In Use: 0; UST Temp Close: 0; AST Currently In Use: 8; AST Temp Closed: 4 | 0 | 0 | 6 | 25536-101-001660 | BUCKEYE TERMINALS LLC
33561 | Permanently Closed | 1901-01-01 | 1977-01-01 | 1988-12-01 | Petroleum | Other, OTHER | Other |  | Steel | Steel |  | Painted or None | Steel |  | 1901-01-01 | [15 empty] | UST Currently In Use: 0; UST Temp Close: 0; AST Currently In Use: 8; AST Temp Closed: 4 | 0 | 0 | 6 | 25536-101-001660 | BUCKEYE TERMINALS LLC
33563 | Permanently Closed | 1980-01-01 | 1965-01-01 | 1988-10-03 | Petroleum | Unleaded gasoline | Unleaded gasoline |  | Steel | Steel |  | Painted or None | Steel |  | 1901-01-01 | [15 empty] | UST Currently In Use: 0; UST Temp Close: 0; AST Currently In Use: 8; AST Temp Closed: 4 | 0 | 0 | 6 | 25536-101-001660 | BUCKEYE TERMINALS LLC
33564 | Permanently Closed | 1980-01-01 | 1965-01-01 | 1988-10-03 | Petroleum | Unleaded gasoline | Unleaded gasoline |  | Steel | Steel |  | Painted or None | Steel |  | 1901-01-01 | [15 empty] | UST Currently In Use: 0; UST Temp Close: 0; AST Currently In Use: 8; AST Temp Closed: 4 | 0 | 0 | 6 | 25536-101-001660 | BUCKEYE TERMINALS LLC
33567 | Permanently Closed | 1991-06-18 | 1966-01-01 | 1991-06-18 | Petroleum | Unleaded gasoline | Unleaded gasoline |  | Steel | Steel |  | Painted or None | Steel |  | 1901-01-01 | [15 empty] | UST Currently In Use: 0; UST Temp Close: 0; AST Currently In Use: 0; AST Temp Closed: 0 | 0 | 0 | 13 | 21919-121-000359 | SUNOCO LLC
33568 | Permanently Closed | 1991-06-18 | 1966-01-01 | 1991-06-18 | Petroleum | Unleaded gasoline | Unleaded gasoline |  | Steel | Steel |  | Painted or None | Steel |  | 1901-01-01 | [15 empty] | UST Currently In Use: 0; UST Temp Close: 0; AST Currently In Use: 0; AST Temp Closed: 0 | 0 | 0 | 13 | 21919-121-000359 | SUNOCO LLC
33569 | Permanently Closed | 1991-06-18 | 1966-01-01 | 1991-06-18 | Petroleum | Unleaded gasoline | Unleaded gasoline |  | Steel | Steel |  | Painted or None | Steel |  | 1901-01-01 | [15 empty] | UST Currently In Use: 0; UST Temp Close: 0; AST Currently In Use: 0; AST Temp Closed: 0 | 0 | 0 | 13 | 21919-121-000359 | SUNOCO LLC
33570 | Permanently Closed | 1991-06-18 | 1966-01-01 | 1991-06-18 | Petroleum | Unleaded gasoline | Unleaded gasoline |  | Steel | Steel |  | Painted or None | Steel |  | 1901-01-01 | [15 empty] | UST Currently In Use: 0; UST Temp Close: 0; AST Currently In Use: 0; AST Temp Closed: 0 | 0 | 0 | 13 | 21919-121-000359 | SUNOCO LLC
33571 | Permanently Closed | 1993-06-12 | 1974-01-01 | 1993-06-12 | Petroleum | Unleaded gasoline | Unleaded gasoline |  | Steel | Steel |  | Painted or None | Steel |  | 1901-01-01 | [15 empty] | UST Currently In Use: 0; UST Temp Close: 0; AST Currently In Use: 0; AST Temp Closed: 0 | 0 | 0 | 13 | 21919-121-000359 | SUNOCO LLC
33572 | Permanently Closed | 1993-06-12 | 1968-01-01 | 1993-06-12 | Petroleum | Unleaded gasoline | Unleaded gasoline |  | Steel | Steel |  | Painted or None | Steel |  | 1901-01-01 | [15 empty] | UST Currently In Use: 0; UST Temp Close: 0; AST Currently In Use: 0; AST Temp Closed: 0 | 0 | 0 | 13 | 21919-121-000359 | SUNOCO LLC
33573 | Permanently Closed | 1993-06-12 | 1973-01-01 | 1993-06-12 | Petroleum | Unleaded gasoline | Unleaded gasoline |  | Steel | Steel |  | Painted or None | Steel |  | 1901-01-01 | [15 empty] | UST Currently In Use: 0; UST Temp Close: 0; AST Currently In Use: 0; AST Temp Closed: 0 | 0 | 0 | 13 | 21919-121-000359 | SUNOCO LLC
33574 | Permanently Closed | 1993-11-01 | 1967-01-01 | 1993-11-24 | Petroleum | Unleaded gasoline | Unleaded gasoline |  | Steel | Steel |  | Painted or None | Steel |  | 1901-01-01 | [15 empty] | UST Currently In Use: 0; UST Temp Close: 0; AST Currently In Use: 0; AST Temp Closed: 0 | 0 | 0 | 13 | 21919-121-000359 | SUNOCO LLC
33575 | Permanently Closed | 1993-11-01 | 1967-01-01 | 1993-11-24 | Petroleum | Unleaded gasoline | Unleaded gasoline |  | Steel | Steel |  | Painted or None | Steel |  | 1901-01-01 | [15 empty] | UST Currently In Use: 0; UST Temp Close: 0; AST Currently In Use: 0; AST Temp Closed: 0 | 0 | 0 | 13 | 21919-121-000359 | SUNOCO LLC
33576 | Permanently Closed | 1993-11-01 | 1967-01-01 | 1993-11-24 | Petroleum | Unleaded gasoline | Unleaded gasoline |  | Steel | Steel |  | Painted or None | Steel |  | 1901-01-01 | [15 empty] | UST Currently In Use: 0; UST Temp Close: 0; AST Currently In Use: 0; AST Temp Closed: 0 | 0 | 0 | 13 | 21919-121-000359 | SUNOCO LLC
33578 | Permanently Closed | 1991-01-14 | 1970-01-01 | 1991-01-14 | Petroleum | Unleaded gasoline | Unleaded gasoline | State/federal government | Steel | Steel |  | Painted or None | Steel |  | 1901-01-01 | [15 empty] | UST Currently In Use: 0; UST Temp Close: 0; AST Currently In Use: 3; AST Temp Closed: 0 | 0 | 0 | 3 | 15133-091-001820 | US ARMY CORPS OF ENGINEER
33579 | Permanently Closed | 1991-01-14 | 1970-01-01 | 1991-01-14 | Petroleum | On road diesel | On road diesel | State/federal government | Steel | Steel |  | Painted or None | Steel |  | 1901-01-01 | [15 empty] | UST Currently In Use: 0; UST Temp Close: 0; AST Currently In Use: 3; AST Temp Closed: 0 | 0 | 0 | 3 | 15133-091-001820 | US ARMY CORPS OF ENGINEER
33580 | Permanently Closed | 1980-01-01 | 1965-01-01 |  | Hazardous Substance |  |  | State/federal government | Steel | Steel |  |  | Other, NO PIPING |  | 1901-01-01 | [15 empty] | UST Currently In Use: 0; UST Temp Close: 0; AST Currently In Use: 3; AST Temp Closed: 0 | 0 | 0 | 3 | 15133-091-001820 | US ARMY CORPS OF ENGINEER
33581 | Permanently Closed | 1979-02-01 | 1951-01-01 | 1988-04-12 | Petroleum | Kerosene | Kerosene | State/federal government | Steel | Steel |  | Painted or None | Steel |  | 1901-01-01 | [15 empty] | UST Currently In Use: 0; UST Temp Close: 0; AST Currently In Use: 0; AST Temp Closed: 0 | 0 | 0 | 2 | 15134-091-004653 | US ARMY ENGINEER DISTRICT MOBILE
33582 | Permanently Closed | 1901-01-01 | 1977-01-01 | 1988-08-01 | Petroleum | On road diesel | On road diesel | State/federal government | Steel | Steel | Coated & cathodic protection (sti-P3) |  | Steel |  | 1901-01-01 | [15 empty] | UST Currently In Use: 0; UST Temp Close: 0; AST Currently In Use: 0; AST Temp Closed: 0 | 0 | 0 | 2 | 15134-091-004653 | US ARMY ENGINEER DISTRICT MOBILE
33583 | Permanently Closed | 1990-01-23 | 1954-01-01 | 1990-01-23 | Petroleum | Other, BITUMINOUS | Other |  | Steel | Steel |  |  | Steel |  | 1901-01-01 | [15 empty] | UST Currently In Use: 0; UST Temp Close: 0; AST Currently In Use: 3; AST Temp Closed: 0 | 0 | 0 | 4 | 15135-015-006754 | US CASTINGS CORP
33584 | Permanently Closed | 1990-01-04 | 1959-01-01 | 1990-01-04 | Petroleum | Other, BITUMINOUS | Other |  | Steel | Steel |  |  | Steel |  | 1901-01-01 | [15 empty] | UST Currently In Use: 0; UST Temp Close: 0; AST Currently In Use: 3; AST Temp Closed: 0 | 0 | 0 | 4 | 15135-015-006754 | US CASTINGS CORP
33585 | Permanently Closed | 1992-11-17 | 1949-01-01 |  | Petroleum | Other, BITUMINOUS | Other |  | Steel | Steel |  |  | Other, NO PIPING |  | 1901-01-01 | [15 empty] | UST Currently In Use: 0; UST Temp Close: 0; AST Currently In Use: 3; AST Temp Closed: 0 | 0 | 0 | 4 | 15135-015-006754 | US CASTINGS CORP
33586 | Permanently Closed | 1992-11-17 | 1968-01-01 | 1992-11-17 | Petroleum | Other, BITUMINOUS | Other |  | Steel | Steel |  |  | Other, NONE |  | 1901-01-01 | [15 empty] | UST Currently In Use: 0; UST Temp Close: 0; AST Currently In Use: 3; AST Temp Closed: 0 | 0 | 0 | 4 | 15135-015-006754 | US CASTINGS CORP
33587 | Permanently Closed | 1992-10-12 | 1953-01-01 | 1992-10-12 | Petroleum | Kerosene | Kerosene | State/federal government | Steel | Steel | Interior lined (not allowed as a standalone method of corrosion protection) | Painted or None | Other, ALUMINUM |  | 1901-01-01 | [12 empty] | Annual line testing | Annual line testing |  | UST Currently In Use: 4; UST Temp Close: 0; AST Currently In Use: 0; AST Temp Closed: 0 | 4 | 0 | 11 | 15136-097-006321 | USCG ATC ATTN: DAVID BRITAIN
33588 | Permanently Closed | 1992-10-12 | 1953-01-01 | 1992-10-12 | Petroleum | Kerosene | Kerosene | State/federal government | Steel | Steel | Interior lined (not allowed as a standalone method of corrosion protection) | Painted or None | Other, ALUMINUM |  | 1901-01-01 | [12 empty] | Annual line testing | Annual line testing |  | UST Currently In Use: 4; UST Temp Close: 0; AST Currently In Use: 0; AST Temp Closed: 0 | 4 | 0 | 11 | 15136-097-006321 | USCG ATC ATTN: DAVID BRITAIN
33589 | Permanently Closed | 1992-10-12 | 1953-01-01 | 1992-10-12 | Petroleum | Kerosene | Kerosene | State/federal government | Steel | Steel |  | Painted or None | Steel |  | 1901-01-01 | [12 empty] | Annual line testing | Annual line testing |  | UST Currently In Use: 4; UST Temp Close: 0; AST Currently In Use: 0; AST Temp Closed: 0 | 4 | 0 | 11 | 15136-097-006321 | USCG ATC ATTN: DAVID BRITAIN
33590 | Permanently Closed | 1992-08-01 | 1953-01-01 | 1992-08-01 | Petroleum | Unleaded gasoline | Unleaded gasoline | State/federal government | Steel | Steel |  | Painted or None | Steel |  | 1901-01-01 | [12 empty] | Annual line testing | Annual line testing |  | UST Currently In Use: 4; UST Temp Close: 0; AST Currently In Use: 0; AST Temp Closed: 0 | 4 | 0 | 11 | 15136-097-006321 | USCG ATC ATTN: DAVID BRITAIN
33591 | Permanently Closed | 1992-08-01 | 1953-01-01 | 1992-08-01 | Petroleum | Unleaded gasoline | Unleaded gasoline | State/federal government | Steel | Steel |  | Painted or None | Steel |  | 1901-01-01 | [12 empty] | Annual line testing | Annual line testing |  | UST Currently In Use: 4; UST Temp Close: 0; AST Currently In Use: 0; AST Temp Closed: 0 | 4 | 0 | 11 | 15136-097-006321 | USCG ATC ATTN: DAVID BRITAIN
33592 | Permanently Closed | 1988-09-20 | 1953-01-01 | 1988-09-20 | Petroleum | Unleaded gasoline | Unleaded gasoline | State/federal government | Steel | Steel |  | Painted or None | Steel |  | 1901-01-01 | [12 empty] | Annual line testing | Annual line testing |  | UST Currently In Use: 4; UST Temp Close: 0; AST Currently In Use: 0; AST Temp Closed: 0 | 4 | 0 | 11 | 15136-097-006321 | USCG ATC ATTN: DAVID BRITAIN
33593 | Permanently Closed | 1992-08-01 | 1953-01-01 | 1992-08-01 | Petroleum | On road diesel | On road diesel | State/federal government | Steel | Steel |  | Painted or None | Steel |  | 1901-01-01 | [15 empty] | UST Currently In Use: 4; UST Temp Close: 0; AST Currently In Use: 0; AST Temp Closed: 0 | 4 | 0 | 11 | 15136-097-006321 | USCG ATC ATTN: DAVID BRITAIN
33594 | Permanently Closed | 1992-08-01 | 1968-01-01 | 1992-08-01 | Petroleum | On road diesel | On road diesel | State/federal government | Steel | Steel |  | Painted or None | Steel |  | 1901-01-01 | [15 empty] | UST Currently In Use: 4; UST Temp Close: 0; AST Currently In Use: 0; AST Temp Closed: 0 | 4 | 0 | 11 | 15136-097-006321 | USCG ATC ATTN: DAVID BRITAIN
33595 | Permanently Closed | 1992-08-01 | 1979-01-01 |  | Petroleum | On road diesel | On road diesel | State/federal government | Steel | Steel |  | Painted or None | Steel |  | 1901-01-01 | [15 empty] | UST Currently In Use: 4; UST Temp Close: 0; AST Currently In Use: 0; AST Temp Closed: 0 | 4 | 0 | 11 | 15136-097-006321 | USCG ATC ATTN: DAVID BRITAIN
33596 | Permanently Closed | 1992-08-01 | 1982-01-01 | 1992-08-01 | Petroleum | Unleaded gasoline | Unleaded gasoline | State/federal government | Fiberglass reinforced plastic | Fiberglass reinforced plastic |  |  | Steel |  | 1901-01-01 | [12 empty] | Annual line testing | Annual line testing |  | UST Currently In Use: 4; UST Temp Close: 0; AST Currently In Use: 0; AST Temp Closed: 0 | 4 | 0 | 11 | 15136-097-006321 | USCG ATC ATTN: DAVID BRITAIN
33597 | Permanently Closed | 1992-08-01 | 1982-01-01 |  | Petroleum | Used oil | Used oil | State/federal government | Fiberglass coated steel | Fiberglass coated steel |  |  | Steel |  | 1901-01-01 | [15 empty] | UST Currently In Use: 4; UST Temp Close: 0; AST Currently In Use: 0; AST Temp Closed: 0 | 4 | 0 | 11 | 15136-097-006321 | USCG ATC ATTN: DAVID BRITAIN
33598 | Permanently Closed | 1986-01-01 | 1979-01-01 | 1988-12-01 | Petroleum | Unleaded gasoline | Unleaded gasoline | State/federal government | Steel | Steel |  | Painted or None | Steel |  | 1901-01-01 | [15 empty] | UST Currently In Use: 0; UST Temp Close: 0; AST Currently In Use: 0; AST Temp Closed: 0 | 0 | 0 | 1 | 15137-085-001678 | US CORPS OF ENGINEERS
33599 | Permanently Closed | 1988-12-01 | 1976-01-01 | 1988-12-01 | Petroleum | Unleaded gasoline | Unleaded gasoline | State/federal government | Steel | Steel |  | Painted or None | Steel |  | 1901-01-01 | [15 empty] | UST Currently In Use: 0; UST Temp Close: 0; AST Currently In Use: 0; AST Temp Closed: 0 | 0 | 0 | 1 | 15137-099-002009 | US CORPS OF ENGINEERS
33600 | Permanently Closed | 1986-01-01 | 1974-01-01 | 1988-12-01 | Petroleum | Unleaded gasoline | Unleaded gasoline | State/federal government | Steel | Steel |  | Painted or None | Steel |  | 1901-01-01 | [15 empty] | UST Currently In Use: 0; UST Temp Close: 0; AST Currently In Use: 0; AST Temp Closed: 0 | 0 | 0 | 1 | 15137-131-001679 | US CORPS OF ENGINEERS
33601 | Retired | 1988-12-22 | 1954-01-01 |  | Petroleum | Unleaded gasoline | Unleaded gasoline |  | Steel | Steel |  | Painted or None | Steel |  | 1901-01-01 | [15 empty] | UST Currently In Use: 0; UST Temp Close: 0; AST Currently In Use: 0; AST Temp Closed: 0 | 0 | 0 | 0 | 15139-033-007190 | US DIE CASTING & DEVELOPMENT CO
33602 | Permanently Closed | 1993-03-02 | 1975-01-01 | 1993-03-02 | Petroleum | Unleaded gasoline | Unleaded gasoline | State/federal government | Steel | Steel |  |  |  |  | 1901-01-01 | [15 empty] | UST Currently In Use: 0; UST Temp Close: 0; AST Currently In Use: 0; AST Temp Closed: 0 | 0 | 0 | 3 | 15140-023-011407 | US FISH & WILDLIFE SERVICE
33603 | Permanently Closed | 1901-01-01 | 1966-01-01 |  | Petroleum | On road diesel | On road diesel | Bulk facility, State/Federal Government | Steel | Steel |  | Painted or None | Steel |  | 1901-01-01 | [15 empty] | UST Currently In Use: 0; UST Temp Close: 0; AST Currently In Use: 7; AST Temp Closed: 0 | 0 | 0 | 3 | 15141-005-001852 | EUFAULA NATIONAL WILDLIFE REFUGE
33604 | Permanently Closed | 1995-10-01 | 1983-01-01 |  | Petroleum | On road diesel | On road diesel | State/federal government | Fiberglass reinforced plastic | Fiberglass reinforced plastic |  |  | Steel |  | 1901-01-01 | [12 empty] | Annual line testing | Annual line testing |  | UST Currently In Use: 0; UST Temp Close: 0; AST Currently In Use: 7; AST Temp Closed: 0 | 0 | 0 | 3 | 15141-005-001852 | EUFAULA NATIONAL WILDLIFE REFUGE
33605 | Permanently Closed | 1995-10-01 | 1983-01-01 |  | Petroleum | Unleaded gasoline | Unleaded gasoline | State/federal government | Fiberglass reinforced plastic | Fiberglass reinforced plastic |  |  | Steel |  | 1901-01-01 | [12 empty] | Annual line testing | Annual line testing |  | UST Currently In Use: 0; UST Temp Close: 0; AST Currently In Use: 7; AST Temp Closed: 0 | 0 | 0 | 3 | 15141-005-001852 | EUFAULA NATIONAL WILDLIFE REFUGE
33607 | Permanently Closed | 1991-10-09 | 1960-01-01 | 1991-10-09 | Petroleum | Unleaded gasoline | Unleaded gasoline | State/federal government | Steel | Steel |  |  |  |  | 1901-01-01 | [15 empty] | UST Currently In Use: 0; UST Temp Close: 0; AST Currently In Use: 0; AST Temp Closed: 0 | 0 | 0 | 2 | 15145-081-011064 | USDS AGRICULTERAL RESEARCH SERVICE
33608 | Permanently Closed | 1991-10-09 | 1960-01-01 | 1991-10-09 | Petroleum | On road diesel | On road diesel | State/federal government | Steel | Steel |  |  |  |  | 1901-01-01 | [15 empty] | UST Currently In Use: 0; UST Temp Close: 0; AST Currently In Use: 0; AST Temp Closed: 0 | 0 | 0 | 2 | 15145-081-011064 | USDS AGRICULTERAL RESEARCH SERVICE
33609 | Permanently Closed | 1990-12-12 | 1962-01-01 | 1990-12-12 | Petroleum | Unleaded gasoline | Unleaded gasoline | State/federal government | Steel | Steel |  | Painted or None | Steel |  | 1901-01-01 | [15 empty] | UST Currently In Use: 0; UST Temp Close: 0; AST Currently In Use: 0; AST Temp Closed: 0 | 0 | 0 | 1 | 15146-127-011989 | USFWS CARBON HILL NFH
33610 | Permanently Closed | 1992-05-19 | 1978-01-01 | 1992-05-19 | Petroleum | Unleaded gasoline | Unleaded gasoline |  | Steel | Steel |  | Painted or None | Steel |  | 1901-01-01 | [12 empty] | Annual line testing | Annual line testing |  | UST Currently In Use: 0; UST Temp Close: 0; AST Currently In Use: 1; AST Temp Closed: 0 | 0 | 0 | 3 | 15147-073-005103 | USG INTERIORS INC
33611 | Permanently Closed | 1988-02-01 | 1970-01-01 | 1988-02-01 | Petroleum | On road diesel | On road diesel |  | Steel | Steel |  | Painted or None | Steel |  | 1901-01-01 | [15 empty] | UST Currently In Use: 0; UST Temp Close: 0; AST Currently In Use: 1; AST Temp Closed: 0 | 0 | 0 | 3 | 15147-073-005103 | USG INTERIORS INC
33612 | Permanently Closed | 1980-12-01 | 1953-01-01 |  | Petroleum | Unleaded gasoline | Unleaded gasoline | [7 empty] | 1901-01-01 | [15 empty] | UST Currently In Use: 0; UST Temp Close: 0; AST Currently In Use: 1; AST Temp Closed: 0 | 0 | 0 | 3 | 15147-073-005103 | USG INTERIORS INC
33618 | Permanently Closed | 1996-10-30 | 1974-01-01 | 1998-10-30 | Petroleum | Unleaded gasoline | Unleaded gasoline | Local government | Steel | Steel |  |  | Steel |  | 1901-01-01 | [15 empty] | UST Currently In Use: 0; UST Temp Close: 0; AST Currently In Use: 0; AST Temp Closed: 0 | 0 | 0 | 1 | 15150-039-002036 | CITY OF OPP UTILITIES BOARD
33619 | Permanently Closed | 1998-02-12 | 1974-01-01 | 1998-02-12 | Petroleum | Unleaded gasoline | Unleaded gasoline | Local government | Steel | Steel |  |  | Steel |  | 1901-01-01 | [15 empty] | UST Currently In Use: 0; UST Temp Close: 0; AST Currently In Use: 0; AST Temp Closed: 0 | 0 | 0 | 1 | 15150-039-002037 | CITY OF OPP UTILITIES BOARD
33620 | Permanently Closed | 1998-12-16 | 1975-01-01 | 1998-12-16 | Petroleum | On road diesel | On road diesel | State/federal government | Steel | Steel |  |  | Steel |  | 1901-01-01 | [15 empty] | UST Currently In Use: 1; UST Temp Close: 0; AST Currently In Use: 0; AST Temp Closed: 0 | 1 | 0 | 7 | 15177-087-001903 | CENTRAL AL VET HEALTH CARE SYSTEMS
33621 | Permanently Closed | 2008-05-29 | 1986-01-01 |  | Petroleum | On road diesel | On road diesel | Emergency Power Generator, State/Federal Government | Fiberglass reinforced plastic, DBW | Fiberglass reinforced plastic |  |  | Fiberglass reinforced plastic, DBW |  | 1901-01-01 |  | Catchment Basin, Single walled catchment basin | Automatic shutoff device At 95% full | Automatic shutoff device At 95% full |  |  | Automatic Tank Gauge | [8 empty] | UST Currently In Use: 1; UST Temp Close: 0; AST Currently In Use: 0; AST Temp Closed: 0 | 1 | 0 | 7 | 15177-087-001903 | CENTRAL AL VET HEALTH CARE SYSTEMS
33622 | Permanently Closed | 1998-12-16 | 1975-01-01 | 1998-12-16 | Petroleum | On road diesel | On road diesel | State/federal government | Steel | Steel |  |  | Steel |  | 1901-01-01 | [15 empty] | UST Currently In Use: 1; UST Temp Close: 0; AST Currently In Use: 0; AST Temp Closed: 0 | 1 | 0 | 7 | 15177-087-001903 | CENTRAL AL VET HEALTH CARE SYSTEMS
33623 | Permanently Closed | 1998-12-16 | 1975-01-01 | 1998-12-16 | Petroleum | On road diesel | On road diesel | State/federal government | Steel | Steel |  |  | Steel |  | 1901-01-01 | [15 empty] | UST Currently In Use: 1; UST Temp Close: 0; AST Currently In Use: 0; AST Temp Closed: 0 | 1 | 0 | 7 | 15177-087-001903 | CENTRAL AL VET HEALTH CARE SYSTEMS
33624 | Permanently Closed | 1998-12-16 | 1952-01-01 | 1998-12-16 | Petroleum | On road diesel | On road diesel | State/federal government |  |  |  |  | Steel |  | 1901-01-01 | [15 empty] | UST Currently In Use: 1; UST Temp Close: 0; AST Currently In Use: 0; AST Temp Closed: 0 | 1 | 0 | 7 | 15177-087-001903 | CENTRAL AL VET HEALTH CARE SYSTEMS
33625 | Permanently Closed | 1998-11-06 | 1974-01-01 | 1999-01-19 | Petroleum | Unleaded gasoline | Unleaded gasoline | State/federal government | Steel | Steel |  |  | Steel |  | 1901-01-01 | [15 empty] | UST Currently In Use: 1; UST Temp Close: 0; AST Currently In Use: 0; AST Temp Closed: 0 | 1 | 0 | 7 | 15177-087-001903 | CENTRAL AL VET HEALTH CARE SYSTEMS
33626 | Permanently Closed | 2006-03-08 | 1995-01-01 | 2006-03-08 | Petroleum | On road diesel | On road diesel | Emergency Power Generator, State/Federal Government | Fiberglass reinforced plastic, DBW | Fiberglass reinforced plastic |  |  | Fiberglass reinforced plastic, DBW |  | 1901-01-01 |  | Catchment Basin, Single walled catchment basin | Automatic shutoff device At 95% full | Automatic shutoff device At 95% full |  |  | Automatic Tank Gauge | [8 empty] | UST Currently In Use: 1; UST Temp Close: 0; AST Currently In Use: 0; AST Temp Closed: 0 | 1 | 0 | 7 | 15177-087-001903 | CENTRAL AL VET HEALTH CARE SYSTEMS
33627 | Permanently Closed | 1998-12-22 | 1969-01-01 | 1999-11-10 | Petroleum | Mid-grade gasoline | Mid-grade gasoline | Retail | Steel | Steel |  | Painted or None | Steel |  | 1901-01-01 | [12 empty] | Annual line testing | Annual line testing |  | UST Currently In Use: 0; UST Temp Close: 0; AST Currently In Use: 0; AST Temp Closed: 0 | 0 | 0 | 4 | 15152-133-010050 | V C EVANS
33628 | Permanently Closed | 1998-12-22 | 1969-01-01 | 1999-11-10 | Petroleum | Premium gasoline | Premium gasoline | Retail | Steel | Steel |  | Painted or None | Steel |  | 1901-01-01 | [12 empty] | Annual line testing | Annual line testing |  | UST Currently In Use: 0; UST Temp Close: 0; AST Currently In Use: 0; AST Temp Closed: 0 | 0 | 0 | 4 | 15152-133-010050 | V C EVANS
33629 | Permanently Closed | 1998-12-01 | 1977-01-01 | 1999-11-10 | Petroleum | Kerosene | Kerosene | Retail | Steel | Steel |  | Painted or None | Steel |  | 1901-01-01 | [15 empty] | UST Currently In Use: 0; UST Temp Close: 0; AST Currently In Use: 0; AST Temp Closed: 0 | 0 | 0 | 4 | 15152-133-010050 | V C EVANS
33630 | Permanently Closed | 1998-12-22 | 1975-01-01 | 1999-11-10 | Petroleum | On road diesel | On road diesel | Retail | Steel | Steel |  | Painted or None | Steel |  | 1901-01-01 | [15 empty] | UST Currently In Use: 0; UST Temp Close: 0; AST Currently In Use: 0; AST Temp Closed: 0 | 0 | 0 | 4 | 15152-133-010050 | V C EVANS
33631 | Permanently Closed | 1980-04-01 | 1964-01-01 | 1988-10-25 | Petroleum | Unleaded gasoline | Unleaded gasoline |  | Steel | Steel |  | Painted or None | Steel |  | 1901-01-01 | [15 empty] | UST Currently In Use: 0; UST Temp Close: 0; AST Currently In Use: 0; AST Temp Closed: 0 | 0 | 0 | 4 | 15154-103-002704 | V D HOLAWAY
33632 | Permanently Closed | 1984-04-01 | 1964-01-01 | 1988-10-25 | Petroleum | Unleaded gasoline | Unleaded gasoline |  | Steel | Steel |  | Painted or None | Steel |  | 1901-01-01 | [15 empty] | UST Currently In Use: 0; UST Temp Close: 0; AST Currently In Use: 0; AST Temp Closed: 0 | 0 | 0 | 4 | 15154-103-002704 | V D HOLAWAY
33633 | Permanently Closed | 1984-04-01 | 1974-01-01 | 1988-10-25 | Petroleum | Unleaded gasoline | Unleaded gasoline |  | Steel | Steel |  | Painted or None | Steel |  | 1901-01-01 | [15 empty] | UST Currently In Use: 0; UST Temp Close: 0; AST Currently In Use: 0; AST Temp Closed: 0 | 0 | 0 | 4 | 15154-103-002704 | V D HOLAWAY
33634 | Permanently Closed | 1984-04-01 | 1974-01-01 | 1988-10-25 | Petroleum | Unleaded gasoline | Unleaded gasoline |  | Steel | Steel |  | Painted or None | Steel |  | 1901-01-01 | [15 empty] | UST Currently In Use: 0; UST Temp Close: 0; AST Currently In Use: 0; AST Temp Closed: 0 | 0 | 0 | 4 | 15154-103-002704 | V D HOLAWAY
33635 | Permanently Closed | 1993-11-01 | 1983-01-01 | 1993-11-01 | Petroleum | On road diesel | On road diesel |  | Steel | Steel | Interior lined (not allowed as a standalone method of corrosion protection) |  | Steel |  | 1901-01-01 | [15 empty] | UST Currently In Use: 0; UST Temp Close: 0; AST Currently In Use: 0; AST Temp Closed: 0 | 0 | 0 | 1 | 15155-049-001220 | V I PREWETT & SON INC
33636 | Currently in Use |  | 1969-01-01 |  | Petroleum | Unleaded gasoline | Unleaded gasoline | Retail | Steel | Steel | Field installed cathodic protection |  | Steel |  |  | Field installed cathodic protection | Catchment Basin, Single walled catchment basin | Automatic shutoff device At 95% full, Flow Rest 90% Full | Flow Rest 90% Full |  |  | Automatic Tank Gauge |  | Automatic flow restrictor (MLLD) | Automatic flow restrictor (MLLD) |  |  | Annual line testing | Annual line testing |  | UST Currently In Use: 3; UST Temp Close: 0; AST Currently In Use: 0; AST Temp Closed: 0 | 3 | 0 | 0 | 23451-065-011317 | MOHAMED YEHYA ALSAHQANI
33637 | Currently in Use |  | 1969-01-01 |  | Petroleum | Premium gasoline | Premium gasoline | Retail | Steel | Steel | Field installed cathodic protection |  | Steel |  |  | Field installed cathodic protection | Catchment Basin, Single walled catchment basin | Automatic shutoff device At 95% full, Flow Rest 90% Full | Flow Rest 90% Full |  |  | Automatic Tank Gauge |  | Automatic flow restrictor (MLLD) | Automatic flow restrictor (MLLD) |  |  | Annual line testing | Annual line testing |  | UST Currently In Use: 3; UST Temp Close: 0; AST Currently In Use: 0; AST Temp Closed: 0 | 3 | 0 | 0 | 23451-065-011317 | MOHAMED YEHYA ALSAHQANI
33638 | Currently in Use |  | 1969-01-01 |  | Petroleum | On road diesel | On road diesel | Retail | Steel | Steel | Field installed cathodic protection |  | Steel |  |  | Field installed cathodic protection | Catchment Basin, Single walled catchment basin | Automatic shutoff device At 95% full, Flow Rest 90% Full | Flow Rest 90% Full |  |  | Automatic Tank Gauge |  | Automatic flow restrictor (MLLD) | Automatic flow restrictor (MLLD) |  |  | Annual line testing | Annual line testing |  | UST Currently In Use: 3; UST Temp Close: 0; AST Currently In Use: 0; AST Temp Closed: 0 | 3 | 0 | 0 | 23451-065-011317 | MOHAMED YEHYA ALSAHQANI
33639 | Retired | 1994-11-01 | 1969-01-01 |  | Petroleum | On road diesel | On road diesel |  | Steel | Steel |  | Painted or None | Steel |  | 1901-01-01 | [15 empty] | UST Currently In Use: 3; UST Temp Close: 0; AST Currently In Use: 0; AST Temp Closed: 0 | 3 | 0 | 0 | 23451-065-011317 | MOHAMED YEHYA ALSAHQANI
33640 | Retired | 1994-11-01 | 1969-01-01 |  | Petroleum | Used oil | Used oil |  | Steel | Steel |  | Painted or None | Steel |  | 1901-01-01 | [6 empty] | Manual Tank Gauging (only tanks 1000 gal. or less and 48” or 64” in diameter) | [8 empty] | UST Currently In Use: 3; UST Temp Close: 0; AST Currently In Use: 0; AST Temp Closed: 0 | 3 | 0 | 0 | 23451-065-011317 | MOHAMED YEHYA ALSAHQANI
33641 | Permanently Closed | 1993-09-30 | 1901-01-01 | 1993-09-30 | Petroleum | On road diesel | On road diesel |  | Steel | Steel |  |  | Steel |  | 1901-01-01 | [12 empty] | Annual line testing | Annual line testing |  | UST Currently In Use: 0; UST Temp Close: 0; AST Currently In Use: 0; AST Temp Closed: 0 | 0 | 0 | 2 | 15157-103-000342 | V SELLERS C/O BAGGETT TRANSPORTATIO
33642 | Permanently Closed | 1993-09-30 | 1901-01-01 | 1993-09-30 | Petroleum | On road diesel | On road diesel |  | Steel | Steel |  |  | Steel |  | 1901-01-01 | [12 empty] | Annual line testing | Annual line testing |  | UST Currently In Use: 0; UST Temp Close: 0; AST Currently In Use: 0; AST Temp Closed: 0 | 0 | 0 | 2 | 15157-103-000342 | V SELLERS C/O BAGGETT TRANSPORTATIO
33647 | Permanently Closed | 1992-04-13 | 1983-01-01 | 1992-04-13 | Petroleum | On road diesel | On road diesel | State/federal government | Steel | Steel |  |  | Steel |  | 1901-01-01 | [15 empty] | UST Currently In Use: 0; UST Temp Close: 0; AST Currently In Use: 13; AST Temp Closed: 0 | 0 | 0 | 11 | 15158-125-001921 | TUSCALOOSA V A MEDICAL CENTER
33648 | Permanently Closed | 1992-04-13 | 1974-01-01 | 1992-04-13 | Petroleum | On road diesel | On road diesel | State/federal government | Steel | Steel |  |  | Steel |  | 1901-01-01 | [15 empty] | UST Currently In Use: 0; UST Temp Close: 0; AST Currently In Use: 13; AST Temp Closed: 0 | 0 | 0 | 11 | 15158-125-001921 | TUSCALOOSA V A MEDICAL CENTER
33649 | Permanently Closed | 1993-10-01 | 1974-01-01 | 1993-11-02 | Petroleum | On road diesel | On road diesel | State/federal government | Steel | Steel |  |  | Steel |  | 1901-01-01 | [15 empty] | UST Currently In Use: 0; UST Temp Close: 0; AST Currently In Use: 13; AST Temp Closed: 0 | 0 | 0 | 11 | 15158-125-001921 | TUSCALOOSA V A MEDICAL CENTER
33650 | Permanently Closed | 1998-02-18 | 1977-01-01 | 1998-03-10 | Petroleum | On road diesel | On road diesel | Emergency Power Generator, State/Federal Government | Steel | Steel |  |  | Steel |  | 1901-01-01 | [15 empty] | UST Currently In Use: 0; UST Temp Close: 0; AST Currently In Use: 13; AST Temp Closed: 0 | 0 | 0 | 11 | 15158-125-001921 | TUSCALOOSA V A MEDICAL CENTER
33651 | Permanently Closed | 1992-04-21 | 1974-01-01 | 1992-04-21 | Petroleum | Unleaded gasoline | Unleaded gasoline | State/federal government | Steel | Steel |  |  | Steel |  | 1901-01-01 | [15 empty] | UST Currently In Use: 0; UST Temp Close: 0; AST Currently In Use: 13; AST Temp Closed: 0 | 0 | 0 | 11 | 15158-125-001921 | TUSCALOOSA V A MEDICAL CENTER
33652 | Permanently Closed | 1992-04-21 | 1974-01-01 | 1992-04-21 | Petroleum | On road diesel | On road diesel | State/federal government | Steel | Steel |  |  | Steel |  | 1901-01-01 | [15 empty] | UST Currently In Use: 0; UST Temp Close: 0; AST Currently In Use: 13; AST Temp Closed: 0 | 0 | 0 | 11 | 15158-125-001921 | TUSCALOOSA V A MEDICAL CENTER
33653 | Permanently Closed | 1995-02-20 | 1970-01-01 | 1995-02-20 | Petroleum | Unleaded gasoline | Unleaded gasoline |  | Steel | Steel |  | Painted or None | Fiberglass reinforced plastic, Steel |  | 1901-01-01 | [6 empty] | Statistical Inventory Reconciliation (SIR) | [8 empty] | UST Currently In Use: 3; UST Temp Close: 0; AST Currently In Use: 0; AST Temp Closed: 0 | 3 | 0 | 5 | 23306-097-006050 | NILPRAKASH INC DBA SO BAMA BAIT/TACK
33654 | Permanently Closed | 1995-02-20 | 1970-01-01 | 1995-02-20 | Petroleum | Unleaded gasoline | Unleaded gasoline |  | Steel | Steel |  | Painted or None | Fiberglass reinforced plastic, Steel |  | 1901-01-01 | [6 empty] | Statistical Inventory Reconciliation (SIR) | [8 empty] | UST Currently In Use: 3; UST Temp Close: 0; AST Currently In Use: 0; AST Temp Closed: 0 | 3 | 0 | 5 | 23306-097-006050 | NILPRAKASH INC DBA SO BAMA BAIT/TACK
33655 | Permanently Closed | 1995-02-20 | 1980-01-01 | 1995-02-20 | Petroleum | Unleaded gasoline | Unleaded gasoline |  | Steel | Steel |  | Painted or None | Fiberglass reinforced plastic, Steel |  | 1901-01-01 | [6 empty] | Statistical Inventory Reconciliation (SIR) | [8 empty] | UST Currently In Use: 3; UST Temp Close: 0; AST Currently In Use: 0; AST Temp Closed: 0 | 3 | 0 | 5 | 23306-097-006050 | NILPRAKASH INC DBA SO BAMA BAIT/TACK
33656 | Permanently Closed | 1995-02-20 | 1976-01-01 | 1995-02-20 | Petroleum | Unleaded gasoline | Unleaded gasoline |  | Steel | Steel |  | Painted or None | Fiberglass reinforced plastic, Steel |  | 1901-01-01 | [6 empty] | Statistical Inventory Reconciliation (SIR) | [8 empty] | UST Currently In Use: 3; UST Temp Close: 0; AST Currently In Use: 0; AST Temp Closed: 0 | 3 | 0 | 5 | 23306-097-006050 | NILPRAKASH INC DBA SO BAMA BAIT/TACK
33657 | Permanently Closed | 1995-02-20 | 1976-01-01 | 1995-02-20 | Petroleum | Unleaded gasoline | Unleaded gasoline |  | Steel | Steel |  | Painted or None | Fiberglass reinforced plastic, Steel |  | 1901-01-01 | [6 empty] | Statistical Inventory Reconciliation (SIR) | [8 empty] | UST Currently In Use: 3; UST Temp Close: 0; AST Currently In Use: 0; AST Temp Closed: 0 | 3 | 0 | 5 | 23306-097-006050 | NILPRAKASH INC DBA SO BAMA BAIT/TACK
33658 | Retired | 1982-05-01 | 1970-01-01 |  | Petroleum | Unleaded gasoline | Unleaded gasoline |  | Steel | Steel |  | Painted or None | Steel |  | 1901-01-01 | [15 empty] | UST Currently In Use: 0; UST Temp Close: 0; AST Currently In Use: 0; AST Temp Closed: 0 | 0 | 0 | 0 | 15161-113-005942 | VALLEY PLUMBING CO
33659 | Permanently Closed | 1990-12-07 | 1978-01-01 | 1990-12-07 | Petroleum | On road diesel | On road diesel |  | Steel | Steel |  | Painted or None | Steel |  | 1901-01-01 | [15 empty] | UST Currently In Use: 0; UST Temp Close: 0; AST Currently In Use: 0; AST Temp Closed: 0 | 0 | 0 | 2 | 15162-117-008453 | VALLEY STEEL PRODUCTS CO
33660 | Permanently Closed | 1990-12-07 | 1978-01-01 | 1990-12-07 | Petroleum | Other, OTHER | Other |  | Steel | Steel |  | Painted or None | Steel |  | 1901-01-01 | [15 empty] | UST Currently In Use: 0; UST Temp Close: 0; AST Currently In Use: 0; AST Temp Closed: 0 | 0 | 0 | 2 | 15162-117-008453 | VALLEY STEEL PRODUCTS CO
33661 | Permanently Closed | 1994-02-01 | 1969-01-01 | 1994-02-01 | Petroleum | Unleaded gasoline | Unleaded gasoline |  | Steel | Steel |  | Painted or None | Steel |  | 1901-01-01 | [12 empty] | Annual line testing | Annual line testing |  | UST Currently In Use: 0; UST Temp Close: 0; AST Currently In Use: 0; AST Temp Closed: 0 | 0 | 0 | 2 | 15164-073-008675 | METRO CONVENIENCE STORES INC
33662 | Permanently Closed | 1994-02-01 | 1969-01-01 | 1994-02-01 | Petroleum | Unleaded gasoline | Unleaded gasoline |  | Steel | Steel |  | Painted or None | Steel |  | 1901-01-01 | [12 empty] | Annual line testing | Annual line testing |  | UST Currently In Use: 0; UST Temp Close: 0; AST Currently In Use: 0; AST Temp Closed: 0 | 0 | 0 | 2 | 15164-073-008675 | METRO CONVENIENCE STORES INC
33663 | Permanently Closed | 1992-09-29 | 1958-01-01 | 1992-09-29 | Petroleum | Unleaded gasoline | Unleaded gasoline |  | Steel | Steel |  | Painted or None | Steel |  | 1901-01-01 | [15 empty] | UST Currently In Use: 0; UST Temp Close: 0; AST Currently In Use: 0; AST Temp Closed: 0 | 0 | 0 | 3 | 15165-049-008311 | VANCE PARRIS GERALDINE HDW STORE INC
33664 | Permanently Closed | 1992-09-29 | 1958-01-01 | 1992-09-29 | Petroleum | Unleaded gasoline | Unleaded gasoline |  | Steel | Steel |  | Painted or None | Steel |  | 1901-01-01 | [15 empty] | UST Currently In Use: 0; UST Temp Close: 0; AST Currently In Use: 0; AST Temp Closed: 0 | 0 | 0 | 3 | 15165-049-008311 | VANCE PARRIS GERALDINE HDW STORE INC
33665 | Permanently Closed | 1992-09-29 | 1958-01-01 | 1992-09-29 | Petroleum | Unleaded gasoline | Unleaded gasoline |  | Steel | Steel |  | Painted or None | Steel |  | 1901-01-01 | [15 empty] | UST Currently In Use: 0; UST Temp Close: 0; AST Currently In Use: 0; AST Temp Closed: 0 | 0 | 0 | 3 | 15165-049-008311 | VANCE PARRIS GERALDINE HDW STORE INC
33666 | Permanently Closed | 1988-05-08 | 1970-01-01 | 1988-05-08 | Petroleum | On road diesel | On road diesel |  | Steel | Steel |  |  |  |  | 1901-01-01 | [15 empty] | UST Currently In Use: 0; UST Temp Close: 0; AST Currently In Use: 0; AST Temp Closed: 0 | 0 | 0 | 1 | 15167-025-003664 | VANITY FAIR MILLS INC
33667 | Permanently Closed | 1990-01-01 | 1949-01-01 | 1990-01-01 | Petroleum | On road diesel | On road diesel |  | Steel | Steel |  |  |  |  | 1901-01-01 | [15 empty] | UST Currently In Use: 0; UST Temp Close: 0; AST Currently In Use: 0; AST Temp Closed: 0 | 0 | 0 | 3 | 15167-025-003667 | VANITY FAIR MILLS INC
33668 | Permanently Closed | 1990-01-01 | 1949-01-01 | 1990-01-01 | Petroleum | On road diesel | On road diesel |  | Steel | Steel |  |  |  |  | 1901-01-01 | [15 empty] | UST Currently In Use: 0; UST Temp Close: 0; AST Currently In Use: 0; AST Temp Closed: 0 | 0 | 0 | 3 | 15167-025-003667 | VANITY FAIR MILLS INC
33669 | Permanently Closed | 1950-01-01 | 1949-01-01 |  | Petroleum | Other, #6CRUDEOIL | Other |  | Steel | Steel |  |  |  |  | 1901-01-01 | [15 empty] | UST Currently In Use: 0; UST Temp Close: 0; AST Currently In Use: 0; AST Temp Closed: 0 | 0 | 0 | 3 | 15167-025-003667 | VANITY FAIR MILLS INC
33670 | Permanently Closed | 1955-01-01 | 1949-01-01 |  | Petroleum | Other, #6CRUDEOIL | Other | [7 empty] | 1901-01-01 | [15 empty] | UST Currently In Use: 0; UST Temp Close: 0; AST Currently In Use: 0; AST Temp Closed: 0 | 0 | 0 | 1 | 15167-091-003665 | VANITY FAIR MILLS INC
33671 | Permanently Closed | 1990-01-01 | 1970-01-01 | 1990-01-01 | Petroleum | On road diesel | On road diesel |  | Steel | Steel |  |  |  |  | 1901-01-01 | [15 empty] | UST Currently In Use: 0; UST Temp Close: 0; AST Currently In Use: 0; AST Temp Closed: 0 | 0 | 0 | 1 | 15167-099-002449 | VANITY FAIR MILLS INC
33672 | Permanently Closed | 1990-01-01 | 1959-01-01 | 1990-01-01 | Petroleum | On road diesel | On road diesel |  | Steel | Steel |  |  |  |  | 1901-01-01 | [15 empty] | UST Currently In Use: 0; UST Temp Close: 0; AST Currently In Use: 0; AST Temp Closed: 0 | 0 | 0 | 1 | 15167-099-003663 | VANITY FAIR MILLS INC
33673 | Permanently Closed | 1990-01-01 | 1964-01-01 | 1990-01-01 | Petroleum | On road diesel | On road diesel |  | Steel | Steel |  |  |  |  | 1901-01-01 | [15 empty] | UST Currently In Use: 0; UST Temp Close: 0; AST Currently In Use: 0; AST Temp Closed: 0 | 0 | 0 | 3 | 15167-099-003666 | VANITY FAIR MILLS INC
33675 | Permanently Closed | 1990-01-01 | 1959-01-01 | 1990-01-01 | Petroleum | On road diesel | On road diesel |  | Steel | Steel |  |  |  |  | 1901-01-01 | [15 empty] | UST Currently In Use: 0; UST Temp Close: 0; AST Currently In Use: 0; AST Temp Closed: 0 | 0 | 0 | 3 | 15167-099-003666 | VANITY FAIR MILLS INC
33677 | Permanently Closed | 1993-08-17 | 1981-01-01 | 1993-08-17 | Petroleum | On road diesel | On road diesel |  | Steel | Steel |  |  |  |  | 1901-01-01 | [15 empty] | UST Currently In Use: 0; UST Temp Close: 0; AST Currently In Use: 0; AST Temp Closed: 0 | 0 | 0 | 3 | 15167-099-003666 | VANITY FAIR MILLS INC
33680 | Permanently Closed | 1901-01-01 | 1976-01-01 | 1988-11-07 | Petroleum | Unleaded gasoline | Unleaded gasoline |  | Fiberglass reinforced plastic | Fiberglass reinforced plastic |  |  | Steel |  | 1901-01-01 | [15 empty] | UST Currently In Use: 0; UST Temp Close: 0; AST Currently In Use: 0; AST Temp Closed: 0 | 0 | 0 | 2 | 15169-101-004434 | VAUGHN PLYWOOD INC
33681 | Permanently Closed | 1901-01-01 | 1973-01-01 | 1988-11-04 | Petroleum | On road diesel | On road diesel |  | Steel | Steel |  | Painted or None | Steel |  | 1901-01-01 | [15 empty] | UST Currently In Use: 0; UST Temp Close: 0; AST Currently In Use: 0; AST Temp Closed: 0 | 0 | 0 | 2 | 15169-101-004434 | VAUGHN PLYWOOD INC
33682 | Permanently Closed | 1995-01-01 | 1982-01-01 | 1996-06-25 | Petroleum | On road diesel | On road diesel |  | Steel | Steel |  | Painted or None | Steel, ASPHALTIC |  | 1901-01-01 | [15 empty] | UST Currently In Use: 0; UST Temp Close: 0; AST Currently In Use: 1; AST Temp Closed: 0 | 0 | 0 | 1 | 21290-047-001989 | VAUGHAN REGIONAL MEDICAL CENTER LLC
33683 | Permanently Closed | 1993-12-01 | 1974-01-01 | 1994-01-05 | Petroleum | Unleaded gasoline | Unleaded gasoline | Retail | Steel | Steel |  | Painted or None | Steel |  | 1901-01-01 | [12 empty] | Annual line testing | Annual line testing |  | UST Currently In Use: 1; UST Temp Close: 0; AST Currently In Use: 0; AST Temp Closed: 0 | 1 | 0 | 3 | 19653-123-008811 | EUGENE GAMBLE
33684 | Permanently Closed | 1993-12-01 | 1974-01-01 | 1994-01-05 | Petroleum | Unleaded gasoline | Unleaded gasoline | Retail | Steel | Steel |  | Painted or None | Steel |  | 1901-01-01 | [12 empty] | Annual line testing | Annual line testing |  | UST Currently In Use: 1; UST Temp Close: 0; AST Currently In Use: 0; AST Temp Closed: 0 | 1 | 0 | 3 | 19653-123-008811 | EUGENE GAMBLE
33685 | Permanently Closed | 1993-12-01 | 1974-01-01 | 1994-01-05 | Petroleum | Unleaded gasoline | Unleaded gasoline | Retail | Steel | Steel |  | Painted or None | Steel |  | 1901-01-01 | [12 empty] | Annual line testing | Annual line testing |  | UST Currently In Use: 1; UST Temp Close: 0; AST Currently In Use: 0; AST Temp Closed: 0 | 1 | 0 | 3 | 19653-123-008811 | EUGENE GAMBLE
33686 | Permanently Closed | 1995-01-01 | 1980-01-01 | 1995-03-16 | Petroleum | On road diesel | On road diesel |  | Steel | Steel |  | Painted or None | Steel |  | 1901-01-01 | [15 empty] | UST Currently In Use: 0; UST Temp Close: 0; AST Currently In Use: 0; AST Temp Closed: 0 | 0 | 0 | 1 | 15173-023-005028 | VERL CARNEY
33687 | Permanently Closed | 2000-09-01 | 1975-01-01 | 2001-02-09 | Petroleum | Unleaded gasoline | Unleaded gasoline | Retail | Steel | Steel | Field installed cathodic protection |  | Steel |  | 1901-01-01 | Field installed cathodic protection | Catchment Basin, Single walled catchment basin | Automatic shutoff device At 95% full | Automatic shutoff device At 95% full |  |  | Statistical Inventory Reconciliation (SIR) | [8 empty] | UST Currently In Use: 0; UST Temp Close: 0; AST Currently In Use: 0; AST Temp Closed: 0 | 0 | 0 | 4 | 13529-093-006551 | MOORE PETROLEUM COMPANY, INC.
33688 | Permanently Closed | 2000-09-01 | 1975-01-01 | 2001-02-09 | Petroleum | Premium gasoline | Premium gasoline | Retail | Steel | Steel | Field installed cathodic protection |  | Steel |  | 1901-01-01 | Field installed cathodic protection | Catchment Basin, Single walled catchment basin | Automatic shutoff device At 95% full | Automatic shutoff device At 95% full |  |  | Statistical Inventory Reconciliation (SIR) | [8 empty] | UST Currently In Use: 0; UST Temp Close: 0; AST Currently In Use: 0; AST Temp Closed: 0 | 0 | 0 | 4 | 13529-093-006551 | MOORE PETROLEUM COMPANY, INC.
33689 | Permanently Closed | 2000-09-08 | 1975-01-01 | 2001-02-09 | Petroleum | Mid-grade gasoline | Mid-grade gasoline | Retail | Steel | Steel | Field installed cathodic protection |  | Steel |  | 1901-01-01 | Field installed cathodic protection | Catchment Basin, Single walled catchment basin | Automatic shutoff device At 95% full | Automatic shutoff device At 95% full |  |  | Statistical Inventory Reconciliation (SIR) | [8 empty] | UST Currently In Use: 0; UST Temp Close: 0; AST Currently In Use: 0; AST Temp Closed: 0 | 0 | 0 | 4 | 13529-093-006551 | MOORE PETROLEUM COMPANY, INC.
33690 | Permanently Closed | 2000-09-08 | 1975-01-01 | 2001-02-09 | Petroleum | Unleaded gasoline | Unleaded gasoline | Retail | Steel | Steel | Field installed cathodic protection |  | Steel |  | 1901-01-01 | Field installed cathodic protection | Catchment Basin, Single walled catchment basin | Automatic shutoff device At 95% full | Automatic shutoff device At 95% full |  |  | Statistical Inventory Reconciliation (SIR) | [8 empty] | UST Currently In Use: 0; UST Temp Close: 0; AST Currently In Use: 0; AST Temp Closed: 0 | 0 | 0 | 4 | 13529-093-006551 | MOORE PETROLEUM COMPANY, INC.
33691 | Permanently Closed | 1994-09-20 | 1974-01-01 | 1994-09-20 | Petroleum | Unleaded gasoline | Unleaded gasoline |  | Steel | Steel |  | Painted or None | Steel |  | 1901-01-01 | [12 empty] | Annual line testing | Annual line testing |  | UST Currently In Use: 0; UST Temp Close: 0; AST Currently In Use: 0; AST Temp Closed: 0 | 0 | 0 | 5 | 15175-097-002446 | MYRTICE C GREER
33692 | Permanently Closed | 1994-09-20 | 1974-01-01 | 1994-09-20 | Petroleum | Unleaded gasoline | Unleaded gasoline |  | Steel | Steel |  | Painted or None | Steel |  | 1901-01-01 | [6 empty] | Statistical Inventory Reconciliation (SIR) | [5 empty] | Annual line testing, Statistical inventory reconciliation (SIR) | Statistical inventory reconciliation (SIR) |  | UST Currently In Use: 0; UST Temp Close: 0; AST Currently In Use: 0; AST Temp Closed: 0 | 0 | 0 | 5 | 15175-097-002446 | MYRTICE C GREER
33693 | Permanently Closed | 1994-09-20 | 1974-01-01 | 1994-09-20 | Petroleum | Unleaded gasoline | Unleaded gasoline |  | Steel | Steel |  | Painted or None | Steel |  | 1901-01-01 | [6 empty] | Statistical Inventory Reconciliation (SIR) | [5 empty] | Annual line testing, Statistical inventory reconciliation (SIR) | Statistical inventory reconciliation (SIR) |  | UST Currently In Use: 0; UST Temp Close: 0; AST Currently In Use: 0; AST Temp Closed: 0 | 0 | 0 | 5 | 15175-097-002446 | MYRTICE C GREER
33694 | Permanently Closed | 1994-09-20 | 1979-01-01 | 1994-09-20 | Petroleum | On road diesel | On road diesel |  | Steel | Steel |  | Painted or None | Steel |  | 1901-01-01 | [6 empty] | Statistical Inventory Reconciliation (SIR) | [8 empty] | UST Currently In Use: 0; UST Temp Close: 0; AST Currently In Use: 0; AST Temp Closed: 0 | 0 | 0 | 5 | 15175-097-002446 | MYRTICE C GREER
33695 | Permanently Closed | 1994-09-20 | 1974-01-01 | 1994-09-20 | Petroleum | Used oil | Used oil |  | Steel | Steel |  | Painted or None | Steel |  | 1901-01-01 | [15 empty] | UST Currently In Use: 0; UST Temp Close: 0; AST Currently In Use: 0; AST Temp Closed: 0 | 0 | 0 | 5 | 15175-097-002446 | MYRTICE C GREER
33696 | Permanently Closed | 1989-10-09 | 1969-01-01 | 1989-10-09 | Petroleum | Unleaded gasoline | Unleaded gasoline |  | Steel | Steel |  | Painted or None | Steel |  | 1901-01-01 | [15 empty] | UST Currently In Use: 0; UST Temp Close: 3; AST Currently In Use: 0; AST Temp Closed: 0 | 0 | 3 | 3 | 15176-125-006756 | VERTUS DOYLE PENDLEY
33697 | Permanently Closed | 1989-10-09 | 1969-01-01 | 1989-10-09 | Petroleum | Unleaded gasoline | Unleaded gasoline |  | Steel | Steel |  | Painted or None | Steel |  | 1901-01-01 | [15 empty] | UST Currently In Use: 0; UST Temp Close: 3; AST Currently In Use: 0; AST Temp Closed: 0 | 0 | 3 | 3 | 15176-125-006756 | VERTUS DOYLE PENDLEY
33698 | Permanently Closed | 1989-10-09 | 1981-01-01 | 1989-10-09 | Petroleum | On road diesel | On road diesel |  | Steel | Steel |  | Painted or None | Steel |  | 1901-01-01 | [15 empty] | UST Currently In Use: 0; UST Temp Close: 3; AST Currently In Use: 0; AST Temp Closed: 0 | 0 | 3 | 3 | 15176-125-006756 | VERTUS DOYLE PENDLEY
33699 | Temporary Closed | 2022-01-01 | 1989-12-01 |  | Petroleum | Unleaded gasoline | Unleaded gasoline | Retail | Single Wall, Steel | Steel | Coated & cathodic protection (sti-P3) |  | Fiberglass reinforced plastic, Single Wall |  |  |  | Catchment Basin, Single walled catchment basin | Flow Rest 90% Full | Flow Rest 90% Full |  |  | Statistical Inventory Reconciliation (SIR) |  | Automatic flow restrictor (MLLD) | Automatic flow restrictor (MLLD) |  |  | Statistical inventory reconciliation (SIR) | Statistical inventory reconciliation (SIR) |  | UST Currently In Use: 0; UST Temp Close: 3; AST Currently In Use: 0; AST Temp Closed: 0 | 0 | 3 | 3 | 15176-125-006756 | VERTUS DOYLE PENDLEY
33700 | Temporary Closed | 2022-01-01 | 1989-12-01 |  | Petroleum | Mid-grade gasoline | Mid-grade gasoline | Retail | Single Wall, Steel | Steel | Coated & cathodic protection (sti-P3) |  | Fiberglass reinforced plastic, Single Wall |  |  |  | Catchment Basin, Single walled catchment basin | Flow Rest 90% Full | Flow Rest 90% Full |  |  | Statistical Inventory Reconciliation (SIR) |  | Automatic flow restrictor (MLLD) | Automatic flow restrictor (MLLD) |  |  | Statistical inventory reconciliation (SIR) | Statistical inventory reconciliation (SIR) |  | UST Currently In Use: 0; UST Temp Close: 3; AST Currently In Use: 0; AST Temp Closed: 0 | 0 | 3 | 3 | 15176-125-006756 | VERTUS DOYLE PENDLEY
33701 | Temporary Closed | 2020-01-01 | 1989-12-01 |  | Petroleum | On road diesel | On road diesel | Retail | Single Wall, Steel | Steel | Coated & cathodic protection (sti-P3) |  | Fiberglass reinforced plastic, Single Wall |  |  |  | Catchment Basin, Single walled catchment basin | Flow Rest 90% Full | Flow Rest 90% Full |  |  | Statistical Inventory Reconciliation (SIR) |  | Automatic flow restrictor (MLLD) | Automatic flow restrictor (MLLD) |  |  | Statistical inventory reconciliation (SIR) | Statistical inventory reconciliation (SIR) |  | UST Currently In Use: 0; UST Temp Close: 3; AST Currently In Use: 0; AST Temp Closed: 0 | 0 | 3 | 3 | 15176-125-006756 | VERTUS DOYLE PENDLEY
33702 | Permanently Closed | 1990-11-01 | 1953-01-01 | 1990-11-05 | Petroleum | On road diesel | On road diesel | State/federal government | Steel | Steel |  | Painted or None | Steel |  | 1901-01-01 | [15 empty] | UST Currently In Use: 4; UST Temp Close: 0; AST Currently In Use: 0; AST Temp Closed: 0 | 4 | 0 | 6 | 15177-101-009778 | CENTRAL AL VET HEALTH CARE SYSTEMS
33703 | Permanently Closed | 1990-11-01 | 1953-01-01 | 1990-11-05 | Petroleum | On road diesel | On road diesel | State/federal government | Steel | Steel |  | Painted or None | Steel |  | 1901-01-01 | [15 empty] | UST Currently In Use: 4; UST Temp Close: 0; AST Currently In Use: 0; AST Temp Closed: 0 | 4 | 0 | 6 | 15177-101-009778 | CENTRAL AL VET HEALTH CARE SYSTEMS
33704 | Permanently Closed | 1990-11-01 | 1953-01-01 | 1990-11-05 | Petroleum | Unleaded gasoline | Unleaded gasoline | State/federal government | Steel | Steel |  | Painted or None | Steel |  | 1901-01-01 | [15 empty] | UST Currently In Use: 4; UST Temp Close: 0; AST Currently In Use: 0; AST Temp Closed: 0 | 4 | 0 | 6 | 15177-101-009778 | CENTRAL AL VET HEALTH CARE SYSTEMS
33705 | Permanently Closed | 1990-11-05 | 1963-01-01 | 1990-11-05 | Petroleum | Unleaded gasoline | Unleaded gasoline | State/federal government | Steel | Steel |  | Painted or None | Steel |  | 1901-01-01 | [15 empty] | UST Currently In Use: 4; UST Temp Close: 0; AST Currently In Use: 0; AST Temp Closed: 0 | 4 | 0 | 6 | 15177-101-009778 | CENTRAL AL VET HEALTH CARE SYSTEMS
33706 | Permanently Closed | 1991-02-27 | 1977-01-01 | 1991-02-27 | Petroleum | On road diesel | On road diesel | State/federal government | Fiberglass reinforced plastic | Fiberglass reinforced plastic |  |  | Steel |  | 1901-01-01 | [15 empty] | UST Currently In Use: 4; UST Temp Close: 0; AST Currently In Use: 0; AST Temp Closed: 0 | 4 | 0 | 6 | 15177-101-009778 | CENTRAL AL VET HEALTH CARE SYSTEMS
33707 | Permanently Closed | 1989-01-01 | 1966-01-01 | 1989-01-01 | Petroleum | On road diesel | On road diesel | State/federal government | Fiberglass reinforced plastic | Fiberglass reinforced plastic |  |  | Steel |  | 1901-01-01 | [15 empty] | UST Currently In Use: 4; UST Temp Close: 0; AST Currently In Use: 0; AST Temp Closed: 0 | 4 | 0 | 6 | 15177-101-009778 | CENTRAL AL VET HEALTH CARE SYSTEMS
33708 | Currently in Use |  | 1984-01-01 |  | Petroleum | On road diesel | On road diesel | Emergency Power Generator, Industrial, State/Federal Government | Fiberglass reinforced plastic, Single Wall | Single Wall |  |  | Double Wall, Fiberglass reinforced plastic |  | 2015-01-16 |  | Catchment Basin, Single walled catchment basin | Automatic shutoff device At 95% full | Automatic shutoff device At 95% full |  |  | Continuous Automatic Tank Gauge |  | Containment Sump, LIFESAFETY | Containment Sump | Interstitial Monitoring within Secondary Containment | SENSOR TO ATG | Continuous alarm system | Continuous alarm system |  | UST Currently In Use: 1; UST Temp Close: 0; AST Currently In Use: 2; AST Temp Closed: 0 | 1 | 0 | 0 | 15178-073-009188 | VETERANS ADMINISTRATION MEDICAL CTR
33709 | Permanently Closed | 1982-02-01 | 1972-01-01 | 1991-02-07 | Petroleum | Unleaded gasoline | Unleaded gasoline |  | Steel | Steel |  | Painted or None | Steel |  | 1901-01-01 | [15 empty] | UST Currently In Use: 0; UST Temp Close: 0; AST Currently In Use: 0; AST Temp Closed: 0 | 0 | 0 | 2 | 15179-007-005629 | VICK OIL CO
33710 | Permanently Closed | 1982-02-01 | 1972-01-01 | 1991-02-07 | Petroleum | Unleaded gasoline | Unleaded gasoline |  | Steel | Steel |  | Painted or None | Steel |  | 1901-01-01 | [15 empty] | UST Currently In Use: 0; UST Temp Close: 0; AST Currently In Use: 0; AST Temp Closed: 0 | 0 | 0 | 2 | 15179-007-005629 | VICK OIL CO
33711 | Permanently Closed | 1991-07-16 | 1974-01-01 | 1991-07-16 | Petroleum | Unleaded gasoline | Unleaded gasoline |  | Steel | Steel |  | Painted or None | Steel |  | 1901-01-01 | [15 empty] | UST Currently In Use: 0; UST Temp Close: 0; AST Currently In Use: 0; AST Temp Closed: 0 | 0 | 0 | 2 | 15179-075-005630 | VICK OIL CO
33712 | Permanently Closed | 1991-07-16 | 1974-01-01 | 1991-07-16 | Petroleum | Unleaded gasoline | Unleaded gasoline |  | Steel | Steel |  | Painted or None | Steel |  | 1901-01-01 | [15 empty] | UST Currently In Use: 0; UST Temp Close: 0; AST Currently In Use: 0; AST Temp Closed: 0 | 0 | 0 | 2 | 15179-075-005630 | VICK OIL CO
33713 | Permanently Closed | 1991-07-17 | 1966-01-01 | 1991-07-17 | Petroleum | Unleaded gasoline | Unleaded gasoline |  | Steel | Steel |  | Painted or None | Steel |  | 1901-01-01 | [15 empty] | UST Currently In Use: 0; UST Temp Close: 0; AST Currently In Use: 0; AST Temp Closed: 0 | 0 | 0 | 2 | 15179-093-005628 | VICK OIL CO
33714 | Permanently Closed | 1991-07-17 | 1966-01-01 | 1991-07-17 | Petroleum | Unleaded gasoline | Unleaded gasoline |  | Steel | Steel |  | Painted or None | Steel |  | 1901-01-01 | [15 empty] | UST Currently In Use: 0; UST Temp Close: 0; AST Currently In Use: 0; AST Temp Closed: 0 | 0 | 0 | 2 | 15179-093-005628 | VICK OIL CO
33715 | Permanently Closed | 1997-07-01 | 1964-01-01 |  | Petroleum | Used oil | Used oil | Retail | Steel | Steel |  | Painted or None | Steel |  | 1901-01-01 | [6 empty] | Manual Tank Gauging (only tanks 1000 gal. or less and 48” or 64” in diameter) | [8 empty] | UST Currently In Use: 0; UST Temp Close: 0; AST Currently In Use: 0; AST Temp Closed: 0 | 0 | 0 | 1 | 15180-073-000587 | VICK TIRE SERVICE INC
33716 | Permanently Closed | 1999-02-24 | 1953-01-01 | 1999-02-24 | Petroleum | Unleaded gasoline | Unleaded gasoline | Retail | Steel | Steel |  | Painted or None | Steel |  | 1901-01-01 | [15 empty] | UST Currently In Use: 0; UST Temp Close: 0; AST Currently In Use: 0; AST Temp Closed: 0 | 0 | 0 | 3 | 15181-067-002641 | VICKREY AUTO SUPPLY INC
33717 | Permanently Closed | 1999-02-24 | 1953-01-01 | 1999-02-24 | Petroleum | Unleaded gasoline | Unleaded gasoline | Retail | Steel | Steel |  | Painted or None | Steel |  | 1901-01-01 | [15 empty] | UST Currently In Use: 0; UST Temp Close: 0; AST Currently In Use: 0; AST Temp Closed: 0 | 0 | 0 | 3 | 15181-067-002641 | VICKREY AUTO SUPPLY INC
33718 | Permanently Closed | 1999-02-24 | 1953-01-01 | 1999-02-24 | Petroleum | Unleaded gasoline | Unleaded gasoline | Retail | Steel | Steel |  | Painted or None | Steel |  | 1901-01-01 | [15 empty] | UST Currently In Use: 0; UST Temp Close: 0; AST Currently In Use: 0; AST Temp Closed: 0 | 0 | 0 | 3 | 15181-067-002641 | VICKREY AUTO SUPPLY INC
33719 | Permanently Closed | 1901-01-01 | 1901-01-01 | 1990-06-26 | Petroleum | Unleaded gasoline | Unleaded gasoline | [7 empty] | 1901-01-01 | [15 empty] | UST Currently In Use: 0; UST Temp Close: 0; AST Currently In Use: 0; AST Temp Closed: 0 | 0 | 0 | 1 | 15182-011-012986 | VICKY P FITZGERALD
33720 | Permanently Closed | 1989-11-20 | 1977-01-01 | 1989-11-20 | Petroleum | Unleaded gasoline | Unleaded gasoline |  | Steel | Steel |  | Painted or None | Steel |  | 1901-01-01 | [15 empty] | UST Currently In Use: 0; UST Temp Close: 0; AST Currently In Use: 0; AST Temp Closed: 0 | 0 | 0 | 6 | 15183-129-003147 | VIDA MAE TOUCHSTONE
33721 | Permanently Closed | 1989-11-20 | 1966-01-01 | 1989-11-20 | Petroleum | Unleaded gasoline | Unleaded gasoline |  | Steel | Steel |  | Painted or None | Steel |  | 1901-01-01 | [15 empty] | UST Currently In Use: 0; UST Temp Close: 0; AST Currently In Use: 0; AST Temp Closed: 0 | 0 | 0 | 6 | 15183-129-003147 | VIDA MAE TOUCHSTONE
33722 | Permanently Closed | 1988-10-01 | 1966-01-01 |  | Petroleum | Unleaded gasoline | Unleaded gasoline |  | Steel | Steel |  | Painted or None | Steel |  | 1901-01-01 | [15 empty] | UST Currently In Use: 0; UST Temp Close: 0; AST Currently In Use: 0; AST Temp Closed: 0 | 0 | 0 | 6 | 15183-129-003147 | VIDA MAE TOUCHSTONE
33723 | Permanently Closed | 1988-10-01 | 1966-01-01 |  | Petroleum | Unleaded gasoline | Unleaded gasoline |  | Steel | Steel |  | Painted or None | Steel |  | 1901-01-01 | [15 empty] | UST Currently In Use: 0; UST Temp Close: 0; AST Currently In Use: 0; AST Temp Closed: 0 | 0 | 0 | 6 | 15183-129-003147 | VIDA MAE TOUCHSTONE
33724 | Permanently Closed | 1984-05-01 | 1954-01-01 |  | Petroleum | Unleaded gasoline | Unleaded gasoline |  | Steel | Steel |  | Painted or None | Steel |  | 1901-01-01 | [15 empty] | UST Currently In Use: 0; UST Temp Close: 0; AST Currently In Use: 0; AST Temp Closed: 0 | 0 | 0 | 6 | 15183-129-003147 | VIDA MAE TOUCHSTONE
33725 | Permanently Closed | 1984-05-01 | 1954-01-01 |  | Petroleum | Unleaded gasoline | Unleaded gasoline |  | Steel | Steel |  | Painted or None | Steel |  | 1901-01-01 | [15 empty] | UST Currently In Use: 0; UST Temp Close: 0; AST Currently In Use: 0; AST Temp Closed: 0 | 0 | 0 | 6 | 15183-129-003147 | VIDA MAE TOUCHSTONE
33726 | Permanently Closed | 1990-02-27 | 1979-01-01 | 1990-02-27 | Petroleum | On road diesel | On road diesel |  | Steel | Steel |  | Painted or None | Steel |  | 1901-01-01 | [15 empty] | UST Currently In Use: 0; UST Temp Close: 0; AST Currently In Use: 0; AST Temp Closed: 0 | 0 | 0 | 2 | 15184-073-003530 | VIDEO INDUSTRIAL SERVICES INC
33727 | Permanently Closed | 1990-02-27 | 1979-01-01 | 1990-02-27 | Petroleum | Unleaded gasoline | Unleaded gasoline |  | Steel | Steel |  | Painted or None | Steel |  | 1901-01-01 | [15 empty] | UST Currently In Use: 0; UST Temp Close: 0; AST Currently In Use: 0; AST Temp Closed: 0 | 0 | 0 | 2 | 15184-073-003530 | VIDEO INDUSTRIAL SERVICES INC
33728 | Currently in Use |  | 1983-01-01 |  | Petroleum | Unleaded gasoline | Unleaded gasoline | Retail | Fiberglass coated steel | Fiberglass coated steel |  |  | Fiberglass reinforced plastic |  | 1901-01-01 |  | Catchment Basin, Single walled catchment basin | Automatic shutoff device At 95% full | Automatic shutoff device At 95% full |  |  | Continuous Automatic Tank Gauge |  | Automatic flow restrictor (MLLD) | Automatic flow restrictor (MLLD) |  |  | Annual line testing | Annual line testing |  | UST Currently In Use: 3; UST Temp Close: 1; AST Currently In Use: 0; AST Temp Closed: 0 | 3 | 1 | 2 | 25265-053-002157 | LGWS/CROSS AMERICA PARTNERS
33729 | Temporary Closed | 2016-09-13 | 1983-01-01 |  | Petroleum | Premium gasoline | Premium gasoline | Retail | Fiberglass coated steel | Fiberglass coated steel |  |  | Fiberglass reinforced plastic |  | 1901-01-01 |  | Catchment Basin, Single walled catchment basin | Automatic shutoff device At 95% full | Automatic shutoff device At 95% full |  |  | Statistical Inventory Reconciliation (SIR) |  | Automatic flow restrictor (MLLD) | Automatic flow restrictor (MLLD) |  |  | Annual line testing, Statistical inventory reconciliation (SIR) | Statistical inventory reconciliation (SIR) |  | UST Currently In Use: 3; UST Temp Close: 1; AST Currently In Use: 0; AST Temp Closed: 0 | 3 | 1 | 2 | 25265-053-002157 | LGWS/CROSS AMERICA PARTNERS
33730 | Currently in Use |  | 1983-01-01 |  | Petroleum | Premium gasoline | Premium gasoline | Retail | Fiberglass coated steel | Fiberglass coated steel |  |  | Fiberglass reinforced plastic |  | 1901-01-01 |  | Catchment Basin, Single walled catchment basin | Automatic shutoff device At 95% full | Automatic shutoff device At 95% full |  |  | Continuous Automatic Tank Gauge |  | Automatic flow restrictor (MLLD) | Automatic flow restrictor (MLLD) |  |  | Annual line testing | Annual line testing |  | UST Currently In Use: 3; UST Temp Close: 1; AST Currently In Use: 0; AST Temp Closed: 0 | 3 | 1 | 2 | 25265-053-002157 | LGWS/CROSS AMERICA PARTNERS
33731 | Permanently Closed | 1901-01-01 | 1974-01-01 | 1988-01-01 | Petroleum | On road diesel | On road diesel |  | Steel | Steel |  |  | Steel |  | 1901-01-01 | [15 empty] | UST Currently In Use: 3; UST Temp Close: 1; AST Currently In Use: 0; AST Temp Closed: 0 | 3 | 1 | 2 | 25265-053-002157 | LGWS/CROSS AMERICA PARTNERS
33732 | Permanently Closed | 1901-01-01 | 1974-01-01 | 1988-01-01 | Petroleum | On road diesel | On road diesel |  | Steel | Steel |  |  | Steel |  | 1901-01-01 | [15 empty] | UST Currently In Use: 3; UST Temp Close: 1; AST Currently In Use: 0; AST Temp Closed: 0 | 3 | 1 | 2 | 25265-053-002157 | LGWS/CROSS AMERICA PARTNERS
33733 | Permanently Closed | 1995-04-17 | 1968-01-01 | 1995-04-17 | Petroleum | Unleaded gasoline | Unleaded gasoline | Retail | Steel | Steel |  | Painted or None | Steel |  | 1901-01-01 | [15 empty] | UST Currently In Use: 0; UST Temp Close: 0; AST Currently In Use: 0; AST Temp Closed: 0 | 0 | 0 | 1 | 15187-069-008773 | VINSON PLUMBING AND ELECTRIC INC
33734 | Permanently Closed | 1992-09-30 | 1975-01-01 | 1992-09-30 | Petroleum | Unleaded gasoline | Unleaded gasoline |  | Steel | Steel |  | Painted or None | Steel |  | 1901-01-01 | [15 empty] | UST Currently In Use: 0; UST Temp Close: 0; AST Currently In Use: 0; AST Temp Closed: 0 | 0 | 0 | 4 | 15188-069-002716 | VIOLA SHELLEY
33735 | Permanently Closed | 1992-09-30 | 1975-01-01 | 1992-09-30 | Petroleum | Unleaded gasoline | Unleaded gasoline |  | Steel | Steel |  | Painted or None | Steel |  | 1901-01-01 | [15 empty] | UST Currently In Use: 0; UST Temp Close: 0; AST Currently In Use: 0; AST Temp Closed: 0 | 0 | 0 | 4 | 15188-069-002716 | VIOLA SHELLEY
33736 | Permanently Closed | 1992-09-30 | 1975-01-01 | 1992-09-30 | Petroleum | Unleaded gasoline | Unleaded gasoline |  | Steel | Steel |  | Painted or None | Steel |  | 1901-01-01 | [15 empty] | UST Currently In Use: 0; UST Temp Close: 0; AST Currently In Use: 0; AST Temp Closed: 0 | 0 | 0 | 4 | 15188-069-002716 | VIOLA SHELLEY
33737 | Permanently Closed | 1992-09-30 | 1975-01-01 | 1992-09-30 | Petroleum | Kerosene | Kerosene |  | Steel | Steel |  | Painted or None | Steel |  | 1901-01-01 | [15 empty] | UST Currently In Use: 0; UST Temp Close: 0; AST Currently In Use: 0; AST Temp Closed: 0 | 0 | 0 | 4 | 15188-069-002716 | VIOLA SHELLEY
33738 | Permanently Closed | 1994-08-24 | 1962-01-01 | 1994-08-24 | Petroleum | On road diesel | On road diesel |  | Steel | Steel |  | Painted or None | Steel |  | 1901-01-01 | [6 empty] | Automatic Tank Gauge | [5 empty] | Annual line testing | Annual line testing |  | UST Currently In Use: 0; UST Temp Close: 0; AST Currently In Use: 0; AST Temp Closed: 0 | 0 | 0 | 3 | 15189-089-004398 | VIRGIL LEE BROWN
33739 | Permanently Closed | 1994-08-24 | 1962-01-01 | 1994-08-24 | Petroleum | On road diesel | On road diesel |  | Steel | Steel |  | Painted or None | Steel |  | 1901-01-01 | [6 empty] | Automatic Tank Gauge | [5 empty] | Annual line testing | Annual line testing |  | UST Currently In Use: 0; UST Temp Close: 0; AST Currently In Use: 0; AST Temp Closed: 0 | 0 | 0 | 3 | 15189-089-004398 | VIRGIL LEE BROWN
33740 | Permanently Closed | 1994-08-24 | 1985-01-01 | 1994-08-24 | Petroleum | Unleaded gasoline | Unleaded gasoline |  | Steel | Steel | Interior lined (not allowed as a standalone method of corrosion protection), OTHER |  |  |  | 1901-01-01 | [6 empty] | Automatic Tank Gauge | [8 empty] | UST Currently In Use: 0; UST Temp Close: 0; AST Currently In Use: 0; AST Temp Closed: 0 | 0 | 0 | 3 | 15189-089-004398 | VIRGIL LEE BROWN
33741 | Permanently Closed | 1992-05-19 | 1969-01-01 | 1992-05-19 | Petroleum | Unleaded gasoline | Unleaded gasoline |  | Steel | Steel |  |  |  |  | 1901-01-01 | [15 empty] | UST Currently In Use: 0; UST Temp Close: 0; AST Currently In Use: 0; AST Temp Closed: 0 | 0 | 0 | 2 | 15190-117-008525 | CHARLES & LEON BLACKERBY
33742 | Permanently Closed | 1992-05-19 | 1969-01-01 | 1992-05-19 | Petroleum | Unleaded gasoline | Unleaded gasoline |  | Steel | Steel |  |  |  |  | 1901-01-01 | [15 empty] | UST Currently In Use: 0; UST Temp Close: 0; AST Currently In Use: 0; AST Temp Closed: 0 | 0 | 0 | 2 | 15190-117-008525 | CHARLES & LEON BLACKERBY
33743 | Permanently Closed | 1990-06-01 | 1953-01-01 | 1990-06-13 | Petroleum | Unleaded gasoline | Unleaded gasoline |  | Steel | Steel |  | Painted or None | Steel |  | 1901-01-01 | [15 empty] | UST Currently In Use: 0; UST Temp Close: 0; AST Currently In Use: 0; AST Temp Closed: 0 | 0 | 0 | 5 | 15191-125-008355 | CALVIN E WRIGHT
33744 | Permanently Closed | 1990-06-01 | 1953-01-01 | 1990-06-13 | Petroleum | Unleaded gasoline | Unleaded gasoline |  | Steel | Steel |  | Painted or None | Steel |  | 1901-01-01 | [15 empty] | UST Currently In Use: 0; UST Temp Close: 0; AST Currently In Use: 0; AST Temp Closed: 0 | 0 | 0 | 5 | 15191-125-008355 | CALVIN E WRIGHT
33745 | Permanently Closed | 1990-06-01 | 1953-01-01 | 1990-06-13 | Petroleum | Unleaded gasoline | Unleaded gasoline |  | Steel | Steel |  | Painted or None | Steel |  | 1901-01-01 | [15 empty] | UST Currently In Use: 0; UST Temp Close: 0; AST Currently In Use: 0; AST Temp Closed: 0 | 0 | 0 | 5 | 15191-125-008355 | CALVIN E WRIGHT
33746 | Permanently Closed | 1976-03-01 | 1953-01-01 | 1990-06-14 | Petroleum | Unleaded gasoline | Unleaded gasoline |  | Steel | Steel |  | Painted or None | Steel |  | 1901-01-01 | [15 empty] | UST Currently In Use: 0; UST Temp Close: 0; AST Currently In Use: 0; AST Temp Closed: 0 | 0 | 0 | 5 | 15191-125-008355 | CALVIN E WRIGHT
33747 | Permanently Closed | 1986-03-01 | 1953-01-01 | 1990-06-14 | Petroleum | Used oil | Used oil |  | Steel | Steel |  | Painted or None | Steel |  | 1901-01-01 | [15 empty] | UST Currently In Use: 0; UST Temp Close: 0; AST Currently In Use: 0; AST Temp Closed: 0 | 0 | 0 | 5 | 15191-125-008355 | CALVIN E WRIGHT
33748 | Permanently Closed | 1991-12-19 | 1971-01-01 | 1991-12-19 | Petroleum | Unleaded gasoline | Unleaded gasoline |  | Steel | Steel |  | Painted or None | Steel |  | 1901-01-01 | [15 empty] | UST Currently In Use: 0; UST Temp Close: 0; AST Currently In Use: 2; AST Temp Closed: 0 | 0 | 0 | 1 | 15192-045-002368 | VIVIAN B ADAMS SCHOOL
33749 | Permanently Closed | 1983-12-01 | 1959-01-01 | 1988-12-20 | Petroleum | Used oil | Used oil |  | Steel | Steel |  |  | Steel |  | 1901-01-01 | [15 empty] | UST Currently In Use: 0; UST Temp Close: 0; AST Currently In Use: 0; AST Temp Closed: 0 | 0 | 0 | 1 | 15193-073-006919 | WHITEGMC TRUCKS OF BIRMINGHAM INC
33750 | Permanently Closed | 1998-12-18 | 1972-01-01 | 1998-12-18 | Petroleum | On road diesel | On road diesel |  | Steel | Steel |  | Painted or None | Steel |  | 1901-01-01 | [15 empty] | UST Currently In Use: 0; UST Temp Close: 0; AST Currently In Use: 1; AST Temp Closed: 0 | 0 | 0 | 5 | 15194-089-000361 | VON BRAUN CIVIC CENTER
33751 | Permanently Closed | 1998-12-18 | 1972-01-01 | 1998-12-18 | Petroleum | On road diesel | On road diesel |  | Steel | Steel |  | Painted or None | Steel |  | 1901-01-01 | [15 empty] | UST Currently In Use: 0; UST Temp Close: 0; AST Currently In Use: 1; AST Temp Closed: 0 | 0 | 0 | 5 | 15194-089-000361 | VON BRAUN CIVIC CENTER
33752 | Permanently Closed | 1998-12-18 | 1972-01-01 | 1998-12-18 | Petroleum | On road diesel | On road diesel |  | Steel | Steel |  | Painted or None | Steel |  | 1901-01-01 | [15 empty] | UST Currently In Use: 0; UST Temp Close: 0; AST Currently In Use: 1; AST Temp Closed: 0 | 0 | 0 | 5 | 15194-089-000361 | VON BRAUN CIVIC CENTER
33753 | Permanently Closed | 1995-12-01 | 1972-01-01 |  | Petroleum | Unleaded gasoline | Unleaded gasoline |  | Steel | Steel |  | Painted or None | Steel |  | 1901-01-01 | [15 empty] | UST Currently In Use: 0; UST Temp Close: 0; AST Currently In Use: 1; AST Temp Closed: 0 | 0 | 0 | 5 | 15194-089-000361 | VON BRAUN CIVIC CENTER
33754 | Permanently Closed | 1998-12-18 | 1972-01-01 | 1998-12-18 | Petroleum | On road diesel | On road diesel |  | Steel | Steel |  | Painted or None | Steel |  | 1901-01-01 | [15 empty] | UST Currently In Use: 0; UST Temp Close: 0; AST Currently In Use: 1; AST Temp Closed: 0 | 0 | 0 | 5 | 15194-089-000361 | VON BRAUN CIVIC CENTER
33755 | Permanently Closed | 1901-01-01 | 1968-01-01 |  | Petroleum | Unleaded gasoline | Unleaded gasoline |  | Steel | Steel |  | Painted or None | Steel |  | 1901-01-01 | [15 empty] | UST Currently In Use: 0; UST Temp Close: 0; AST Currently In Use: 0; AST Temp Closed: 0 | 0 | 0 | 3 | 15195-019-011074 | H.M. DAY
33756 | Permanently Closed | 1901-01-01 | 1968-01-01 |  | Petroleum | Unleaded gasoline | Unleaded gasoline |  | Steel | Steel |  | Painted or None | Steel |  | 1901-01-01 | [15 empty] | UST Currently In Use: 0; UST Temp Close: 0; AST Currently In Use: 0; AST Temp Closed: 0 | 0 | 0 | 3 | 15195-019-011074 | H.M. DAY
33757 | Permanently Closed | 1901-01-01 | 1968-01-01 |  | Petroleum | Other, OTHER | Other |  | Steel | Steel |  | Painted or None | Steel |  | 1901-01-01 | [15 empty] | UST Currently In Use: 0; UST Temp Close: 0; AST Currently In Use: 0; AST Temp Closed: 0 | 0 | 0 | 3 | 15195-019-011074 | H.M. DAY
33758 | Permanently Closed | 1991-08-20 | 1965-01-01 | 1991-08-20 | Petroleum | Unleaded gasoline | Unleaded gasoline |  | Steel | Steel |  |  |  |  | 1901-01-01 | [15 empty] | UST Currently In Use: 0; UST Temp Close: 0; AST Currently In Use: 0; AST Temp Closed: 0 | 0 | 0 | 2 | 15196-117-007048 | VULCAN ENGINEERING CO INC
33759 | Permanently Closed | 1991-08-20 | 1965-01-01 | 1991-08-20 | Petroleum | Unleaded gasoline | Unleaded gasoline |  | Steel | Steel |  |  |  |  | 1901-01-01 | [15 empty] | UST Currently In Use: 0; UST Temp Close: 0; AST Currently In Use: 0; AST Temp Closed: 0 | 0 | 0 | 2 | 15196-117-007048 | VULCAN ENGINEERING CO INC
33760 | Permanently Closed | 1901-01-01 | 1974-01-01 | 1988-12-23 | Petroleum | Unleaded gasoline | Unleaded gasoline |  | Steel | Steel |  |  | Steel |  | 1901-01-01 | [15 empty] | UST Currently In Use: 0; UST Temp Close: 0; AST Currently In Use: 0; AST Temp Closed: 0 | 0 | 0 | 4 | 15197-073-007246 | VULCAN INDUSTRIES DIV EBSCO IND INC
33761 | Permanently Closed | 1901-01-01 | 1974-01-01 | 1988-12-23 | Petroleum | On road diesel | On road diesel |  | Steel | Steel |  |  | Steel |  | 1901-01-01 | [15 empty] | UST Currently In Use: 0; UST Temp Close: 0; AST Currently In Use: 0; AST Temp Closed: 0 | 0 | 0 | 4 | 15197-073-007246 | VULCAN INDUSTRIES DIV EBSCO IND INC
33762 | Permanently Closed | 1901-01-01 | 1974-01-01 | 1988-12-23 | Hazardous Substance |  |  |  | Steel | Steel |  |  | Steel |  | 1901-01-01 | [15 empty] | UST Currently In Use: 0; UST Temp Close: 0; AST Currently In Use: 0; AST Temp Closed: 0 | 0 | 0 | 4 | 15197-073-007246 | VULCAN INDUSTRIES DIV EBSCO IND INC
33763 | Permanently Closed | 1901-01-01 | 1974-01-01 | 1988-12-23 | Petroleum | Other, S-150 | Other |  | Steel | Steel |  |  | Steel |  | 1901-01-01 | [15 empty] | UST Currently In Use: 0; UST Temp Close: 0; AST Currently In Use: 0; AST Temp Closed: 0 | 0 | 0 | 4 | 15197-073-007246 | VULCAN INDUSTRIES DIV EBSCO IND INC
33764 | Permanently Closed | 1997-11-18 | 1974-01-01 | 1997-11-18 | Petroleum | Kerosene | Kerosene |  | Steel | Steel | Interior lined (not allowed as a standalone method of corrosion protection) | Painted or None | Steel |  | 1901-01-01 | [15 empty] | UST Currently In Use: 1; UST Temp Close: 0; AST Currently In Use: 0; AST Temp Closed: 0 | 1 | 0 | 2 | 15198-073-000011 | VULCAN MATERIALS CO
33765 | Permanently Closed | 1997-11-18 | 1974-01-01 | 1997-11-18 | Petroleum | Kerosene | Kerosene |  | Steel | Steel | Interior lined (not allowed as a standalone method of corrosion protection) | Painted or None | Steel |  | 1901-01-01 | [15 empty] | UST Currently In Use: 1; UST Temp Close: 0; AST Currently In Use: 0; AST Temp Closed: 0 | 1 | 0 | 2 | 15198-073-000011 | VULCAN MATERIALS CO
33766 | Permanently Closed | 1901-01-01 | 1969-01-01 | 1985-11-01 | Petroleum | On road diesel | On road diesel |  | Steel | Steel |  |  | Steel |  | 1901-01-01 | [15 empty] | UST Currently In Use: 0; UST Temp Close: 0; AST Currently In Use: 0; AST Temp Closed: 0 | 0 | 0 | 2 | 15199-015-001301 | VULCAN CONSTRUCTION MATERIALS, LLC
33767 | Permanently Closed | 1901-01-01 | 1969-01-01 | 1985-11-01 | Petroleum | Unleaded gasoline | Unleaded gasoline |  | Steel | Steel |  |  | Steel |  | 1901-01-01 | [15 empty] | UST Currently In Use: 0; UST Temp Close: 0; AST Currently In Use: 0; AST Temp Closed: 0 | 0 | 0 | 2 | 15199-015-001301 | VULCAN CONSTRUCTION MATERIALS, LLC
33768 | Permanently Closed | 1901-01-01 | 1976-01-01 | 1987-11-01 | Petroleum | Unleaded gasoline | Unleaded gasoline |  | Steel | Steel |  |  | Steel |  | 1901-01-01 | [15 empty] | UST Currently In Use: 0; UST Temp Close: 0; AST Currently In Use: 0; AST Temp Closed: 0 | 0 | 0 | 2 | 15199-015-001952 | VULCAN CONSTRUCTION MATERIALS, LLC
33769 | Permanently Closed | 1901-01-01 | 1976-01-01 | 1987-11-01 | Petroleum | Unleaded gasoline | Unleaded gasoline |  | Steel | Steel |  |  | Fiberglass reinforced plastic |  | 1901-01-01 | [15 empty] | UST Currently In Use: 0; UST Temp Close: 0; AST Currently In Use: 0; AST Temp Closed: 0 | 0 | 0 | 2 | 15199-015-001952 | VULCAN CONSTRUCTION MATERIALS, LLC
33770 | Permanently Closed | 1990-01-11 | 1980-01-01 | 1990-08-17 | Petroleum | Unleaded gasoline | Unleaded gasoline |  | Steel | Steel |  |  | Steel |  | 1901-01-01 | [15 empty] | UST Currently In Use: 0; UST Temp Close: 0; AST Currently In Use: 0; AST Temp Closed: 0 | 0 | 0 | 1 | 15199-055-001296 | VULCAN CONSTRUCTION MATERIALS, LLC
33771 | Permanently Closed | 1990-08-17 | 1964-01-01 | 1990-08-17 | Petroleum | On road diesel | On road diesel |  | Steel | Steel |  | Painted or None | Steel |  | 1901-01-01 | [15 empty] | UST Currently In Use: 0; UST Temp Close: 0; AST Currently In Use: 3; AST Temp Closed: 0 | 0 | 0 | 2 | 15199-055-001298 | VULCAN CONSTRUCTION MATERIALS, LLC
33772 | Permanently Closed | 1990-08-17 | 1969-01-01 | 1990-08-17 | Petroleum | Unleaded gasoline | Unleaded gasoline |  | Steel | Steel |  | Painted or None | Steel |  | 1901-01-01 | [15 empty] | UST Currently In Use: 0; UST Temp Close: 0; AST Currently In Use: 3; AST Temp Closed: 0 | 0 | 0 | 2 | 15199-055-001298 | VULCAN CONSTRUCTION MATERIALS, LLC
33773 | Permanently Closed | 1901-01-01 | 1974-01-01 | 2011-11-11 | Petroleum | Unleaded gasoline | Unleaded gasoline |  | Steel | Steel |  | Painted or None | Steel |  | 1901-01-01 | [15 empty] | UST Currently In Use: 0; UST Temp Close: 0; AST Currently In Use: 0; AST Temp Closed: 0 | 0 | 0 | 1 | 15199-059-001299 | VULCAN CONSTRUCTION MATERIALS, LLC
33774 | Permanently Closed | 1989-10-06 | 1969-01-01 | 1989-10-06 | Petroleum | On road diesel | On road diesel |  | Steel | Steel |  | Painted or None | Steel |  | 1901-01-01 | [15 empty] | UST Currently In Use: 0; UST Temp Close: 0; AST Currently In Use: 2; AST Temp Closed: 0 | 0 | 0 | 2 | 15199-071-001955 | VULCAN CONSTRUCTION MATERIALS, LLC
33775 | Permanently Closed | 1901-01-01 | 1969-01-01 | 2011-11-11 | Petroleum | Unleaded gasoline | Unleaded gasoline |  | Steel | Steel |  | Painted or None | Steel |  | 1901-01-01 | [15 empty] | UST Currently In Use: 0; UST Temp Close: 0; AST Currently In Use: 2; AST Temp Closed: 0 | 0 | 0 | 2 | 15199-071-001955 | VULCAN CONSTRUCTION MATERIALS, LLC
33776 | Permanently Closed | 1901-01-01 | 1964-01-01 | 2011-11-11 | Petroleum | Unleaded gasoline | Unleaded gasoline |  | Steel | Steel |  |  | Steel |  | 1901-01-01 | [15 empty] | UST Currently In Use: 0; UST Temp Close: 0; AST Currently In Use: 0; AST Temp Closed: 0 | 0 | 0 | 1 | 15199-073-001305 | VULCAN CONSTRUCTION MATERIALS, LLC
33777 | Permanently Closed | 1991-12-12 | 1954-01-01 | 1991-12-12 | Petroleum | Unleaded gasoline | Unleaded gasoline |  | Steel | Steel |  |  | Steel |  | 1901-01-01 | [15 empty] | UST Currently In Use: 0; UST Temp Close: 0; AST Currently In Use: 2; AST Temp Closed: 0 | 0 | 0 | 1 | 15199-073-001306 | VULCAN CONSTRUCTION MATERIALS, LLC
33778 | Permanently Closed | 1990-04-11 | 1964-01-01 | 1990-04-11 | Petroleum | Unleaded gasoline | Unleaded gasoline |  | Steel | Steel |  |  | Steel |  | 1901-01-01 | [15 empty] | UST Currently In Use: 0; UST Temp Close: 0; AST Currently In Use: 0; AST Temp Closed: 0 | 0 | 0 | 1 | 15199-073-001953 | VULCAN CONSTRUCTION MATERIALS, LLC
33779 | Permanently Closed | 1990-04-11 | 1959-01-01 | 1990-04-11 | Petroleum | Unleaded gasoline | Unleaded gasoline |  | Steel | Steel |  |  | Steel |  | 1901-01-01 | [15 empty] | UST Currently In Use: 0; UST Temp Close: 0; AST Currently In Use: 0; AST Temp Closed: 0 | 0 | 0 | 1 | 15199-073-001956 | VULCAN CONSTRUCTION MATERIALS, LLC
33780 | Permanently Closed | 1988-12-01 | 1964-01-01 | 1988-12-01 | Petroleum | On road diesel | On road diesel |  | Steel | Steel |  |  | Steel |  | 1901-01-01 | [15 empty] | UST Currently In Use: 0; UST Temp Close: 0; AST Currently In Use: 3; AST Temp Closed: 0 | 0 | 0 | 3 | 15199-089-001297 | VULCAN CONSTRUCTION MATERIALS, LLC
33781 | Permanently Closed | 1988-12-01 | 1964-01-01 | 1988-12-01 | Petroleum | On road diesel | On road diesel |  | Steel | Steel |  |  | Steel |  | 1901-01-01 | [15 empty] | UST Currently In Use: 0; UST Temp Close: 0; AST Currently In Use: 3; AST Temp Closed: 0 | 0 | 0 | 3 | 15199-089-001297 | VULCAN CONSTRUCTION MATERIALS, LLC
33782 | Permanently Closed | 1990-03-21 | 1964-01-01 | 1990-03-21 | Petroleum | Unleaded gasoline | Unleaded gasoline |  | Steel | Steel |  |  | Steel |  | 1901-01-01 | [15 empty] | UST Currently In Use: 0; UST Temp Close: 0; AST Currently In Use: 3; AST Temp Closed: 0 | 0 | 0 | 3 | 15199-089-001297 | VULCAN CONSTRUCTION MATERIALS, LLC
33783 | Permanently Closed | 1901-01-01 | 1969-01-01 | 2011-11-11 | Petroleum | Unleaded gasoline | Unleaded gasoline |  | Steel | Steel |  |  | Steel |  | 1901-01-01 | [15 empty] | UST Currently In Use: 0; UST Temp Close: 0; AST Currently In Use: 2; AST Temp Closed: 0 | 0 | 0 | 1 | 15199-103-001304 | VULCAN CONSTRUCTION MATERIALS, LLC
33784 | Permanently Closed | 1990-05-23 | 1982-01-01 | 1990-05-23 | Petroleum | Unleaded gasoline | Unleaded gasoline |  | Steel | Steel |  |  | Steel |  | 1901-01-01 | [15 empty] | UST Currently In Use: 0; UST Temp Close: 0; AST Currently In Use: 3; AST Temp Closed: 0 | 0 | 0 | 2 | 15199-103-001954 | VULCAN CONSTRUCTION MATERIALS, LLC
33785 | Permanently Closed | 1901-01-01 | 1964-01-01 | 1990-05-23 | Petroleum | Unleaded gasoline | Unleaded gasoline |  | Steel | Steel |  |  | Steel |  | 1901-01-01 | [15 empty] | UST Currently In Use: 0; UST Temp Close: 0; AST Currently In Use: 3; AST Temp Closed: 0 | 0 | 0 | 2 | 15199-103-001954 | VULCAN CONSTRUCTION MATERIALS, LLC
33786 | Permanently Closed | 1990-02-01 | 1974-01-01 | 1990-02-01 | Petroleum | On road diesel | On road diesel |  | Steel | Steel |  | Painted or None | Steel |  | 1901-01-01 | [15 empty] | UST Currently In Use: 0; UST Temp Close: 0; AST Currently In Use: 2; AST Temp Closed: 0 | 0 | 0 | 3 | 15199-117-001300 | VULCAN CONSTRUCTION MATERIALS, LLC
33787 | Permanently Closed | 1990-05-22 | 1974-01-01 | 1990-05-22 | Petroleum | Unleaded gasoline | Unleaded gasoline |  | Steel | Steel |  |  | Steel |  | 1901-01-01 | [15 empty] | UST Currently In Use: 0; UST Temp Close: 0; AST Currently In Use: 2; AST Temp Closed: 0 | 0 | 0 | 3 | 15199-117-001300 | VULCAN CONSTRUCTION MATERIALS, LLC
33788 | Permanently Closed | 1990-02-01 | 1974-01-01 | 1990-02-01 | Petroleum | Used oil | Used oil |  | Steel | Steel |  |  | Steel |  | 1901-01-01 | [15 empty] | UST Currently In Use: 0; UST Temp Close: 0; AST Currently In Use: 2; AST Temp Closed: 0 | 0 | 0 | 3 | 15199-117-001300 | VULCAN CONSTRUCTION MATERIALS, LLC
33789 | Permanently Closed | 1901-01-01 | 1964-01-01 | 1988-09-12 | Petroleum | On road diesel | On road diesel |  | Steel | Steel |  |  | Steel |  | 1901-01-01 | [15 empty] | UST Currently In Use: 0; UST Temp Close: 0; AST Currently In Use: 2; AST Temp Closed: 0 | 0 | 0 | 2 | 15199-117-001303 | VULCAN CONSTRUCTION MATERIALS, LLC
33790 | Permanently Closed | 1901-01-01 | 1980-01-01 | 1988-09-12 | Petroleum | Unleaded gasoline | Unleaded gasoline |  | Steel | Steel |  |  | Steel |  | 1901-01-01 | [15 empty] | UST Currently In Use: 0; UST Temp Close: 0; AST Currently In Use: 2; AST Temp Closed: 0 | 0 | 0 | 2 | 15199-117-001303 | VULCAN CONSTRUCTION MATERIALS, LLC
33791 | Permanently Closed | 1988-01-01 | 1974-01-01 | 1988-01-01 | Petroleum | Unleaded gasoline | Unleaded gasoline |  | Steel | Steel |  |  | Steel |  | 1901-01-01 | [15 empty] | UST Currently In Use: 0; UST Temp Close: 0; AST Currently In Use: 2; AST Temp Closed: 0 | 0 | 0 | 1 | 15199-121-001302 | VULCAN CONSTRUCTION MATERIALS, LLC
33792 | Temporary Closed | 2021-04-01 | 1988-01-01 |  | Petroleum | Unleaded gasoline | Unleaded gasoline | Retail | Single Wall, Steel | Steel | Field installed cathodic protection |  | Fiberglass reinforced plastic, Single Wall |  |  |  | Catchment Basin, Single walled catchment basin | Automatic shutoff device At 95% full | Automatic shutoff device At 95% full |  |  | Statistical Inventory Reconciliation (SIR) | [8 empty] | UST Currently In Use: 0; UST Temp Close: 2; AST Currently In Use: 0; AST Temp Closed: 0 | 0 | 2 | 0 | 20169-009-005584 | EVANS OIL COMPANY
33793 | Temporary Closed | 2021-04-01 | 1988-01-01 |  | Petroleum | On road diesel | On road diesel | Retail | Single Wall, Steel | Steel | Field installed cathodic protection |  | Fiberglass reinforced plastic, Single Wall |  |  |  | Catchment Basin, Single walled catchment basin | Automatic shutoff device At 95% full | Automatic shutoff device At 95% full |  |  | Statistical Inventory Reconciliation (SIR) | [8 empty] | UST Currently In Use: 0; UST Temp Close: 2; AST Currently In Use: 0; AST Temp Closed: 0 | 0 | 2 | 0 | 20169-009-005584 | EVANS OIL COMPANY
33794 | Currently in Use |  | 1987-01-01 |  | Petroleum | Unleaded gasoline | Unleaded gasoline | Retail | Single Wall, Steel | Steel | Coated & cathodic protection (sti-P3) |  | Fiberglass reinforced plastic, Single Wall |  |  | Other, FLXS ISOLA | Catchment Basin, Single walled catchment basin | Automatic shutoff device At 95% full | Automatic shutoff device At 95% full |  |  | Continuous Automatic Tank Gauge |  | Automatic flow restrictor (MLLD) | Automatic flow restrictor (MLLD) |  |  | Annual line testing | Annual line testing |  | UST Currently In Use: 3; UST Temp Close: 0; AST Currently In Use: 0; AST Temp Closed: 0 | 3 | 0 | 0 | 15201-009-013349 | VULCAN OIL COMPANY INC.
33796 | Currently in Use |  | 1987-01-01 |  | Petroleum | On road diesel | On road diesel | Retail | Single Wall, Steel | Steel | Coated & cathodic protection (sti-P3) |  | Fiberglass reinforced plastic, Single Wall |  |  | Other, FLXS ISOLA | Catchment Basin, Single walled catchment basin | Automatic shutoff device At 95% full | Automatic shutoff device At 95% full |  |  | Continuous Automatic Tank Gauge |  | Automatic flow restrictor (MLLD) | Automatic flow restrictor (MLLD) |  |  | Annual line testing | Annual line testing |  | UST Currently In Use: 3; UST Temp Close: 0; AST Currently In Use: 0; AST Temp Closed: 0 | 3 | 0 | 0 | 15201-009-013349 | VULCAN OIL COMPANY INC.
33797 | Currently in Use |  | 1987-01-01 |  | Petroleum | Premium gasoline | Premium gasoline | Retail | Single Wall, Steel | Steel | Coated & cathodic protection (sti-P3) |  | Fiberglass reinforced plastic, Single Wall |  |  | Other, FLXS ISOLA | Catchment Basin, Single walled catchment basin | Automatic shutoff device At 95% full | Automatic shutoff device At 95% full |  |  | Continuous Automatic Tank Gauge |  | Automatic flow restrictor (MLLD) | Automatic flow restrictor (MLLD) |  |  | Annual line testing | Annual line testing |  | UST Currently In Use: 3; UST Temp Close: 0; AST Currently In Use: 0; AST Temp Closed: 0 | 3 | 0 | 0 | 15201-009-013349 | VULCAN OIL COMPANY INC.
33798 | Currently in Use |  | 1970-01-01 |  | Petroleum | Unleaded gasoline | Unleaded gasoline | Retail | Steel | Steel | Field installed cathodic protection |  | Steel |  |  | Field installed cathodic protection | Catchment Basin, Single walled catchment basin | Automatic shutoff device At 95% full | Automatic shutoff device At 95% full |  |  | Statistical Inventory Reconciliation (SIR) | [8 empty] | UST Currently In Use: 2; UST Temp Close: 0; AST Currently In Use: 0; AST Temp Closed: 0 | 2 | 0 | 0 | 25181-021-005591 | MBA INVESTMENTS, INC
33799 | Currently in Use |  | 1970-01-01 |  | Petroleum | On road diesel | On road diesel | Retail | Steel | Steel | Field installed cathodic protection |  | Steel |  |  | Field installed cathodic protection | Catchment Basin, Single walled catchment basin | Automatic shutoff device At 95% full | Automatic shutoff device At 95% full |  |  | Statistical Inventory Reconciliation (SIR) | [8 empty] | UST Currently In Use: 2; UST Temp Close: 0; AST Currently In Use: 0; AST Temp Closed: 0 | 2 | 0 | 0 | 25181-021-005591 | MBA INVESTMENTS, INC
33800 | Permanently Closed | 2004-08-02 | 1984-01-01 | 2004-08-02 | Petroleum | Unleaded gasoline | Unleaded gasoline | Retail | Steel | Steel | Field installed cathodic protection |  | Steel |  | 1901-01-01 | Field installed cathodic protection | Catchment Basin, Single walled catchment basin | Automatic shutoff device At 95% full | Automatic shutoff device At 95% full |  |  | Statistical Inventory Reconciliation (SIR) | [8 empty] | UST Currently In Use: 2; UST Temp Close: 0; AST Currently In Use: 0; AST Temp Closed: 0 | 2 | 0 | 7 | 15201-033-010795 | VULCAN OIL COMPANY INC.
33801 | Permanently Closed | 2004-08-02 | 1984-01-01 | 2004-08-02 | Petroleum | Mid-grade gasoline | Mid-grade gasoline | Retail | Steel | Steel | Field installed cathodic protection |  | Steel |  | 1901-01-01 | Field installed cathodic protection | Catchment Basin, Single walled catchment basin | Automatic shutoff device At 95% full | Automatic shutoff device At 95% full |  |  | Statistical Inventory Reconciliation (SIR) | [8 empty] | UST Currently In Use: 2; UST Temp Close: 0; AST Currently In Use: 0; AST Temp Closed: 0 | 2 | 0 | 7 | 15201-033-010795 | VULCAN OIL COMPANY INC.
33802 | Permanently Closed | 1985-06-01 | 1975-01-01 | 1990-01-01 | Petroleum | Other, OTHER | Other |  | Steel | Steel |  | Painted or None | Steel |  | 1901-01-01 | [15 empty] | UST Currently In Use: 2; UST Temp Close: 0; AST Currently In Use: 0; AST Temp Closed: 0 | 2 | 0 | 7 | 15201-033-010795 | VULCAN OIL COMPANY INC.
33803 | Permanently Closed | 1985-06-01 | 1970-01-01 | 1990-01-01 | Petroleum | Other, OTHER | Other |  | Steel | Steel |  | Painted or None | Steel |  | 1901-01-01 | [15 empty] | UST Currently In Use: 2; UST Temp Close: 0; AST Currently In Use: 0; AST Temp Closed: 0 | 2 | 0 | 7 | 15201-033-010795 | VULCAN OIL COMPANY INC.
33804 | Permanently Closed | 1985-06-01 | 1970-01-01 | 1990-01-01 | Petroleum | Other, OTHER | Other |  | Steel | Steel |  | Painted or None | Steel |  | 1901-01-01 | [15 empty] | UST Currently In Use: 2; UST Temp Close: 0; AST Currently In Use: 0; AST Temp Closed: 0 | 2 | 0 | 7 | 15201-033-010795 | VULCAN OIL COMPANY INC.
33805 | Permanently Closed | 2004-08-02 | 1986-01-01 | 2004-08-02 | Petroleum | Premium gasoline | Premium gasoline | Retail | Steel | Steel | Coated & cathodic protection (sti-P3), Field installed cathodic protection |  | Steel |  | 1901-01-01 | Field installed cathodic protection | Catchment Basin, Single walled catchment basin | Automatic shutoff device At 95% full | Automatic shutoff device At 95% full |  |  | Statistical Inventory Reconciliation (SIR) | [8 empty] | UST Currently In Use: 2; UST Temp Close: 0; AST Currently In Use: 0; AST Temp Closed: 0 | 2 | 0 | 7 | 15201-033-010795 | VULCAN OIL COMPANY INC.
33806 | Permanently Closed | 2004-08-02 | 1986-01-01 | 2004-08-02 | Petroleum | Kerosene | Kerosene | Retail | Steel | Steel | Coated & cathodic protection (sti-P3), Field installed cathodic protection |  | Steel |  | 1901-01-01 | Field installed cathodic protection | Catchment Basin, Single walled catchment basin | Automatic shutoff device At 95% full | Automatic shutoff device At 95% full |  |  | Statistical Inventory Reconciliation (SIR) | [8 empty] | UST Currently In Use: 2; UST Temp Close: 0; AST Currently In Use: 0; AST Temp Closed: 0 | 2 | 0 | 7 | 15201-033-010795 | VULCAN OIL COMPANY INC.
33807 | Currently in Use |  | 1988-06-01 |  | Petroleum | Unleaded gasoline | Unleaded gasoline | Retail | Single Wall, Steel | Steel | Coated & cathodic protection (sti-P3) |  | Fiberglass reinforced plastic, Single Wall |  |  |  | Catchment Basin, Single walled catchment basin | Automatic shutoff device At 95% full | Automatic shutoff device At 95% full |  |  | Continuous Automatic Tank Gauge |  | Automatic shutoff device (AELLD) | Automatic shutoff device (AELLD) |  |  | Automatic electronic line leak detector (AELLD) | Automatic electronic line leak detector (AELLD) |  | UST Currently In Use: 4; UST Temp Close: 0; AST Currently In Use: 0; AST Temp Closed: 0 | 4 | 0 | 0 | 15201-033-013348 | VULCAN OIL COMPANY INC.
33809 | Currently in Use |  | 1988-06-01 |  | Petroleum | On road diesel | On road diesel | Retail | Single Wall, Steel | Steel | Coated & cathodic protection (sti-P3) |  | Fiberglass reinforced plastic, Single Wall |  |  |  | Catchment Basin, Single walled catchment basin | Automatic shutoff device At 95% full | Automatic shutoff device At 95% full |  |  | Continuous Automatic Tank Gauge |  | Automatic shutoff device (AELLD) | Automatic shutoff device (AELLD) |  |  | Automatic electronic line leak detector (AELLD) | Automatic electronic line leak detector (AELLD) |  | UST Currently In Use: 4; UST Temp Close: 0; AST Currently In Use: 0; AST Temp Closed: 0 | 4 | 0 | 0 | 15201-033-013348 | VULCAN OIL COMPANY INC.
33810 | Currently in Use |  | 1988-06-01 |  | Petroleum | Premium gasoline | Premium gasoline | Retail | Single Wall, Steel | Steel | Coated & cathodic protection (sti-P3) |  | Fiberglass reinforced plastic, Single Wall |  |  |  | Catchment Basin, Single walled catchment basin | Automatic shutoff device At 95% full | Automatic shutoff device At 95% full |  |  | Continuous Automatic Tank Gauge |  | Automatic shutoff device (AELLD) | Automatic shutoff device (AELLD) |  |  | Automatic electronic line leak detector (AELLD) | Automatic electronic line leak detector (AELLD) |  | UST Currently In Use: 4; UST Temp Close: 0; AST Currently In Use: 0; AST Temp Closed: 0 | 4 | 0 | 0 | 15201-033-013348 | VULCAN OIL COMPANY INC.
33811 | Currently in Use |  | 1988-06-01 |  | Petroleum | Premium gasoline | Premium gasoline | Retail | Single Wall, Steel | Steel | Coated & cathodic protection (sti-P3) |  | Fiberglass reinforced plastic, Single Wall |  |  |  | Catchment Basin, Single walled catchment basin | Automatic shutoff device At 95% full | Automatic shutoff device At 95% full |  |  | Continuous Automatic Tank Gauge |  | Automatic shutoff device (AELLD) | Automatic shutoff device (AELLD) |  |  | Automatic electronic line leak detector (AELLD) | Automatic electronic line leak detector (AELLD) |  | UST Currently In Use: 4; UST Temp Close: 0; AST Currently In Use: 0; AST Temp Closed: 0 | 4 | 0 | 0 | 15201-033-013348 | VULCAN OIL COMPANY INC.
33812 | Permanently Closed | 1993-12-07 | 1987-01-01 | 1993-12-07 | Petroleum | Unleaded gasoline | Unleaded gasoline |  | Steel | Steel | Coated & cathodic protection (sti-P3) |  | Steel |  | 1901-01-01 | Field installed cathodic protection | [14 empty] | UST Currently In Use: 0; UST Temp Close: 0; AST Currently In Use: 0; AST Temp Closed: 0 | 0 | 0 | 3 | 15201-043-013347 | VULCAN OIL COMPANY INC.
33813 | Permanently Closed | 1993-12-07 | 1987-01-01 | 1993-12-07 | Petroleum | Unleaded gasoline | Unleaded gasoline |  | Steel | Steel | Coated & cathodic protection (sti-P3) |  | Steel |  | 1901-01-01 | Field installed cathodic protection | [14 empty] | UST Currently In Use: 0; UST Temp Close: 0; AST Currently In Use: 0; AST Temp Closed: 0 | 0 | 0 | 3 | 15201-043-013347 | VULCAN OIL COMPANY INC.
33814 | Permanently Closed | 1993-12-07 | 1987-01-01 | 1993-12-07 | Petroleum | Unleaded gasoline | Unleaded gasoline |  | Steel | Steel | Coated & cathodic protection (sti-P3) |  | Steel |  | 1901-01-01 | Field installed cathodic protection | [14 empty] | UST Currently In Use: 0; UST Temp Close: 0; AST Currently In Use: 0; AST Temp Closed: 0 | 0 | 0 | 3 | 15201-043-013347 | VULCAN OIL COMPANY INC.
33815 | Currently in Use |  | 1988-01-01 |  | Petroleum | Unleaded gasoline | Unleaded gasoline | Retail | Single Wall, Steel | Steel | Coated & cathodic protection (sti-P3) |  | Fiberglass reinforced plastic, Single Wall |  |  |  | Catchment Basin, Single walled catchment basin | Automatic shutoff device At 95% full | Automatic shutoff device At 95% full |  |  | Continuous Automatic Tank Gauge | [8 empty] | UST Currently In Use: 3; UST Temp Close: 1; AST Currently In Use: 0; AST Temp Closed: 0 | 3 | 1 | 0 | 25986-043-013350 | KRUPAL B PATEL
33816 | Currently in Use |  | 1988-01-01 |  | Petroleum | On road diesel | On road diesel | Retail | Single Wall, Steel | Steel | Coated & cathodic protection (sti-P3) |  | Fiberglass reinforced plastic, Single Wall |  |  |  | Catchment Basin, Single walled catchment basin | Automatic shutoff device At 95% full | Automatic shutoff device At 95% full |  |  | Continuous Automatic Tank Gauge | [8 empty] | UST Currently In Use: 3; UST Temp Close: 1; AST Currently In Use: 0; AST Temp Closed: 0 | 3 | 1 | 0 | 25986-043-013350 | KRUPAL B PATEL
33817 | Currently in Use |  | 1988-01-01 |  | Petroleum | Unleaded gasoline | Unleaded gasoline | Retail | Single Wall, Steel | Steel | Coated & cathodic protection (sti-P3) |  | Fiberglass reinforced plastic, Single Wall |  |  |  | Catchment Basin, Single walled catchment basin | Automatic shutoff device At 95% full | Automatic shutoff device At 95% full |  |  | Continuous Automatic Tank Gauge | [8 empty] | UST Currently In Use: 3; UST Temp Close: 1; AST Currently In Use: 0; AST Temp Closed: 0 | 3 | 1 | 0 | 25986-043-013350 | KRUPAL B PATEL
33818 | Temporary Closed | 2024-04-08 | 1987-01-01 |  | Petroleum | Premium gasoline | Premium gasoline | Retail | Single Wall, Steel | Steel | Coated & cathodic protection (sti-P3) |  | Fiberglass reinforced plastic, Single Wall |  |  |  | Catchment Basin, Single walled catchment basin | Automatic shutoff device At 95% full | Automatic shutoff device At 95% full |  |  | Continuous Automatic Tank Gauge | [8 empty] | UST Currently In Use: 3; UST Temp Close: 1; AST Currently In Use: 0; AST Temp Closed: 0 | 3 | 1 | 0 | 25986-043-013350 | KRUPAL B PATEL
33819 | Currently in Use |  | 1980-01-01 |  | Petroleum | Unleaded gasoline | Unleaded gasoline | Retail | Steel | Steel | Field installed cathodic protection |  | Flexible |  |  |  | Catchment Basin, Single walled catchment basin | Automatic shutoff device At 95% full | Automatic shutoff device At 95% full |  |  | Statistical Inventory Reconciliation (SIR) |  | Automatic flow restrictor (MLLD) | Automatic flow restrictor (MLLD) |  |  | Statistical inventory reconciliation (SIR) | Statistical inventory reconciliation (SIR) |  | UST Currently In Use: 1; UST Temp Close: 0; AST Currently In Use: 0; AST Temp Closed: 0 | 1 | 0 | 0 | 23698-051-005557 | DIVYESH PATEL
33821 | Permanently Closed | 2007-10-31 | 1989-01-01 | 2009-01-26 | Petroleum | Unleaded gasoline | Unleaded gasoline | Retail | Steel | Steel | Coated & cathodic protection (sti-P3) |  | Fiberglass reinforced plastic |  | 1901-01-01 |  | Catchment Basin, Single walled catchment basin | Automatic shutoff device At 95% full | Automatic shutoff device At 95% full |  |  | Statistical Inventory Reconciliation (SIR) | [8 empty] | UST Currently In Use: 0; UST Temp Close: 0; AST Currently In Use: 0; AST Temp Closed: 0 | 0 | 0 | 4 | 20716-055-014068 | MANCUSO GROCERY
33822 | Permanently Closed | 2007-10-31 | 1989-01-01 | 2009-01-26 | Petroleum | Unleaded gasoline | Unleaded gasoline | Retail | Steel | Steel | Coated & cathodic protection (sti-P3) |  | Fiberglass reinforced plastic |  | 1901-01-01 |  | Catchment Basin, Single walled catchment basin | Automatic shutoff device At 95% full | Automatic shutoff device At 95% full |  |  | Statistical Inventory Reconciliation (SIR) | [8 empty] | UST Currently In Use: 0; UST Temp Close: 0; AST Currently In Use: 0; AST Temp Closed: 0 | 0 | 0 | 4 | 20716-055-014068 | MANCUSO GROCERY
33823 | Permanently Closed | 2007-10-31 | 1989-01-01 | 2009-01-26 | Petroleum | Premium gasoline | Premium gasoline | Retail | Steel | Steel | Coated & cathodic protection (sti-P3) |  | Fiberglass reinforced plastic |  | 1901-01-01 |  | Catchment Basin, Single walled catchment basin | Automatic shutoff device At 95% full | Automatic shutoff device At 95% full |  |  | Statistical Inventory Reconciliation (SIR) | [8 empty] | UST Currently In Use: 0; UST Temp Close: 0; AST Currently In Use: 0; AST Temp Closed: 0 | 0 | 0 | 4 | 20716-055-014068 | MANCUSO GROCERY
33824 | Permanently Closed | 2007-10-31 | 1989-01-01 | 2009-01-26 | Petroleum | Kerosene | Kerosene | Retail | Steel | Steel | Coated & cathodic protection (sti-P3) |  | Fiberglass reinforced plastic |  | 1901-01-01 |  | Catchment Basin, Single walled catchment basin | Automatic shutoff device At 95% full | Automatic shutoff device At 95% full |  |  | Statistical Inventory Reconciliation (SIR) | [8 empty] | UST Currently In Use: 0; UST Temp Close: 0; AST Currently In Use: 0; AST Temp Closed: 0 | 0 | 0 | 4 | 20716-055-014068 | MANCUSO GROCERY
33825 | Temporary Closed | 2015-09-30 | 1986-01-01 |  | Petroleum | Unleaded gasoline | Unleaded gasoline | Retail | Single Wall, Steel | Steel | Coated & cathodic protection (sti-P3), Field installed cathodic protection |  | Single Wall, Steel |  | 1901-01-01 | Field installed cathodic protection | Catchment Basin, Single walled catchment basin | Automatic shutoff device At 95% full | Automatic shutoff device At 95% full |  |  | Statistical Inventory Reconciliation (SIR) |  | Automatic flow restrictor (MLLD) | Automatic flow restrictor (MLLD) |  |  | Annual line testing, Statistical inventory reconciliation (SIR) | Statistical inventory reconciliation (SIR) |  | UST Currently In Use: 0; UST Temp Close: 3; AST Currently In Use: 0; AST Temp Closed: 0 | 0 | 3 | 1 | 22919-033-013344 | SURINDER PAL
33826 | Temporary Closed | 2015-09-30 | 1986-01-01 |  | Petroleum | Premium gasoline | Premium gasoline | Retail | Single Wall, Steel | Steel | Coated & cathodic protection (sti-P3), Field installed cathodic protection |  | Single Wall, Steel |  | 1901-01-01 | Field installed cathodic protection | Catchment Basin, Single walled catchment basin | Automatic shutoff device At 95% full | Automatic shutoff device At 95% full |  |  | Statistical Inventory Reconciliation (SIR) |  | Automatic flow restrictor (MLLD) | Automatic flow restrictor (MLLD) |  |  | Annual line testing, Statistical inventory reconciliation (SIR) | Statistical inventory reconciliation (SIR) |  | UST Currently In Use: 0; UST Temp Close: 3; AST Currently In Use: 0; AST Temp Closed: 0 | 0 | 3 | 1 | 22919-033-013344 | SURINDER PAL
33827 | Permanently Closed | 1998-12-21 | 1986-01-01 | 1999-01-12 | Petroleum | Kerosene | Kerosene |  | Steel | Steel | Coated & cathodic protection (sti-P3) |  | Steel |  | 1901-01-01 | [6 empty] | Statistical Inventory Reconciliation (SIR) | [5 empty] | Annual line testing, Other, 7 | Other |  | UST Currently In Use: 0; UST Temp Close: 3; AST Currently In Use: 0; AST Temp Closed: 0 | 0 | 3 | 1 | 22919-033-013344 | SURINDER PAL
33828 | Temporary Closed | 2014-08-01 | 1986-01-01 |  | Petroleum | Kerosene | Kerosene | Retail | Single Wall, Steel | Steel | Coated & cathodic protection (sti-P3), Field installed cathodic protection |  | Single Wall, Steel |  | 1901-01-01 | Field installed cathodic protection | Catchment Basin, Single walled catchment basin | Automatic shutoff device At 95% full | Automatic shutoff device At 95% full |  |  | Statistical Inventory Reconciliation (SIR) | [8 empty] | UST Currently In Use: 0; UST Temp Close: 3; AST Currently In Use: 0; AST Temp Closed: 0 | 0 | 3 | 1 | 22919-033-013344 | SURINDER PAL
33829 | Currently in Use |  | 1982-06-01 |  | Petroleum | Unleaded gasoline | Unleaded gasoline | Retail | Single Wall, Steel | Steel | Field installed cathodic protection |  | Double Wall, Steel, 2 PIECES |  |  | Field installed cathodic protection | Catchment Basin, Single walled catchment basin | Automatic shutoff device At 95% full, Flow Rest 90% Full | Flow Rest 90% Full |  |  | Continuous Automatic Tank Gauge |  | Automatic flow restrictor (MLLD), Containment Sump | Containment Sump |  |  | Annual line testing | Annual line testing |  | UST Currently In Use: 2; UST Temp Close: 0; AST Currently In Use: 0; AST Temp Closed: 0 | 2 | 0 | 0 | 24762-073-005224 | V. PANS LLC
33830 | Currently in Use |  | 1982-06-01 |  | Petroleum | Premium gasoline | Premium gasoline | Retail | Single Wall, Steel | Steel | Field installed cathodic protection |  | Double Wall, Steel, 2 PIECES |  |  | Field installed cathodic protection | Catchment Basin, Single walled catchment basin | Automatic shutoff device At 95% full, Flow Rest 90% Full | Flow Rest 90% Full |  |  | Continuous Automatic Tank Gauge |  | Automatic flow restrictor (MLLD), Containment Sump | Containment Sump |  |  | Annual line testing | Annual line testing |  | UST Currently In Use: 2; UST Temp Close: 0; AST Currently In Use: 0; AST Temp Closed: 0 | 2 | 0 | 0 | 24762-073-005224 | V. PANS LLC
33831 | Permanently Closed | 1998-08-05 | 1978-01-01 | 1998-08-05 | Petroleum | Unleaded gasoline | Unleaded gasoline |  | Steel | Steel |  | Painted or None | Steel |  | 1901-01-01 | [15 empty] | UST Currently In Use: 0; UST Temp Close: 0; AST Currently In Use: 0; AST Temp Closed: 0 | 0 | 0 | 3 | 15201-073-005555 | VULCAN OIL COMPANY INC.
33832 | Permanently Closed | 1998-08-05 | 1978-01-01 | 1998-08-05 | Petroleum | Unleaded gasoline | Unleaded gasoline |  | Steel | Steel |  | Painted or None | Steel |  | 1901-01-01 | [15 empty] | UST Currently In Use: 0; UST Temp Close: 0; AST Currently In Use: 0; AST Temp Closed: 0 | 0 | 0 | 3 | 15201-073-005555 | VULCAN OIL COMPANY INC.
33833 | Permanently Closed | 1998-08-05 | 1978-01-01 | 1998-08-05 | Petroleum | Unleaded gasoline | Unleaded gasoline |  | Steel | Steel |  | Painted or None | Steel |  | 1901-01-01 | [15 empty] | UST Currently In Use: 0; UST Temp Close: 0; AST Currently In Use: 0; AST Temp Closed: 0 | 0 | 0 | 3 | 15201-073-005555 | VULCAN OIL COMPANY INC.
33834 | Temporary Closed | 2024-01-01 | 1987-11-01 |  | Petroleum | Unleaded gasoline | Unleaded gasoline | Retail | Single Wall, Steel | Steel | Coated & cathodic protection (sti-P3) |  | Flexible, Single Wall, TCI-ENVFLX | SA&TCI |  |  | Catchment Basin, Single walled catchment basin | Automatic shutoff device At 95% full | Automatic shutoff device At 95% full |  |  | Continuous Automatic Tank Gauge |  | Automatic flow restrictor (MLLD) | Automatic flow restrictor (MLLD) |  |  | Annual line testing | Annual line testing |  | UST Currently In Use: 2; UST Temp Close: 2; AST Currently In Use: 0; AST Temp Closed: 0 | 2 | 2 | 0 | 23938-073-005559 | UNITED GROUP LLC
33835 | Currently in Use |  | 1987-11-01 |  | Petroleum | Unleaded gasoline | Unleaded gasoline | Retail | Single Wall, Steel | Steel | Coated & cathodic protection (sti-P3) |  | Flexible, Single Wall, TCI-ENVFLX | SA&TCI |  |  | Catchment Basin, Single walled catchment basin | Automatic shutoff device At 95% full | Automatic shutoff device At 95% full |  |  | Continuous Automatic Tank Gauge |  | Automatic flow restrictor (MLLD) | Automatic flow restrictor (MLLD) |  |  | Annual line testing | Annual line testing |  | UST Currently In Use: 2; UST Temp Close: 2; AST Currently In Use: 0; AST Temp Closed: 0 | 2 | 2 | 0 | 23938-073-005559 | UNITED GROUP LLC
33836 | Currently in Use |  | 1987-11-01 |  | Petroleum | Premium gasoline | Premium gasoline | Retail | Single Wall, Steel | Steel | Coated & cathodic protection (sti-P3) |  | Flexible, Single Wall, TCI-ENVFLX | SA&TCI |  |  | Catchment Basin, Single walled catchment basin | Automatic shutoff device At 95% full | Automatic shutoff device At 95% full |  |  | Continuous Automatic Tank Gauge |  | Automatic flow restrictor (MLLD) | Automatic flow restrictor (MLLD) |  |  | Annual line testing | Annual line testing |  | UST Currently In Use: 2; UST Temp Close: 2; AST Currently In Use: 0; AST Temp Closed: 0 | 2 | 2 | 0 | 23938-073-005559 | UNITED GROUP LLC
33837 | Temporary Closed | 2018-04-01 | 1987-11-01 |  | Petroleum | On road diesel | On road diesel | Retail | Single Wall, Steel | Steel | Coated & cathodic protection (sti-P3) |  | Flexible, Single Wall, TCI-ENVFLX | SA&TCI |  |  | Catchment Basin, Single walled catchment basin | Automatic shutoff device At 95% full, Flow Rest 90% Full | Flow Rest 90% Full |  |  | Continuous Automatic Tank Gauge |  | Automatic flow restrictor (MLLD) | Automatic flow restrictor (MLLD) |  |  | Annual line testing | Annual line testing |  | UST Currently In Use: 2; UST Temp Close: 2; AST Currently In Use: 0; AST Temp Closed: 0 | 2 | 2 | 0 | 23938-073-005559 | UNITED GROUP LLC
33838 | Currently in Use |  | 1976-06-01 |  | Petroleum | Unleaded gasoline | Unleaded gasoline | Retail | Single Wall, Steel | Steel | Field installed cathodic protection |  | Fiberglass reinforced plastic, Single Wall |  |  |  | Catchment Basin, Single walled catchment basin | Flow Rest 90% Full | Flow Rest 90% Full |  |  | Continuous Automatic Tank Gauge |  | Automatic flow restrictor (MLLD) | Automatic flow restrictor (MLLD) |  |  | Annual line testing | Annual line testing |  | UST Currently In Use: 3; UST Temp Close: 0; AST Currently In Use: 0; AST Temp Closed: 0 | 3 | 0 | 0 | 25352-073-005560 | 5-WAY MINI MART INC
33839 | Currently in Use |  | 1976-06-01 |  | Petroleum | Unleaded gasoline | Unleaded gasoline | Retail | Single Wall, Steel | Steel | Field installed cathodic protection |  | Fiberglass reinforced plastic, Single Wall |  |  |  | Catchment Basin, Single walled catchment basin | Flow Rest 90% Full | Flow Rest 90% Full |  |  | Continuous Automatic Tank Gauge |  | Automatic flow restrictor (MLLD) | Automatic flow restrictor (MLLD) |  |  | Annual line testing | Annual line testing |  | UST Currently In Use: 3; UST Temp Close: 0; AST Currently In Use: 0; AST Temp Closed: 0 | 3 | 0 | 0 | 25352-073-005560 | 5-WAY MINI MART INC
33840 | Currently in Use |  | 1976-06-01 |  | Petroleum | Premium gasoline | Premium gasoline | Retail | Single Wall, Steel | Steel | Field installed cathodic protection |  | Fiberglass reinforced plastic, Single Wall |  |  |  | Catchment Basin, Single walled catchment basin | Flow Rest 90% Full | Flow Rest 90% Full |  |  | Continuous Automatic Tank Gauge |  | Automatic flow restrictor (MLLD) | Automatic flow restrictor (MLLD) |  |  | Annual line testing | Annual line testing |  | UST Currently In Use: 3; UST Temp Close: 0; AST Currently In Use: 0; AST Temp Closed: 0 | 3 | 0 | 0 | 25352-073-005560 | 5-WAY MINI MART INC
33841 | Permanently Closed | 1998-06-10 | 1973-01-01 | 1998-06-10 | Petroleum | Unleaded gasoline | Unleaded gasoline | Retail | Steel | Steel |  | Painted or None | Steel |  | 1901-01-01 |  | Catchment Basin, Single walled catchment basin | Flow Rest 90% Full | Flow Rest 90% Full |  |  | Statistical Inventory Reconciliation (SIR) | [8 empty] | UST Currently In Use: 0; UST Temp Close: 0; AST Currently In Use: 0; AST Temp Closed: 0 | 0 | 0 | 2 | 15201-073-005561 | VULCAN OIL COMPANY INC.
33842 | Permanently Closed | 1998-06-10 | 1973-01-01 | 1998-06-10 | Petroleum | Unleaded gasoline | Unleaded gasoline | Retail | Steel | Steel |  | Painted or None | Steel |  | 1901-01-01 |  | Catchment Basin, Single walled catchment basin | Flow Rest 90% Full | Flow Rest 90% Full |  |  | Statistical Inventory Reconciliation (SIR) | [8 empty] | UST Currently In Use: 0; UST Temp Close: 0; AST Currently In Use: 0; AST Temp Closed: 0 | 0 | 0 | 2 | 15201-073-005561 | VULCAN OIL COMPANY INC.
33843 | Currently in Use |  | 1973-01-01 |  | Petroleum | Unleaded gasoline | Unleaded gasoline | Retail | Single Wall, Steel, 2.5K/2.5K | Steel | Field installed cathodic protection |  | Fiberglass reinforced plastic, Single Wall |  |  |  | Catchment Basin, Single walled catchment basin | Automatic shutoff device At 95% full | Automatic shutoff device At 95% full |  |  | Statistical Inventory Reconciliation (SIR) |  | Automatic flow restrictor (MLLD) | Automatic flow restrictor (MLLD) |  |  | Statistical inventory reconciliation (SIR) | Statistical inventory reconciliation (SIR) |  | UST Currently In Use: 1; UST Temp Close: 2; AST Currently In Use: 0; AST Temp Closed: 0 | 1 | 2 | 0 | 25567-073-005562 | BASSAM RIASHI
33844 | Temporary Closed | 2019-04-01 | 1973-01-01 | 1901-01-01 | Petroleum | Unleaded gasoline | Unleaded gasoline |  | Single Wall, Steel | Steel | Field installed cathodic protection |  | Fiberglass reinforced plastic, Single Wall |  |  |  | Single walled catchment basin | Automatic shutoff device At 95% full | Automatic shutoff device At 95% full |  |  | Statistical Inventory Reconciliation (SIR) | [8 empty] | UST Currently In Use: 1; UST Temp Close: 2; AST Currently In Use: 0; AST Temp Closed: 0 | 1 | 2 | 0 | 25567-073-005562 | BASSAM RIASHI
33845 | Temporary Closed | 2021-04-28 | 1973-01-01 |  | Petroleum | Premium gasoline | Premium gasoline | Retail | Single Wall, Steel | Steel | Field installed cathodic protection |  | Fiberglass reinforced plastic, Single Wall |  |  |  | Catchment Basin, Single walled catchment basin | Automatic shutoff device At 95% full | Automatic shutoff device At 95% full |  |  | Statistical Inventory Reconciliation (SIR) |  | Automatic flow restrictor (MLLD) | Automatic flow restrictor (MLLD) |  |  | Statistical inventory reconciliation (SIR) | Statistical inventory reconciliation (SIR) |  | UST Currently In Use: 1; UST Temp Close: 2; AST Currently In Use: 0; AST Temp Closed: 0 | 1 | 2 | 0 | 25567-073-005562 | BASSAM RIASHI
33846 | Currently in Use |  | 1981-06-01 |  | Petroleum | Unleaded gasoline | Unleaded gasoline | Retail | Single Wall, Steel, 6K/4K | Steel | Field installed cathodic protection |  | Fiberglass reinforced plastic, Single Wall |  |  | Other, FLXS ISOLA | Catchment Basin, Single walled catchment basin | Automatic shutoff device At 95% full | Automatic shutoff device At 95% full |  |  | Continuous Automatic Tank Gauge |  | Automatic shutoff device (AELLD) | Automatic shutoff device (AELLD) | [5 empty] | UST Currently In Use: 2; UST Temp Close: 0; AST Currently In Use: 0; AST Temp Closed: 0 | 2 | 0 | 0 | 24259-073-005563 | CELESTIAL HOLDINGS LLC
33848 | Currently in Use |  | 1981-06-01 |  | Petroleum | Premium gasoline | Premium gasoline | Retail | Single Wall, Steel | Steel | Field installed cathodic protection |  | Fiberglass reinforced plastic, Single Wall |  |  | Other, FLXS ISOLA | Catchment Basin, Single walled catchment basin | Automatic shutoff device At 95% full | Automatic shutoff device At 95% full |  |  | Continuous Automatic Tank Gauge |  | Automatic shutoff device (AELLD) | Automatic shutoff device (AELLD) | [5 empty] | UST Currently In Use: 2; UST Temp Close: 0; AST Currently In Use: 0; AST Temp Closed: 0 | 2 | 0 | 0 | 24259-073-005563 | CELESTIAL HOLDINGS LLC
33849 | Permanently Closed | 1998-11-12 | 1979-06-01 | 2003-04-15 | Petroleum | Unleaded gasoline | Unleaded gasoline | Retail | Steel | Steel |  | Painted or None | Steel |  | 1901-01-01 | [6 empty] | Statistical Inventory Reconciliation (SIR) | [5 empty] | Annual line testing, Statistical inventory reconciliation (SIR) | Statistical inventory reconciliation (SIR) |  | UST Currently In Use: 2; UST Temp Close: 0; AST Currently In Use: 0; AST Temp Closed: 0 | 2 | 0 | 5 | 15201-073-005564 | VULCAN OIL COMPANY INC.
33850 | Permanently Closed | 1991-02-04 | 1969-06-01 | 1991-02-04 | Petroleum | Unleaded gasoline | Unleaded gasoline |  | Steel | Steel |  | Painted or None | Steel |  | 1901-01-01 | [15 empty] | UST Currently In Use: 2; UST Temp Close: 0; AST Currently In Use: 0; AST Temp Closed: 0 | 2 | 0 | 5 | 15201-073-005564 | VULCAN OIL COMPANY INC.
33851 | Permanently Closed | 1986-06-01 | 1969-06-01 | 1991-02-04 | Petroleum | Unleaded gasoline | Unleaded gasoline |  | Steel | Steel |  | Painted or None | Steel |  | 1901-01-01 | [15 empty] | UST Currently In Use: 2; UST Temp Close: 0; AST Currently In Use: 0; AST Temp Closed: 0 | 2 | 0 | 5 | 15201-073-005564 | VULCAN OIL COMPANY INC.
33852 | Permanently Closed | 1986-06-01 | 1969-06-01 | 1991-02-04 | Petroleum | Unleaded gasoline | Unleaded gasoline |  | Steel | Steel |  | Painted or None | Steel |  | 1901-01-01 | [15 empty] | UST Currently In Use: 2; UST Temp Close: 0; AST Currently In Use: 0; AST Temp Closed: 0 | 2 | 0 | 5 | 15201-073-005564 | VULCAN OIL COMPANY INC.
33853 | Permanently Closed | 2003-04-15 | 1981-02-18 | 2003-04-15 | Petroleum | Premium gasoline | Premium gasoline | Retail | Steel | Steel | Field installed cathodic protection |  | Steel |  | 1901-01-01 | Field installed cathodic protection | Catchment Basin, Single walled catchment basin | Automatic shutoff device At 95% full | Automatic shutoff device At 95% full |  |  | Statistical Inventory Reconciliation (SIR) | [5 empty] | Annual line testing, Statistical inventory reconciliation (SIR) | Statistical inventory reconciliation (SIR) |  | UST Currently In Use: 2; UST Temp Close: 0; AST Currently In Use: 0; AST Temp Closed: 0 | 2 | 0 | 5 | 15201-073-005564 | VULCAN OIL COMPANY INC.
33854 | Permanently Closed | 2007-07-24 | 1976-06-01 | 2007-07-24 | Petroleum | Unleaded gasoline | Unleaded gasoline | Retail | Steel | Steel | Field installed cathodic protection |  | Fiberglass reinforced plastic |  | 1901-01-01 |  | Catchment Basin, Single walled catchment basin | Flow Rest 90% Full | Flow Rest 90% Full |  |  | Automatic Tank Gauge | [8 empty] | UST Currently In Use: 0; UST Temp Close: 0; AST Currently In Use: 0; AST Temp Closed: 0 | 0 | 0 | 2 | 15201-073-005566 | VULCAN OIL COMPANY INC.
33855 | Permanently Closed | 2007-07-24 | 1976-06-01 | 2007-07-24 | Petroleum | Premium gasoline | Premium gasoline | Retail | Steel | Steel | Field installed cathodic protection |  | Fiberglass reinforced plastic |  | 1901-01-01 |  | Catchment Basin, Single walled catchment basin | Flow Rest 90% Full | Flow Rest 90% Full |  |  | Automatic Tank Gauge | [8 empty] | UST Currently In Use: 0; UST Temp Close: 0; AST Currently In Use: 0; AST Temp Closed: 0 | 0 | 0 | 2 | 15201-073-005566 | VULCAN OIL COMPANY INC.
33856 | Permanently Closed | 1901-01-01 | 1981-01-01 |  | Petroleum | Unleaded gasoline | Unleaded gasoline |  | Steel | Steel |  | Painted or None | Steel |  | 1901-01-01 | [15 empty] | UST Currently In Use: 0; UST Temp Close: 0; AST Currently In Use: 0; AST Temp Closed: 0 | 0 | 0 | 2 | 15201-073-005570 | VULCAN OIL COMPANY INC.
33857 | Permanently Closed | 1901-01-01 | 1981-01-01 |  | Petroleum | Unleaded gasoline | Unleaded gasoline |  | Steel | Steel |  | Painted or None | Steel |  | 1901-01-01 | [15 empty] | UST Currently In Use: 0; UST Temp Close: 0; AST Currently In Use: 0; AST Temp Closed: 0 | 0 | 0 | 2 | 15201-073-005570 | VULCAN OIL COMPANY INC.
33858 | Currently in Use |  | 1976-05-01 |  | Petroleum | Unleaded gasoline | Unleaded gasoline | Retail | Single Wall, Steel | Steel | Field installed cathodic protection |  | Single Wall, Steel |  | 1901-01-01 | Field installed cathodic protection | Catchment Basin, Single walled catchment basin | Automatic shutoff device At 95% full | Automatic shutoff device At 95% full |  |  | Automatic Tank Gauge | [8 empty] | UST Currently In Use: 3; UST Temp Close: 0; AST Currently In Use: 0; AST Temp Closed: 0 | 3 | 0 | 0 | 25057-073-005572 | FARES A. MAJAIDEA
33859 | Currently in Use |  | 1976-05-01 |  | Petroleum | Unleaded gasoline | Unleaded gasoline | Retail | Single Wall, Steel | Steel | Field installed cathodic protection |  | Single Wall, Steel |  | 1901-01-01 | Field installed cathodic protection | Catchment Basin, Single walled catchment basin | Automatic shutoff device At 95% full | Automatic shutoff device At 95% full |  |  | Automatic Tank Gauge | [8 empty] | UST Currently In Use: 3; UST Temp Close: 0; AST Currently In Use: 0; AST Temp Closed: 0 | 3 | 0 | 0 | 25057-073-005572 | FARES A. MAJAIDEA
33860 | Currently in Use |  | 1976-05-01 |  | Petroleum | Unleaded gasoline | Unleaded gasoline | Retail | Single Wall, Steel | Steel | Field installed cathodic protection |  | Single Wall, Steel |  | 1901-01-01 | Field installed cathodic protection | Catchment Basin, Single walled catchment basin | Automatic shutoff device At 95% full | Automatic shutoff device At 95% full |  |  | Automatic Tank Gauge | [8 empty] | UST Currently In Use: 3; UST Temp Close: 0; AST Currently In Use: 0; AST Temp Closed: 0 | 3 | 0 | 0 | 25057-073-005572 | FARES A. MAJAIDEA
33861 | Currently in Use |  | 1966-01-01 |  | Petroleum | Unleaded gasoline | Unleaded gasoline | Retail | Single Wall, Steel | Steel | Field installed cathodic protection, Interior lined (not allowed as a standalone method of corrosion protection) |  | Single Wall, Steel |  |  | Field installed cathodic protection | Catchment Basin, Single walled catchment basin | Automatic shutoff device At 95% full, Flow Rest 90% Full | Flow Rest 90% Full |  |  | Continuous Automatic Tank Gauge |  | Automatic flow restrictor (MLLD) | Automatic flow restrictor (MLLD) |  |  | Annual line testing | Annual line testing |  | UST Currently In Use: 3; UST Temp Close: 0; AST Currently In Use: 0; AST Temp Closed: 0 | 3 | 0 | 0 | 15201-073-005580 | VULCAN OIL COMPANY INC.
33862 | Currently in Use |  | 1966-01-01 |  | Petroleum | Premium gasoline | Premium gasoline | Retail | Single Wall, Steel | Steel | Field installed cathodic protection, Interior lined (not allowed as a standalone method of corrosion protection) |  | Single Wall, Steel |  |  | Field installed cathodic protection, 07 01 96 i | Catchment Basin, Single walled catchment basin | Automatic shutoff device At 95% full, Flow Rest 90% Full | Flow Rest 90% Full |  |  | Continuous Automatic Tank Gauge |  | Automatic flow restrictor (MLLD) | Automatic flow restrictor (MLLD) |  |  | Annual line testing | Annual line testing |  | UST Currently In Use: 3; UST Temp Close: 0; AST Currently In Use: 0; AST Temp Closed: 0 | 3 | 0 | 0 | 15201-073-005580 | VULCAN OIL COMPANY INC.
33863 | Permanently Closed | 2004-09-22 | 1969-06-01 | 2004-09-22 | Petroleum | Unleaded gasoline | Unleaded gasoline | Retail | Steel | Steel | Field installed cathodic protection, Interior lined (not allowed as a standalone method of corrosion protection) |  | Fiberglass reinforced plastic |  | 1901-01-01 | Field installed cathodic protection, None | Catchment Basin, Single walled catchment basin | Flow Rest 90% Full | Flow Rest 90% Full |  |  | Statistical Inventory Reconciliation (SIR) | [5 empty] | Annual line testing, Statistical inventory reconciliation (SIR) | Statistical inventory reconciliation (SIR) |  | UST Currently In Use: 2; UST Temp Close: 0; AST Currently In Use: 0; AST Temp Closed: 0 | 2 | 0 | 3 | 15201-073-005595 | VULCAN OIL COMPANY INC.
33864 | Permanently Closed | 2004-09-22 | 1969-06-01 | 2004-09-22 | Petroleum | Mid-grade gasoline | Mid-grade gasoline | Retail | Steel | Steel | Field installed cathodic protection, Interior lined (not allowed as a standalone method of corrosion protection) |  | Fiberglass reinforced plastic |  | 1901-01-01 | Field installed cathodic protection, None | Catchment Basin, Single walled catchment basin | Flow Rest 90% Full | Flow Rest 90% Full |  |  | Statistical Inventory Reconciliation (SIR) | [5 empty] | Annual line testing, Statistical inventory reconciliation (SIR) | Statistical inventory reconciliation (SIR) |  | UST Currently In Use: 2; UST Temp Close: 0; AST Currently In Use: 0; AST Temp Closed: 0 | 2 | 0 | 3 | 15201-073-005595 | VULCAN OIL COMPANY INC.
33865 | Permanently Closed | 2004-09-22 | 1969-06-01 | 2004-09-22 | Petroleum | Premium gasoline | Premium gasoline | Retail | Steel | Steel | Field installed cathodic protection, Interior lined (not allowed as a standalone method of corrosion protection) |  | Fiberglass reinforced plastic |  | 1901-01-01 | Field installed cathodic protection, None | Catchment Basin, Single walled catchment basin | Flow Rest 90% Full | Flow Rest 90% Full |  |  | Statistical Inventory Reconciliation (SIR) | [5 empty] | Annual line testing, Statistical inventory reconciliation (SIR) | Statistical inventory reconciliation (SIR) |  | UST Currently In Use: 2; UST Temp Close: 0; AST Currently In Use: 0; AST Temp Closed: 0 | 2 | 0 | 3 | 15201-073-005595 | VULCAN OIL COMPANY INC.
33866 | Permanently Closed | 1991-01-09 | 1966-01-01 | 1991-01-09 | Petroleum | Unleaded gasoline | Unleaded gasoline |  | Steel | Steel |  | Painted or None | Steel |  | 1901-01-01 | [15 empty] | UST Currently In Use: 2; UST Temp Close: 0; AST Currently In Use: 0; AST Temp Closed: 0 | 2 | 0 | 3 | 25134-073-005597 | LAKEVIEW FUEL, LLC
33867 | Permanently Closed | 1991-01-09 | 1966-01-01 | 1991-01-09 | Petroleum | Unleaded gasoline | Unleaded gasoline |  | Steel | Steel |  | Painted or None | Steel |  | 1901-01-01 | [15 empty] | UST Currently In Use: 2; UST Temp Close: 0; AST Currently In Use: 0; AST Temp Closed: 0 | 2 | 0 | 3 | 25134-073-005597 | LAKEVIEW FUEL, LLC
33868 | Permanently Closed | 1991-01-09 | 1966-01-01 | 1991-01-09 | Petroleum | Unleaded gasoline | Unleaded gasoline |  | Steel | Steel |  | Painted or None | Steel |  | 1901-01-01 | [15 empty] | UST Currently In Use: 2; UST Temp Close: 0; AST Currently In Use: 0; AST Temp Closed: 0 | 2 | 0 | 3 | 25134-073-005597 | LAKEVIEW FUEL, LLC
33869 | Currently in Use |  | 1985-06-01 |  | Petroleum | Unleaded gasoline | Unleaded gasoline | Bulk facility | Single Wall, Steel | Steel | Field installed cathodic protection |  | Single Wall, Steel |  |  | Field installed cathodic protection | Catchment Basin, Single walled catchment basin | Automatic shutoff device At 95% full | Automatic shutoff device At 95% full |  |  | Automatic Tank Gauge | [8 empty] | UST Currently In Use: 2; UST Temp Close: 0; AST Currently In Use: 0; AST Temp Closed: 0 | 2 | 0 | 3 | 15201-073-005607 | VULCAN OIL COMPANY INC.
33870 | Currently in Use |  | 1985-06-01 |  | Petroleum | On road diesel | On road diesel | Industrial | Single Wall, Steel | Steel | Field installed cathodic protection |  | Single Wall, Steel |  |  | Field installed cathodic protection | Catchment Basin, Single walled catchment basin | Automatic shutoff device At 95% full | Automatic shutoff device At 95% full |  |  | Automatic Tank Gauge | [8 empty] | UST Currently In Use: 2; UST Temp Close: 0; AST Currently In Use: 0; AST Temp Closed: 0 | 2 | 0 | 3 | 15201-073-005607 | VULCAN OIL COMPANY INC.
33871 | Permanently Closed | 1991-01-16 | 1966-01-01 |  | Petroleum | Unleaded gasoline | Unleaded gasoline |  | Steel | Steel |  | Painted or None | Steel |  | 1901-01-01 | [15 empty] | UST Currently In Use: 0; UST Temp Close: 0; AST Currently In Use: 0; AST Temp Closed: 0 | 0 | 0 | 2 | 15201-073-005608 | VULCAN OIL COMPANY INC.
33872 | Permanently Closed | 1991-01-16 | 1966-01-01 |  | Petroleum | Unleaded gasoline | Unleaded gasoline |  | Steel | Steel |  | Painted or None | Steel |  | 1901-01-01 | [15 empty] | UST Currently In Use: 0; UST Temp Close: 0; AST Currently In Use: 0; AST Temp Closed: 0 | 0 | 0 | 2 | 15201-073-005608 | VULCAN OIL COMPANY INC.
33873 | Permanently Closed | 1999-02-17 | 1968-01-01 | 1999-02-17 | Petroleum | Unleaded gasoline | Unleaded gasoline |  | Steel | Steel |  | Painted or None | Steel |  | 1901-01-01 | [6 empty] | Statistical Inventory Reconciliation (SIR) | [8 empty] | UST Currently In Use: 2; UST Temp Close: 0; AST Currently In Use: 0; AST Temp Closed: 0 | 2 | 0 | 7 | 22340-073-011273 | MOHMOOD M SHABANI
33874 | Permanently Closed | 1999-02-17 | 1968-01-01 | 1999-02-17 | Petroleum | Unleaded gasoline | Unleaded gasoline |  | Steel | Steel |  | Painted or None | Steel |  | 1901-01-01 | [6 empty] | Statistical Inventory Reconciliation (SIR) | [8 empty] | UST Currently In Use: 2; UST Temp Close: 0; AST Currently In Use: 0; AST Temp Closed: 0 | 2 | 0 | 7 | 22340-073-011273 | MOHMOOD M SHABANI
33875 | Permanently Closed | 1999-02-17 | 1968-01-01 | 1999-02-17 | Petroleum | Unleaded gasoline | Unleaded gasoline |  | Steel | Steel |  | Painted or None | Steel |  | 1901-01-01 | [6 empty] | Statistical Inventory Reconciliation (SIR) | [8 empty] | UST Currently In Use: 2; UST Temp Close: 0; AST Currently In Use: 0; AST Temp Closed: 0 | 2 | 0 | 7 | 22340-073-011273 | MOHMOOD M SHABANI
33876 | Permanently Closed | 1999-02-17 | 1968-01-01 | 1999-02-17 | Petroleum | Unleaded gasoline | Unleaded gasoline |  | Steel | Steel |  | Painted or None | Steel |  | 1901-01-01 | [6 empty] | Statistical Inventory Reconciliation (SIR) | [8 empty] | UST Currently In Use: 2; UST Temp Close: 0; AST Currently In Use: 0; AST Temp Closed: 0 | 2 | 0 | 7 | 22340-073-011273 | MOHMOOD M SHABANI
33877 | Permanently Closed | 1997-01-01 | 1968-01-01 | 1999-02-17 | Petroleum | Unleaded gasoline | Unleaded gasoline |  | Steel | Steel |  | Painted or None | Steel |  | 1901-01-01 | [15 empty] | UST Currently In Use: 2; UST Temp Close: 0; AST Currently In Use: 0; AST Temp Closed: 0 | 2 | 0 | 7 | 22340-073-011273 | MOHMOOD M SHABANI
33878 | Permanently Closed | 1999-02-17 | 1983-01-01 | 1999-02-17 | Petroleum | Unleaded gasoline | Unleaded gasoline |  | Steel | Steel |  | Painted or None | Steel |  | 1901-01-01 | [6 empty] | Statistical Inventory Reconciliation (SIR) | [8 empty] | UST Currently In Use: 2; UST Temp Close: 0; AST Currently In Use: 0; AST Temp Closed: 0 | 2 | 0 | 7 | 22340-073-011273 | MOHMOOD M SHABANI
33879 | Permanently Closed | 1999-02-17 | 1983-01-01 | 1999-02-17 | Petroleum | Unleaded gasoline | Unleaded gasoline |  | Steel | Steel |  | Painted or None | Steel |  | 1901-01-01 | [6 empty] | Statistical Inventory Reconciliation (SIR) | [8 empty] | UST Currently In Use: 2; UST Temp Close: 0; AST Currently In Use: 0; AST Temp Closed: 0 | 2 | 0 | 7 | 22340-073-011273 | MOHMOOD M SHABANI
33880 | Permanently Closed | 1995-07-01 | 1976-01-01 | 1995-07-28 | Petroleum | Unleaded gasoline | Unleaded gasoline |  | Steel | Steel |  | Painted or None | Steel |  | 1901-01-01 | [15 empty] | UST Currently In Use: 0; UST Temp Close: 0; AST Currently In Use: 0; AST Temp Closed: 0 | 0 | 0 | 6 | 15201-077-009749 | VULCAN OIL COMPANY INC.
33881 | Permanently Closed | 1995-07-01 | 1976-01-01 | 1995-07-28 | Petroleum | Unleaded gasoline | Unleaded gasoline |  | Steel | Steel |  | Painted or None | Steel |  | 1901-01-01 | [15 empty] | UST Currently In Use: 0; UST Temp Close: 0; AST Currently In Use: 0; AST Temp Closed: 0 | 0 | 0 | 6 | 15201-077-009749 | VULCAN OIL COMPANY INC.
33882 | Permanently Closed | 1995-07-01 | 1976-01-01 | 1995-07-28 | Petroleum | Unleaded gasoline | Unleaded gasoline |  | Steel | Steel |  | Painted or None | Steel |  | 1901-01-01 | [15 empty] | UST Currently In Use: 0; UST Temp Close: 0; AST Currently In Use: 0; AST Temp Closed: 0 | 0 | 0 | 6 | 15201-077-009749 | VULCAN OIL COMPANY INC.
33883 | Permanently Closed | 1995-07-01 | 1981-01-01 | 1995-07-28 | Petroleum | On road diesel | On road diesel |  | Steel | Steel |  | Painted or None | Steel |  | 1901-01-01 | [15 empty] | UST Currently In Use: 0; UST Temp Close: 0; AST Currently In Use: 0; AST Temp Closed: 0 | 0 | 0 | 6 | 15201-077-009749 | VULCAN OIL COMPANY INC.
33884 | Permanently Closed | 1995-07-01 | 1981-01-01 | 1995-07-28 | Petroleum | Kerosene | Kerosene |  | Steel | Steel |  | Painted or None | Steel |  | 1901-01-01 | [15 empty] | UST Currently In Use: 0; UST Temp Close: 0; AST Currently In Use: 0; AST Temp Closed: 0 | 0 | 0 | 6 | 15201-077-009749 | VULCAN OIL COMPANY INC.
33885 | Permanently Closed | 1995-07-01 | 1981-01-01 | 1995-07-28 | Petroleum | Unleaded gasoline | Unleaded gasoline |  | Steel | Steel |  | Painted or None | Steel |  | 1901-01-01 | [15 empty] | UST Currently In Use: 0; UST Temp Close: 0; AST Currently In Use: 0; AST Temp Closed: 0 | 0 | 0 | 6 | 15201-077-009749 | VULCAN OIL COMPANY INC.
33886 | Currently in Use |  | 1982-01-01 |  | Petroleum | Unleaded gasoline | Unleaded gasoline | Retail | Single Wall, Steel | Steel | Field installed cathodic protection |  | Fiberglass reinforced plastic, Single Wall |  | 1901-01-01 |  | Catchment Basin, Single walled catchment basin | Automatic shutoff device At 95% full | Automatic shutoff device At 95% full |  |  | Continuous Automatic Tank Gauge | Single walled submersible pump containment sump | Automatic flow restrictor (MLLD) | Automatic flow restrictor (MLLD) |  |  | Annual line testing | Annual line testing |  | UST Currently In Use: 4; UST Temp Close: 0; AST Currently In Use: 0; AST Temp Closed: 0 | 4 | 0 | 0 | 25622-077-011274 | KALPESH PATEL
33888 | Currently in Use |  | 1982-01-01 |  | Petroleum | Premium gasoline | Premium gasoline | Retail | Single Wall, Steel | Steel | Field installed cathodic protection |  | Fiberglass reinforced plastic, Single Wall |  | 1901-01-01 |  | Catchment Basin, Single walled catchment basin | Automatic shutoff device At 95% full | Automatic shutoff device At 95% full |  |  | Continuous Automatic Tank Gauge | Single walled submersible pump containment sump | Automatic flow restrictor (MLLD) | Automatic flow restrictor (MLLD) |  |  | Annual line testing | Annual line testing |  | UST Currently In Use: 4; UST Temp Close: 0; AST Currently In Use: 0; AST Temp Closed: 0 | 4 | 0 | 0 | 25622-077-011274 | KALPESH PATEL
33890 | Currently in Use |  | 1982-01-01 |  | Petroleum | Unleaded gasoline | Unleaded gasoline | Retail | Single Wall, Steel | Steel | Field installed cathodic protection |  | Fiberglass reinforced plastic, Single Wall |  | 1901-01-01 |  | Catchment Basin, Single walled catchment basin | Automatic shutoff device At 95% full | Automatic shutoff device At 95% full |  |  | Continuous Automatic Tank Gauge | Direct Bury submersible pump | [7 empty] | UST Currently In Use: 4; UST Temp Close: 0; AST Currently In Use: 0; AST Temp Closed: 0 | 4 | 0 | 0 | 25622-077-011274 | KALPESH PATEL
33891 | Currently in Use |  | 1989-10-15 |  | Petroleum | On road diesel | On road diesel | Retail | Single Wall, Steel | Steel | Coated & cathodic protection (sti-P3), Field installed cathodic protection |  | Fiberglass reinforced plastic, Single Wall |  | 1901-01-01 |  | Catchment Basin, Single walled catchment basin | Automatic shutoff device At 95% full | Automatic shutoff device At 95% full |  |  | Continuous Automatic Tank Gauge | Direct Bury submersible pump | [7 empty] | UST Currently In Use: 4; UST Temp Close: 0; AST Currently In Use: 0; AST Temp Closed: 0 | 4 | 0 | 0 | 25622-077-011274 | KALPESH PATEL
33892 | Permanently Closed | 2008-03-21 | 1986-01-01 | 2008-03-21 | Petroleum | Mid-grade gasoline | Mid-grade gasoline | Retail | Steel | Steel | Field installed cathodic protection |  | Steel |  | 1901-01-01 | Field installed cathodic protection | Catchment Basin, Single walled catchment basin | Flow Rest 90% Full | Flow Rest 90% Full |  |  | Statistical Inventory Reconciliation (SIR) | [5 empty] | Statistical inventory reconciliation (SIR) | Statistical inventory reconciliation (SIR) |  | UST Currently In Use: 2; UST Temp Close: 0; AST Currently In Use: 0; AST Temp Closed: 0 | 2 | 0 | 5 | 11661-077-013341 | EDWARDS OIL COMPANY
33893 | Permanently Closed | 2008-03-21 | 1986-01-01 | 2008-03-21 | Petroleum | Premium gasoline | Premium gasoline | Retail | Steel | Steel | Field installed cathodic protection |  | Steel |  | 1901-01-01 | Field installed cathodic protection | Catchment Basin, Single walled catchment basin | Flow Rest 90% Full | Flow Rest 90% Full |  |  | Statistical Inventory Reconciliation (SIR) | [5 empty] | Statistical inventory reconciliation (SIR) | Statistical inventory reconciliation (SIR) |  | UST Currently In Use: 2; UST Temp Close: 0; AST Currently In Use: 0; AST Temp Closed: 0 | 2 | 0 | 5 | 11661-077-013341 | EDWARDS OIL COMPANY
33894 | Permanently Closed | 2008-03-21 | 1986-01-01 | 2008-03-21 | Petroleum | Unleaded gasoline | Unleaded gasoline | Retail | Steel | Steel | Field installed cathodic protection |  | Steel |  | 1901-01-01 | Field installed cathodic protection | Catchment Basin, Single walled catchment basin | Flow Rest 90% Full | Flow Rest 90% Full |  |  | Statistical Inventory Reconciliation (SIR) | [5 empty] | Statistical inventory reconciliation (SIR) | Statistical inventory reconciliation (SIR) |  | UST Currently In Use: 2; UST Temp Close: 0; AST Currently In Use: 0; AST Temp Closed: 0 | 2 | 0 | 5 | 11661-077-013341 | EDWARDS OIL COMPANY
33895 | Permanently Closed | 2008-03-21 | 1986-01-01 | 2008-03-21 | Petroleum | Kerosene | Kerosene | Retail | Steel | Steel | Field installed cathodic protection |  | Steel |  | 1901-01-01 | Field installed cathodic protection | Catchment Basin, Single walled catchment basin | Flow Rest 90% Full | Flow Rest 90% Full |  |  | Statistical Inventory Reconciliation (SIR) | [8 empty] | UST Currently In Use: 2; UST Temp Close: 0; AST Currently In Use: 0; AST Temp Closed: 0 | 2 | 0 | 5 | 11661-077-013341 | EDWARDS OIL COMPANY
33896 | Permanently Closed | 2003-12-31 | 1986-01-01 | 1999-10-13 | Petroleum | On road diesel | On road diesel | Retail | Steel | Steel | Field installed cathodic protection |  | Steel |  | 1901-01-01 | Field installed cathodic protection | Catchment Basin, Single walled catchment basin | Flow Rest 90% Full | Flow Rest 90% Full |  |  | Statistical Inventory Reconciliation (SIR) | [8 empty] | UST Currently In Use: 2; UST Temp Close: 0; AST Currently In Use: 0; AST Temp Closed: 0 | 2 | 0 | 5 | 11661-077-013341 | EDWARDS OIL COMPANY
33897 | Currently in Use |  | 1989-01-01 |  | Petroleum | Unleaded gasoline | Unleaded gasoline | Retail | Fiberglass reinforced plastic, Single Wall | Single Wall |  |  | Fiberglass reinforced plastic, Single Wall |  | 1901-01-01 |  | Catchment Basin, Single walled catchment basin | Automatic shutoff device At 95% full, Flow Rest 90% Full | Flow Rest 90% Full |  |  | Continuous Automatic Tank Gauge | Direct Bury submersible pump | Automatic shutoff device (AELLD) | Automatic shutoff device (AELLD) | [5 empty] | UST Currently In Use: 4; UST Temp Close: 0; AST Currently In Use: 0; AST Temp Closed: 0 | 4 | 0 | 0 | 25312-077-014067 | SHIVEN MANAGEMENT INC
33898 | Currently in Use |  | 1989-01-01 |  | Petroleum | Unleaded gasoline | Unleaded gasoline | Retail | Fiberglass reinforced plastic, Single Wall | Single Wall |  |  | Fiberglass reinforced plastic, Single Wall |  | 1901-01-01 |  | Catchment Basin, Single walled catchment basin | Automatic shutoff device At 95% full, Flow Rest 90% Full | Flow Rest 90% Full |  |  | Continuous Automatic Tank Gauge | Direct Bury submersible pump | Automatic shutoff device (AELLD) | Automatic shutoff device (AELLD) | [5 empty] | UST Currently In Use: 4; UST Temp Close: 0; AST Currently In Use: 0; AST Temp Closed: 0 | 4 | 0 | 0 | 25312-077-014067 | SHIVEN MANAGEMENT INC
33899 | Currently in Use |  | 1989-01-01 |  | Petroleum | Premium gasoline | Premium gasoline | Retail | Fiberglass reinforced plastic, Single Wall | Single Wall |  |  | Fiberglass reinforced plastic, Single Wall |  | 1901-01-01 |  | Catchment Basin, Single walled catchment basin | Automatic shutoff device At 95% full, Flow Rest 90% Full | Flow Rest 90% Full |  |  | Continuous Automatic Tank Gauge | Direct Bury submersible pump | Automatic shutoff device (AELLD) | Automatic shutoff device (AELLD) | [5 empty] | UST Currently In Use: 4; UST Temp Close: 0; AST Currently In Use: 0; AST Temp Closed: 0 | 4 | 0 | 0 | 25312-077-014067 | SHIVEN MANAGEMENT INC
33900 | Currently in Use |  | 1989-01-01 |  | Petroleum | On road diesel | On road diesel | Retail | Fiberglass reinforced plastic, Single Wall | Single Wall |  |  | Fiberglass reinforced plastic, Single Wall |  | 1901-01-01 |  | Catchment Basin, Single walled catchment basin | Automatic shutoff device At 95% full, Flow Rest 90% Full | Flow Rest 90% Full |  |  | Continuous Automatic Tank Gauge | Direct Bury submersible pump | Automatic shutoff device (AELLD) | Automatic shutoff device (AELLD) | [5 empty] | UST Currently In Use: 4; UST Temp Close: 0; AST Currently In Use: 0; AST Temp Closed: 0 | 4 | 0 | 0 | 25312-077-014067 | SHIVEN MANAGEMENT INC
33901 | Currently in Use |  | 1988-01-01 |  | Petroleum | Unleaded gasoline | Unleaded gasoline | Retail | Single Wall, Steel | Steel | Coated & cathodic protection (sti-P3) |  | Double Wall, Fiberglass reinforced plastic |  |  |  | Catchment Basin, Single walled catchment basin | Automatic shutoff device At 95% full | Automatic shutoff device At 95% full |  |  | Automatic Tank Gauge | Direct Bury submersible pump | Other, MANIF TO02 | Other |  |  | Other, MANIF TO02 | Other |  | UST Currently In Use: 4; UST Temp Close: 0; AST Currently In Use: 1; AST Temp Closed: 0 | 4 | 0 | 0 | 15201-079-006603 | VULCAN OIL COMPANY INC.
33902 | Currently in Use |  | 1988-01-01 |  | Petroleum | Unleaded gasoline | Unleaded gasoline | Retail | Single Wall, Steel | Steel | Coated & cathodic protection (sti-P3) |  | Double Wall, Fiberglass reinforced plastic |  |  |  | Catchment Basin, Single walled catchment basin | Automatic shutoff device At 95% full | Automatic shutoff device At 95% full |  |  | Automatic Tank Gauge | Single walled submersible pump containment sump | Automatic shutoff device (AELLD), Containment Sump, MANIF TO01 | Containment Sump | Interstitial Monitoring within Secondary Containment |  | Other, MANIF TO01 | Other |  | UST Currently In Use: 4; UST Temp Close: 0; AST Currently In Use: 1; AST Temp Closed: 0 | 4 | 0 | 0 | 15201-079-006603 | VULCAN OIL COMPANY INC.
33903 | Currently in Use |  | 1988-01-01 |  | Petroleum | Premium gasoline | Premium gasoline | Retail | Single Wall, Steel | Steel | Coated & cathodic protection (sti-P3) |  | Double Wall, Fiberglass reinforced plastic |  |  |  | Catchment Basin, Single walled catchment basin | Automatic shutoff device At 95% full | Automatic shutoff device At 95% full |  |  | Automatic Tank Gauge | Single walled submersible pump containment sump | Automatic shutoff device (AELLD), Containment Sump | Containment Sump | Interstitial Monitoring within Secondary Containment | SENSOR TO ATG |  |  |  | UST Currently In Use: 4; UST Temp Close: 0; AST Currently In Use: 1; AST Temp Closed: 0 | 4 | 0 | 0 | 15201-079-006603 | VULCAN OIL COMPANY INC.
33904 | Currently in Use |  | 1988-01-01 |  | Petroleum | On road diesel | On road diesel | Retail | Single Wall, Steel | Steel | Coated & cathodic protection (sti-P3) |  | Fiberglass reinforced plastic, Single Wall |  |  |  | Catchment Basin, Single walled catchment basin | Automatic shutoff device At 95% full | Automatic shutoff device At 95% full |  |  | Automatic Tank Gauge | [8 empty] | UST Currently In Use: 4; UST Temp Close: 0; AST Currently In Use: 1; AST Temp Closed: 0 | 4 | 0 | 0 | 15201-079-006603 | VULCAN OIL COMPANY INC.
33905 | Currently in Use | 2020-04-05 | 1986-01-01 |  | Petroleum | Unleaded gasoline | Unleaded gasoline | Retail | Single Wall, Steel | Steel | Coated & cathodic protection (sti-P3) |  | Double Wall, Fiberglass reinforced plastic |  | 2013-08-01 | Other, FLXS ISOLA | Catchment Basin, Single walled catchment basin | Automatic shutoff device At 95% full | Automatic shutoff device At 95% full |  |  | Continuous Automatic Tank Gauge |  | Automatic shutoff device (AELLD), Containment Sump, MANIF TO06 | Containment Sump | Interstitial Monitoring within Secondary Containment | SENSOR TO ATG | Other, MANIF TO06 | Other |  | UST Currently In Use: 5; UST Temp Close: 0; AST Currently In Use: 1; AST Temp Closed: 0 | 5 | 0 | 0 | 15201-079-013345 | VULCAN OIL COMPANY INC.
33906 | Currently in Use | 2020-04-05 | 1986-01-01 |  | Petroleum | Unleaded gasoline | Unleaded gasoline | Retail | Single Wall, Steel | Steel | Coated & cathodic protection (sti-P3) |  | Double Wall, Fiberglass reinforced plastic |  | 2013-08-01 | Other, FLXS ISOLA | Catchment Basin, Single walled catchment basin | Automatic shutoff device At 95% full | Automatic shutoff device At 95% full |  |  | Continuous Automatic Tank Gauge |  | Other, MANIF TO05 | Other |  |  | Other, MANIF TO05 | Other |  | UST Currently In Use: 5; UST Temp Close: 0; AST Currently In Use: 1; AST Temp Closed: 0 | 5 | 0 | 0 | 15201-079-013345 | VULCAN OIL COMPANY INC.
33907 | Currently in Use | 2020-04-05 | 1986-01-01 |  | Petroleum | Premium gasoline | Premium gasoline | Retail | Single Wall, Steel | Steel | Coated & cathodic protection (sti-P3) |  | Double Wall, Fiberglass reinforced plastic |  | 2013-08-01 | Other, FLXS ISOLA | Catchment Basin, Single walled catchment basin | Automatic shutoff device At 95% full | Automatic shutoff device At 95% full |  |  | Continuous Automatic Tank Gauge |  | Automatic shutoff device (AELLD), Containment Sump | Containment Sump | Interstitial Monitoring within Secondary Containment | SENSOR TO ATG |  |  |  | UST Currently In Use: 5; UST Temp Close: 0; AST Currently In Use: 1; AST Temp Closed: 0 | 5 | 0 | 0 | 15201-079-013345 | VULCAN OIL COMPANY INC.
33908 | Currently in Use | 2020-04-05 | 1986-01-01 |  | Petroleum | On road diesel | On road diesel | Retail | Single Wall, Steel | Steel | Coated & cathodic protection (sti-P3) |  | Double Wall, Fiberglass reinforced plastic |  | 2013-08-01 | Other, FLXS ISOLA | Catchment Basin, Single walled catchment basin | Automatic shutoff device At 95% full | Automatic shutoff device At 95% full |  |  | Continuous Automatic Tank Gauge |  | Automatic shutoff device (AELLD), Containment Sump | Containment Sump | Interstitial Monitoring within Secondary Containment | SENSOR TO ATG |  |  |  | UST Currently In Use: 5; UST Temp Close: 0; AST Currently In Use: 1; AST Temp Closed: 0 | 5 | 0 | 0 | 15201-079-013345 | VULCAN OIL COMPANY INC.
33909 | Currently in Use | 2020-04-05 | 1986-01-01 |  | Petroleum | On road diesel | On road diesel | Retail | Steel | Steel | Coated & cathodic protection (sti-P3) |  | Fiberglass reinforced plastic, Single Wall |  | 2013-08-01 | Other, FLXS ISOLA | Catchment Basin, Single walled catchment basin | Automatic shutoff device At 95% full | Automatic shutoff device At 95% full |  |  | Continuous Automatic Tank Gauge |  | Other, MANIFOLDED | Other |  |  | Other, MANIFOLDED | Other |  | UST Currently In Use: 5; UST Temp Close: 0; AST Currently In Use: 1; AST Temp Closed: 0 | 5 | 0 | 0 | 15201-079-013345 | VULCAN OIL COMPANY INC.
33910 | Permanently Closed | 2014-01-01 | 1971-01-01 | 2014-02-19 | Petroleum | Mid-grade gasoline | Mid-grade gasoline | Retail | Steel | Steel | Field installed cathodic protection |  | Steel |  |  | Field installed cathodic protection | Catchment Basin, Single walled catchment basin | Automatic shutoff device At 95% full, Flow Rest 90% Full | Flow Rest 90% Full |  |  | Statistical Inventory Reconciliation (SIR) | [8 empty] | UST Currently In Use: 0; UST Temp Close: 0; AST Currently In Use: 0; AST Temp Closed: 0 | 0 | 0 | 6 | 15201-083-009324 | VULCAN OIL COMPANY INC.
33911 | Permanently Closed | 2014-01-01 | 1971-01-01 | 2014-02-19 | Petroleum | Premium gasoline | Premium gasoline | Retail | Steel | Steel | Field installed cathodic protection |  | Steel |  |  | Field installed cathodic protection | Catchment Basin, Single walled catchment basin | Automatic shutoff device At 95% full, Flow Rest 90% Full | Flow Rest 90% Full |  |  | Statistical Inventory Reconciliation (SIR) | [8 empty] | UST Currently In Use: 0; UST Temp Close: 0; AST Currently In Use: 0; AST Temp Closed: 0 | 0 | 0 | 6 | 15201-083-009324 | VULCAN OIL COMPANY INC.
33912 | Permanently Closed | 1901-01-01 | 1979-01-01 | 1988-01-01 | Petroleum | Kerosene | Kerosene | Retail | Steel | Steel |  | Painted or None | Steel |  | 1901-01-01 |  | Catchment Basin, Single walled catchment basin | Flow Rest 90% Full | Flow Rest 90% Full |  |  | Statistical Inventory Reconciliation (SIR) | [8 empty] | UST Currently In Use: 0; UST Temp Close: 0; AST Currently In Use: 0; AST Temp Closed: 0 | 0 | 0 | 6 | 15201-083-009324 | VULCAN OIL COMPANY INC.
33913 | Permanently Closed | 2014-01-01 | 1985-01-01 | 2014-02-19 | Petroleum | Unleaded gasoline | Unleaded gasoline | Retail | Steel | Steel | Coated & cathodic protection (sti-P3), Field installed cathodic protection |  | Steel |  |  | Field installed cathodic protection | Catchment Basin, Single walled catchment basin | Automatic shutoff device At 95% full, Flow Rest 90% Full | Flow Rest 90% Full |  |  | Statistical Inventory Reconciliation (SIR) | [8 empty] | UST Currently In Use: 0; UST Temp Close: 0; AST Currently In Use: 0; AST Temp Closed: 0 | 0 | 0 | 6 | 15201-083-009324 | VULCAN OIL COMPANY INC.
33914 | Permanently Closed | 2014-01-01 | 1985-01-01 | 2014-02-19 | Petroleum | On road diesel | On road diesel | Retail | Steel | Steel | Coated & cathodic protection (sti-P3), Field installed cathodic protection |  | Steel |  |  | Field installed cathodic protection | Catchment Basin, Single walled catchment basin | Flow Rest 90% Full | Flow Rest 90% Full |  |  | Statistical Inventory Reconciliation (SIR) | [8 empty] | UST Currently In Use: 0; UST Temp Close: 0; AST Currently In Use: 0; AST Temp Closed: 0 | 0 | 0 | 6 | 15201-083-009324 | VULCAN OIL COMPANY INC.
33915 | Permanently Closed | 2014-01-01 | 1985-01-01 | 2014-02-19 | Petroleum | On road diesel | On road diesel | Retail | Steel | Steel | Coated & cathodic protection (sti-P3), Field installed cathodic protection |  | Steel |  |  | Field installed cathodic protection | Catchment Basin, Single walled catchment basin | Automatic shutoff device At 95% full, Flow Rest 90% Full | Flow Rest 90% Full |  |  | Statistical Inventory Reconciliation (SIR) | [8 empty] | UST Currently In Use: 0; UST Temp Close: 0; AST Currently In Use: 0; AST Temp Closed: 0 | 0 | 0 | 6 | 15201-083-009324 | VULCAN OIL COMPANY INC.
33916 | Permanently Closed | 2001-07-11 | 1971-01-01 | 2001-07-11 | Petroleum | Mid-grade gasoline | Mid-grade gasoline |  | Steel | Steel |  | Painted or None | Steel |  | 1901-01-01 |  | Catchment Basin, Single walled catchment basin | Automatic shutoff device At 95% full | Automatic shutoff device At 95% full |  |  | Statistical Inventory Reconciliation (SIR) | [8 empty] | UST Currently In Use: 0; UST Temp Close: 0; AST Currently In Use: 0; AST Temp Closed: 0 | 0 | 0 | 3 | 15201-083-009752 | VULCAN OIL COMPANY INC.
33917 | Permanently Closed | 2001-08-14 | 1971-01-01 |  | Petroleum | Premium gasoline | Premium gasoline | Retail | Steel | Steel |  | Painted or None | Steel |  | 1901-01-01 |  | Catchment Basin, Single walled catchment basin | Automatic shutoff device At 95% full | Automatic shutoff device At 95% full |  |  | Statistical Inventory Reconciliation (SIR) | [8 empty] | UST Currently In Use: 0; UST Temp Close: 0; AST Currently In Use: 0; AST Temp Closed: 0 | 0 | 0 | 3 | 15201-083-009752 | VULCAN OIL COMPANY INC.
33919 | Permanently Closed | 2001-07-11 | 1985-01-01 | 2001-07-11 | Petroleum | Unleaded gasoline | Unleaded gasoline | Retail | Steel | Steel | Coated & cathodic protection (sti-P3) |  | Steel |  | 1901-01-01 |  | Catchment Basin, Single walled catchment basin | Automatic shutoff device At 95% full | Automatic shutoff device At 95% full |  |  | Statistical Inventory Reconciliation (SIR) | [8 empty] | UST Currently In Use: 0; UST Temp Close: 0; AST Currently In Use: 0; AST Temp Closed: 0 | 0 | 0 | 3 | 15201-083-009752 | VULCAN OIL COMPANY INC.
33920 | Permanently Closed | 1995-07-01 | 1986-01-01 | 1995-07-19 | Petroleum | Unleaded gasoline | Unleaded gasoline |  | Steel | Steel | Field installed cathodic protection |  | Steel |  | 1901-01-01 | Field installed cathodic protection | [5 empty] | Statistical Inventory Reconciliation (SIR) | [5 empty] | Annual line testing, Statistical inventory reconciliation (SIR) | Statistical inventory reconciliation (SIR) |  | UST Currently In Use: 0; UST Temp Close: 0; AST Currently In Use: 0; AST Temp Closed: 0 | 0 | 0 | 3 | 15201-083-012522 | VULCAN OIL COMPANY INC.
33921 | Permanently Closed | 1995-07-01 | 1986-01-01 | 1995-07-19 | Petroleum | Unleaded gasoline | Unleaded gasoline |  | Steel | Steel | Field installed cathodic protection |  | Steel |  | 1901-01-01 | Field installed cathodic protection | [5 empty] | Statistical Inventory Reconciliation (SIR) | [5 empty] | Annual line testing, Statistical inventory reconciliation (SIR) | Statistical inventory reconciliation (SIR) |  | UST Currently In Use: 0; UST Temp Close: 0; AST Currently In Use: 0; AST Temp Closed: 0 | 0 | 0 | 3 | 15201-083-012522 | VULCAN OIL COMPANY INC.
33922 | Permanently Closed | 1995-07-01 | 1963-01-01 | 1995-07-19 | Petroleum | Kerosene | Kerosene |  | Steel | Steel | Field installed cathodic protection |  | Steel |  | 1901-01-01 | Field installed cathodic protection | [5 empty] | Statistical Inventory Reconciliation (SIR) | [5 empty] | Annual line testing, Statistical inventory reconciliation (SIR) | Statistical inventory reconciliation (SIR) |  | UST Currently In Use: 0; UST Temp Close: 0; AST Currently In Use: 0; AST Temp Closed: 0 | 0 | 0 | 3 | 15201-083-012522 | VULCAN OIL COMPANY INC.
33923 | Retired | 1986-01-01 | 1963-01-01 |  | Petroleum | Unleaded gasoline | Unleaded gasoline |  | Steel | Steel |  | Painted or None | Steel |  | 1901-01-01 | [15 empty] | UST Currently In Use: 0; UST Temp Close: 0; AST Currently In Use: 0; AST Temp Closed: 0 | 0 | 0 | 3 | 15201-083-012522 | VULCAN OIL COMPANY INC.
33924 | Currently in Use |  | 1987-06-01 |  | Petroleum | Unleaded gasoline | Unleaded gasoline | Retail | Steel | Steel | Coated & cathodic protection (sti-P3) |  | Fiberglass reinforced plastic |  |  |  | Catchment Basin, Single walled catchment basin | Audible high level alarm At 90% full, Flow Rest 90% Full | Flow Rest 90% Full |  |  | Automatic Tank Gauge |  | Automatic flow restrictor (MLLD) | Automatic flow restrictor (MLLD) |  |  | Annual line testing | Annual line testing |  | UST Currently In Use: 3; UST Temp Close: 0; AST Currently In Use: 1; AST Temp Closed: 0 | 3 | 0 | 0 | 17377-083-013342 | SCOTT MARSHALL
33925 | Currently in Use |  | 1987-06-01 |  | Petroleum | Premium gasoline | Premium gasoline | Retail | Steel | Steel | Coated & cathodic protection (sti-P3) |  | Fiberglass reinforced plastic |  |  |  | Catchment Basin, Single walled catchment basin | Audible high level alarm At 90% full, Flow Rest 90% Full | Flow Rest 90% Full |  |  | Automatic Tank Gauge |  | Automatic flow restrictor (MLLD) | Automatic flow restrictor (MLLD) |  |  | Annual line testing | Annual line testing |  | UST Currently In Use: 3; UST Temp Close: 0; AST Currently In Use: 1; AST Temp Closed: 0 | 3 | 0 | 0 | 17377-083-013342 | SCOTT MARSHALL
33927 | Currently in Use |  | 1987-06-01 |  | Petroleum | On road diesel | On road diesel | Retail | Steel | Steel | Coated & cathodic protection (sti-P3) |  | Fiberglass reinforced plastic |  |  |  | Catchment Basin, Single walled catchment basin | Audible high level alarm At 90% full, Flow Rest 90% Full | Flow Rest 90% Full |  |  | Automatic Tank Gauge |  | Automatic flow restrictor (MLLD) | Automatic flow restrictor (MLLD) |  |  | Annual line testing | Annual line testing |  | UST Currently In Use: 3; UST Temp Close: 0; AST Currently In Use: 1; AST Temp Closed: 0 | 3 | 0 | 0 | 17377-083-013342 | SCOTT MARSHALL
33928 | Permanently Closed | 2009-02-08 | 1988-01-01 | 2009-02-09 | Petroleum | Unleaded gasoline | Unleaded gasoline | Retail | Steel | Steel | Field installed cathodic protection |  | Steel |  |  | Field installed cathodic protection | Catchment Basin, Single walled catchment basin | Automatic shutoff device At 95% full | Automatic shutoff device At 95% full |  |  | Automatic Tank Gauge | [8 empty] | UST Currently In Use: 1; UST Temp Close: 0; AST Currently In Use: 2; AST Temp Closed: 0 | 1 | 0 | 2 | 24820-083-013343 | SUBHASH SATYAL
33929 | Permanently Closed | 2009-02-08 | 1988-01-01 | 2009-02-09 | Petroleum | Premium gasoline | Premium gasoline | Retail | Steel | Steel | Field installed cathodic protection |  | Steel |  |  | Field installed cathodic protection | Catchment Basin, Single walled catchment basin | Automatic shutoff device At 95% full | Automatic shutoff device At 95% full |  |  | Automatic Tank Gauge | [8 empty] | UST Currently In Use: 1; UST Temp Close: 0; AST Currently In Use: 2; AST Temp Closed: 0 | 1 | 0 | 2 | 24820-083-013343 | SUBHASH SATYAL
33931 | Currently in Use |  | 1988-06-01 |  | Petroleum | Unleaded gasoline | Unleaded gasoline | Retail | Steel | Steel | Coated & cathodic protection (sti-P3) |  | Fiberglass reinforced plastic |  |  |  | Catchment Basin, Single walled catchment basin | Flow Rest 90% Full | Flow Rest 90% Full |  |  | Continuous Automatic Tank Gauge |  | Automatic shutoff device (AELLD) | Automatic shutoff device (AELLD) | [5 empty] | UST Currently In Use: 3; UST Temp Close: 1; AST Currently In Use: 0; AST Temp Closed: 0 | 3 | 1 | 0 | 23309-083-013614 | AUM HERITAGE INC
33932 | Currently in Use |  | 1988-06-01 |  | Petroleum | On road diesel | On road diesel | Retail | Steel | Steel | Coated & cathodic protection (sti-P3) |  | Fiberglass reinforced plastic |  |  |  | Catchment Basin, Single walled catchment basin | Flow Rest 90% Full | Flow Rest 90% Full |  |  | Continuous Automatic Tank Gauge |  | Automatic shutoff device (AELLD) | Automatic shutoff device (AELLD) | [5 empty] | UST Currently In Use: 3; UST Temp Close: 1; AST Currently In Use: 0; AST Temp Closed: 0 | 3 | 1 | 0 | 23309-083-013614 | AUM HERITAGE INC
33933 | Currently in Use |  | 1988-06-01 |  | Petroleum | Premium gasoline | Premium gasoline | Retail | Steel | Steel | Coated & cathodic protection (sti-P3) |  | Fiberglass reinforced plastic |  |  |  | Catchment Basin, Single walled catchment basin | Automatic shutoff device At 95% full | Automatic shutoff device At 95% full |  |  | Continuous Automatic Tank Gauge |  | Automatic shutoff device (AELLD) | Automatic shutoff device (AELLD) | [5 empty] | UST Currently In Use: 3; UST Temp Close: 1; AST Currently In Use: 0; AST Temp Closed: 0 | 3 | 1 | 0 | 23309-083-013614 | AUM HERITAGE INC
33934 | Temporary Closed | 2015-07-01 | 1988-06-01 |  | Petroleum | On road diesel | On road diesel | Retail | Steel | Steel | Coated & cathodic protection (sti-P3) |  | Fiberglass reinforced plastic |  |  |  | Catchment Basin, Single walled catchment basin | Flow Rest 90% Full | Flow Rest 90% Full |  |  | Continuous Automatic Tank Gauge | [8 empty] | UST Currently In Use: 3; UST Temp Close: 1; AST Currently In Use: 0; AST Temp Closed: 0 | 3 | 1 | 0 | 23309-083-013614 | AUM HERITAGE INC
33935 | Currently in Use |  | 1983-06-01 |  | Petroleum | Unleaded gasoline | Unleaded gasoline | Retail | Steel | Steel | Field installed cathodic protection |  | Fiberglass reinforced plastic |  |  |  | Catchment Basin, Single walled catchment basin | Automatic shutoff device At 95% full, Flow Rest 90% Full | Flow Rest 90% Full |  |  | Continuous Automatic Tank Gauge |  | Automatic shutoff device (AELLD) | Automatic shutoff device (AELLD) |  |  | Annual line testing | Annual line testing |  | UST Currently In Use: 3; UST Temp Close: 0; AST Currently In Use: 0; AST Temp Closed: 0 | 3 | 0 | 0 | 15201-083-015357 | VULCAN OIL COMPANY INC.
33936 | Currently in Use |  | 1983-06-01 |  | Petroleum | Premium gasoline | Premium gasoline | Retail | Steel | Steel | Field installed cathodic protection |  | Fiberglass reinforced plastic |  |  |  | Catchment Basin, Single walled catchment basin | Automatic shutoff device At 95% full, Flow Rest 90% Full | Flow Rest 90% Full |  |  | Continuous Automatic Tank Gauge |  | Automatic shutoff device (AELLD) | Automatic shutoff device (AELLD) |  |  | Annual line testing | Annual line testing |  | UST Currently In Use: 3; UST Temp Close: 0; AST Currently In Use: 0; AST Temp Closed: 0 | 3 | 0 | 0 | 15201-083-015357 | VULCAN OIL COMPANY INC.
33937 | Currently in Use |  | 1983-06-01 |  | Petroleum | Unleaded gasoline | Unleaded gasoline | Retail | Steel | Steel | Field installed cathodic protection |  | Fiberglass reinforced plastic |  |  |  | Catchment Basin, Single walled catchment basin | Automatic shutoff device At 95% full, Flow Rest 90% Full | Flow Rest 90% Full |  |  | Continuous Automatic Tank Gauge |  | Automatic shutoff device (AELLD) | Automatic shutoff device (AELLD) |  |  | Annual line testing | Annual line testing |  | UST Currently In Use: 3; UST Temp Close: 0; AST Currently In Use: 0; AST Temp Closed: 0 | 3 | 0 | 0 | 15201-083-015357 | VULCAN OIL COMPANY INC.
33938 | Permanently Closed | 2018-11-28 | 1990-01-01 | 2020-09-09 | Petroleum | Unleaded gasoline | Unleaded gasoline | Retail | Single Wall, Steel | Steel | Coated & cathodic protection (sti-P3) |  | Fiberglass reinforced plastic, Single Wall |  |  |  | Catchment Basin, Single walled catchment basin | Automatic shutoff device At 95% full | Automatic shutoff device At 95% full |  |  | Continuous Automatic Tank Gauge | [8 empty] | UST Currently In Use: 0; UST Temp Close: 0; AST Currently In Use: 1; AST Temp Closed: 0 | 0 | 0 | 3 | 15201-089-003915 | VULCAN OIL COMPANY INC.
33939 | Permanently Closed | 2018-11-28 | 1990-01-01 | 2020-09-09 | Petroleum | Mid-grade gasoline | Mid-grade gasoline | Retail | Single Wall, Steel | Steel | Coated & cathodic protection (sti-P3) |  | Fiberglass reinforced plastic, Single Wall |  |  |  | Catchment Basin, Single walled catchment basin | Automatic shutoff device At 95% full | Automatic shutoff device At 95% full |  |  | Continuous Automatic Tank Gauge | [8 empty] | UST Currently In Use: 0; UST Temp Close: 0; AST Currently In Use: 1; AST Temp Closed: 0 | 0 | 0 | 3 | 15201-089-003915 | VULCAN OIL COMPANY INC.
33940 | Permanently Closed | 2018-11-28 | 1992-01-01 | 2020-09-09 | Petroleum | Premium gasoline | Premium gasoline | Retail | Single Wall, Steel | Steel | Coated & cathodic protection (sti-P3) |  | Fiberglass reinforced plastic, Single Wall |  |  |  | Catchment Basin, Single walled catchment basin | Automatic shutoff device At 95% full | Automatic shutoff device At 95% full |  |  | Continuous Automatic Tank Gauge | [8 empty] | UST Currently In Use: 0; UST Temp Close: 0; AST Currently In Use: 1; AST Temp Closed: 0 | 0 | 0 | 3 | 15201-089-003915 | VULCAN OIL COMPANY INC.
33941 | Currently in Use |  | 1989-06-01 |  | Petroleum | Unleaded gasoline | Unleaded gasoline | Retail | Steel | Steel | Field installed cathodic protection |  | Steel |  |  | Field installed cathodic protection | Catchment Basin, Single walled catchment basin | Automatic shutoff device At 95% full | Automatic shutoff device At 95% full |  |  | Statistical Inventory Reconciliation (SIR) | [8 empty] | UST Currently In Use: 2; UST Temp Close: 0; AST Currently In Use: 0; AST Temp Closed: 0 | 2 | 0 | 0 | 22182-089-005583 | PAUL SINGH C/O NPR ATLANTIC LLC
33942 | Currently in Use |  | 1976-01-01 |  | Petroleum | Premium gasoline | Premium gasoline | Retail | Steel | Steel | Field installed cathodic protection |  | Steel |  |  | Field installed cathodic protection | Catchment Basin, Single walled catchment basin | Automatic shutoff device At 95% full | Automatic shutoff device At 95% full |  |  | Statistical Inventory Reconciliation (SIR) | [8 empty] | UST Currently In Use: 2; UST Temp Close: 0; AST Currently In Use: 0; AST Temp Closed: 0 | 2 | 0 | 0 | 22182-089-005583 | PAUL SINGH C/O NPR ATLANTIC LLC
33943 | Currently in Use |  | 1985-06-01 |  | Petroleum | Unleaded gasoline | Unleaded gasoline | Retail | Steel | Steel | Field installed cathodic protection |  | Steel |  |  | Field installed cathodic protection | Catchment Basin, Single walled catchment basin | Automatic shutoff device At 95% full, Flow Rest 90% Full | Flow Rest 90% Full |  |  | Continuous Automatic Tank Gauge | [8 empty] | UST Currently In Use: 3; UST Temp Close: 0; AST Currently In Use: 1; AST Temp Closed: 0 | 3 | 0 | 0 | 15201-089-005593 | VULCAN OIL COMPANY INC.
33944 | Currently in Use |  | 1985-06-01 |  | Petroleum | Premium gasoline | Premium gasoline | Retail | Steel | Steel | Field installed cathodic protection |  | Steel |  |  | Field installed cathodic protection | Catchment Basin, Single walled catchment basin | Automatic shutoff device At 95% full, Flow Rest 90% Full | Flow Rest 90% Full |  |  | Continuous Automatic Tank Gauge | [8 empty] | UST Currently In Use: 3; UST Temp Close: 0; AST Currently In Use: 1; AST Temp Closed: 0 | 3 | 0 | 0 | 15201-089-005593 | VULCAN OIL COMPANY INC.
33945 | Currently in Use |  | 1985-06-01 |  | Petroleum | On road diesel | On road diesel | Retail | Steel | Steel | Field installed cathodic protection |  | Steel |  |  | Field installed cathodic protection | Catchment Basin, Single walled catchment basin | Automatic shutoff device At 95% full, Flow Rest 90% Full | Flow Rest 90% Full |  |  | Continuous Automatic Tank Gauge | [8 empty] | UST Currently In Use: 3; UST Temp Close: 0; AST Currently In Use: 1; AST Temp Closed: 0 | 3 | 0 | 0 | 15201-089-005593 | VULCAN OIL COMPANY INC.
33946 | Currently in Use |  | 1979-06-01 |  | Petroleum | Unleaded gasoline | Unleaded gasoline | Retail | Single Wall, Steel | Steel | Field installed cathodic protection |  | Double Wall, Flexible |  |  |  | Catchment Basin, Single walled catchment basin | Automatic shutoff device At 95% full, Flow Rest 90% Full | Flow Rest 90% Full |  |  | Continuous Automatic Tank Gauge |  | Automatic flow restrictor (MLLD), MANIF TO47 | Automatic flow restrictor (MLLD) |  |  | Annual line testing, Other, MANIF TO47 | Other |  | UST Currently In Use: 5; UST Temp Close: 0; AST Currently In Use: 0; AST Temp Closed: 0 | 5 | 0 | 2 | 15201-089-005600 | VULCAN OIL COMPANY INC.
33947 | Currently in Use |  | 1979-06-01 |  | Petroleum | Unleaded gasoline | Unleaded gasoline | Retail | Single Wall, Steel | Steel | Field installed cathodic protection |  | Double Wall, Flexible |  |  |  | Catchment Basin, Single walled catchment basin | Automatic shutoff device At 95% full, Flow Rest 90% Full | Flow Rest 90% Full |  |  | Continuous Automatic Tank Gauge |  | Other, MANIF TO46 | Other |  |  | Other, MANIF TO46 | Other |  | UST Currently In Use: 5; UST Temp Close: 0; AST Currently In Use: 0; AST Temp Closed: 0 | 5 | 0 | 2 | 15201-089-005600 | VULCAN OIL COMPANY INC.
33948 | Permanently Closed | 1996-04-01 | 1976-01-01 | 1996-05-15 | Petroleum | Unleaded gasoline | Unleaded gasoline |  | Steel | Steel |  | Painted or None | Steel |  | 1901-01-01 | [6 empty] | Statistical Inventory Reconciliation (SIR) | [8 empty] | UST Currently In Use: 5; UST Temp Close: 0; AST Currently In Use: 0; AST Temp Closed: 0 | 5 | 0 | 2 | 15201-089-005600 | VULCAN OIL COMPANY INC.
33949 | Permanently Closed | 1996-04-01 | 1976-01-01 | 1996-05-15 | Petroleum | Unleaded gasoline | Unleaded gasoline |  | Steel | Steel |  | Painted or None | Steel |  | 1901-01-01 | [6 empty] | Statistical Inventory Reconciliation (SIR) | [8 empty] | UST Currently In Use: 5; UST Temp Close: 0; AST Currently In Use: 0; AST Temp Closed: 0 | 5 | 0 | 2 | 15201-089-005600 | VULCAN OIL COMPANY INC.
33950 | Currently in Use |  | 1987-06-01 |  | Petroleum | Kerosene | Kerosene | Retail | Single Wall, Steel | Steel | Field installed cathodic protection |  | Fiberglass reinforced plastic, Single Wall |  |  |  | Catchment Basin, Single walled catchment basin | Flow Rest 90% Full | Flow Rest 90% Full |  |  | Continuous Automatic Tank Gauge | [8 empty] | UST Currently In Use: 5; UST Temp Close: 0; AST Currently In Use: 0; AST Temp Closed: 0 | 5 | 0 | 2 | 15201-089-005600 | VULCAN OIL COMPANY INC.
33951 | Currently in Use |  | 1987-06-01 |  | Petroleum | On road diesel | On road diesel | Retail | Single Wall, Steel | Steel | Field installed cathodic protection |  | Double Wall, Fiberglass reinforced plastic |  |  |  | Catchment Basin, Single walled catchment basin | Automatic shutoff device At 95% full, Flow Rest 90% Full | Flow Rest 90% Full |  |  | Continuous Automatic Tank Gauge | [8 empty] | UST Currently In Use: 5; UST Temp Close: 0; AST Currently In Use: 0; AST Temp Closed: 0 | 5 | 0 | 2 | 15201-089-005600 | VULCAN OIL COMPANY INC.
33952 | Permanently Closed | 1997-02-01 | 1986-01-01 | 1998-08-06 | Petroleum | Unleaded gasoline | Unleaded gasoline |  | Steel | Steel |  | Painted or None | Steel |  | 1901-01-01 | [12 empty] | Annual line testing | Annual line testing |  | UST Currently In Use: 0; UST Temp Close: 0; AST Currently In Use: 0; AST Temp Closed: 0 | 0 | 0 | 5 | 15201-089-013355 | VULCAN OIL COMPANY INC.
33953 | Permanently Closed | 1997-02-01 | 1986-01-01 | 1998-08-06 | Petroleum | Unleaded gasoline | Unleaded gasoline |  | Steel | Steel |  | Painted or None | Steel |  | 1901-01-01 | [6 empty] | Statistical Inventory Reconciliation (SIR) | [8 empty] | UST Currently In Use: 0; UST Temp Close: 0; AST Currently In Use: 0; AST Temp Closed: 0 | 0 | 0 | 5 | 15201-089-013355 | VULCAN OIL COMPANY INC.
33954 | Permanently Closed | 1997-02-01 | 1986-01-01 | 1998-08-06 | Petroleum | Unleaded gasoline | Unleaded gasoline |  | Steel | Steel |  | Painted or None | Steel |  | 1901-01-01 | [6 empty] | Statistical Inventory Reconciliation (SIR) | [8 empty] | UST Currently In Use: 0; UST Temp Close: 0; AST Currently In Use: 0; AST Temp Closed: 0 | 0 | 0 | 5 | 15201-089-013355 | VULCAN OIL COMPANY INC.
33955 | Permanently Closed | 1997-02-01 | 1986-01-01 | 1998-08-06 | Petroleum | Kerosene | Kerosene |  | Steel | Steel |  | Painted or None | Steel |  | 1901-01-01 | [6 empty] | Statistical Inventory Reconciliation (SIR) | [8 empty] | UST Currently In Use: 0; UST Temp Close: 0; AST Currently In Use: 0; AST Temp Closed: 0 | 0 | 0 | 5 | 15201-089-013355 | VULCAN OIL COMPANY INC.
33956 | Permanently Closed | 1997-02-01 | 1986-01-01 | 1998-08-06 | Petroleum | On road diesel | On road diesel |  | Steel | Steel |  | Painted or None | Steel |  | 1901-01-01 | [6 empty] | Statistical Inventory Reconciliation (SIR) | [8 empty] | UST Currently In Use: 0; UST Temp Close: 0; AST Currently In Use: 0; AST Temp Closed: 0 | 0 | 0 | 5 | 15201-089-013355 | VULCAN OIL COMPANY INC.
33957 | Temporary Closed | 2017-01-01 | 1988-04-12 |  | Petroleum | Unleaded gasoline | Unleaded gasoline | Retail | Single Wall, Steel | Steel | Coated & cathodic protection (sti-P3) |  | Fiberglass reinforced plastic, Single Wall |  |  |  | Catchment Basin, Single walled catchment basin | Automatic shutoff device At 95% full, Flow Rest 90% Full | Flow Rest 90% Full |  |  | Automatic Tank Gauge |  | Automatic shutoff device (AELLD) | Automatic shutoff device (AELLD) | [5 empty] | UST Currently In Use: 0; UST Temp Close: 4; AST Currently In Use: 0; AST Temp Closed: 0 | 0 | 4 | 0 | 22129-089-014599 | F. JOE AGEE
33958 | Temporary Closed | 2017-01-01 | 1988-04-12 |  | Petroleum | Mid-grade gasoline | Mid-grade gasoline | Retail | Single Wall, Steel | Steel | Coated & cathodic protection (sti-P3) |  | Fiberglass reinforced plastic, Single Wall |  |  |  | Catchment Basin, Single walled catchment basin | Automatic shutoff device At 95% full, Flow Rest 90% Full | Flow Rest 90% Full |  |  | Automatic Tank Gauge |  | Automatic shutoff device (AELLD) | Automatic shutoff device (AELLD) | [5 empty] | UST Currently In Use: 0; UST Temp Close: 4; AST Currently In Use: 0; AST Temp Closed: 0 | 0 | 4 | 0 | 22129-089-014599 | F. JOE AGEE
33959 | Temporary Closed | 2017-01-01 | 1987-01-01 |  | Petroleum | Premium gasoline | Premium gasoline | Retail | Single Wall, Steel | Steel | Coated & cathodic protection (sti-P3) |  | Fiberglass reinforced plastic, Single Wall |  |  |  | Catchment Basin, Single walled catchment basin | Automatic shutoff device At 95% full, Flow Rest 90% Full | Flow Rest 90% Full |  |  | Automatic Tank Gauge |  | Automatic shutoff device (AELLD) | Automatic shutoff device (AELLD) | [5 empty] | UST Currently In Use: 0; UST Temp Close: 4; AST Currently In Use: 0; AST Temp Closed: 0 | 0 | 4 | 0 | 22129-089-014599 | F. JOE AGEE
33960 | Temporary Closed | 2017-01-01 | 1987-01-01 |  | Petroleum | Kerosene | Kerosene | Retail | Single Wall, Steel | Steel | Coated & cathodic protection (sti-P3) |  | Fiberglass reinforced plastic, Single Wall |  |  |  | Catchment Basin, Single walled catchment basin | Automatic shutoff device At 95% full, Flow Rest 90% Full | Flow Rest 90% Full |  |  | Automatic Tank Gauge |  | Automatic shutoff device (AELLD) | Automatic shutoff device (AELLD) | [5 empty] | UST Currently In Use: 0; UST Temp Close: 4; AST Currently In Use: 0; AST Temp Closed: 0 | 0 | 4 | 0 | 22129-089-014599 | F. JOE AGEE
33961 | Permanently Closed | 1994-05-03 | 1981-01-01 | 1994-05-03 | Petroleum | Unleaded gasoline | Unleaded gasoline |  | Steel | Steel |  | Painted or None | Steel |  | 1901-01-01 | [15 empty] | UST Currently In Use: 0; UST Temp Close: 0; AST Currently In Use: 0; AST Temp Closed: 0 | 0 | 0 | 2 | 15201-095-005569 | VULCAN OIL COMPANY INC.
33962 | Permanently Closed | 1994-05-03 | 1981-01-01 | 1994-05-03 | Petroleum | Unleaded gasoline | Unleaded gasoline |  | Steel | Steel |  | Painted or None | Steel |  | 1901-01-01 | [15 empty] | UST Currently In Use: 0; UST Temp Close: 0; AST Currently In Use: 0; AST Temp Closed: 0 | 0 | 0 | 2 | 15201-095-005569 | VULCAN OIL COMPANY INC.
33963 | Currently in Use |  | 1983-01-01 |  | Petroleum | Unleaded gasoline | Unleaded gasoline | Retail | Single Wall, Steel | Steel | Field installed cathodic protection |  | Flexible |  |  |  | Catchment Basin, Single walled catchment basin | Automatic shutoff device At 95% full | Automatic shutoff device At 95% full |  |  | Continuous Automatic Tank Gauge |  | Automatic flow restrictor (MLLD), MNFLD 2 64 | Automatic flow restrictor (MLLD) |  |  | Annual line testing | Annual line testing |  | UST Currently In Use: 5; UST Temp Close: 0; AST Currently In Use: 0; AST Temp Closed: 0 | 5 | 0 | 0 | 15201-095-005599 | VULCAN OIL COMPANY INC.
33964 | Currently in Use |  | 1983-01-01 |  | Petroleum | Unleaded gasoline | Unleaded gasoline | Retail | Single Wall, Steel | Steel | Field installed cathodic protection |  | Flexible |  |  |  | Catchment Basin, Single walled catchment basin | Automatic shutoff device At 95% full | Automatic shutoff device At 95% full |  |  | Continuous Automatic Tank Gauge |  | Automatic flow restrictor (MLLD), MNFLD 2 63 | Automatic flow restrictor (MLLD) |  |  | Annual line testing | Annual line testing |  | UST Currently In Use: 5; UST Temp Close: 0; AST Currently In Use: 0; AST Temp Closed: 0 | 5 | 0 | 0 | 15201-095-005599 | VULCAN OIL COMPANY INC.
33965 | Currently in Use |  | 1983-01-01 |  | Petroleum | On road diesel | On road diesel | Retail | Single Wall, Steel | Steel | Field installed cathodic protection |  | Steel |  |  | Field installed cathodic protection | Catchment Basin, Single walled catchment basin | Automatic shutoff device At 95% full | Automatic shutoff device At 95% full |  |  | Continuous Automatic Tank Gauge | [8 empty] | UST Currently In Use: 5; UST Temp Close: 0; AST Currently In Use: 0; AST Temp Closed: 0 | 5 | 0 | 0 | 15201-095-005599 | VULCAN OIL COMPANY INC.
33966 | Currently in Use |  | 1983-01-01 |  | Petroleum | On road diesel | On road diesel | Retail | Single Wall, Steel | Steel | Field installed cathodic protection |  | Steel |  |  | Field installed cathodic protection | Catchment Basin, Single walled catchment basin | Automatic shutoff device At 95% full | Automatic shutoff device At 95% full |  |  | Continuous Automatic Tank Gauge | [8 empty] | UST Currently In Use: 5; UST Temp Close: 0; AST Currently In Use: 0; AST Temp Closed: 0 | 5 | 0 | 0 | 15201-095-005599 | VULCAN OIL COMPANY INC.
33967 | Permanently Closed | 1999-01-06 | 1979-01-01 | 1999-01-06 | Petroleum | Unleaded gasoline | Unleaded gasoline |  | Steel | Steel |  | Painted or None | Steel |  | 1901-01-01 | [12 empty] | Annual line testing | Annual line testing |  | UST Currently In Use: 0; UST Temp Close: 0; AST Currently In Use: 0; AST Temp Closed: 0 | 0 | 0 | 7 | 15201-095-010362 | VULCAN OIL COMPANY INC.
33968 | Permanently Closed | 1999-01-06 | 1979-01-01 | 1999-01-06 | Petroleum | Unleaded gasoline | Unleaded gasoline |  | Steel | Steel |  | Painted or None | Steel |  | 1901-01-01 | [12 empty] | Annual line testing | Annual line testing |  | UST Currently In Use: 0; UST Temp Close: 0; AST Currently In Use: 0; AST Temp Closed: 0 | 0 | 0 | 7 | 15201-095-010362 | VULCAN OIL COMPANY INC.
33969 | Permanently Closed | 1999-01-06 | 1979-01-01 | 1999-01-06 | Petroleum | Unleaded gasoline | Unleaded gasoline |  | Steel | Steel |  | Painted or None | Steel |  | 1901-01-01 | [15 empty] | UST Currently In Use: 0; UST Temp Close: 0; AST Currently In Use: 0; AST Temp Closed: 0 | 0 | 0 | 7 | 15201-095-010362 | VULCAN OIL COMPANY INC.
33970 | Permanently Closed | 1999-01-06 | 1976-01-01 | 1999-01-06 | Petroleum | Unleaded gasoline | Unleaded gasoline |  | Steel | Steel |  | Painted or None | Steel |  | 1901-01-01 | [12 empty] | Annual line testing | Annual line testing |  | UST Currently In Use: 0; UST Temp Close: 0; AST Currently In Use: 0; AST Temp Closed: 0 | 0 | 0 | 7 | 15201-095-010362 | VULCAN OIL COMPANY INC.
33971 | Permanently Closed | 1999-01-06 | 1979-01-01 | 1999-01-06 | Petroleum | Unleaded gasoline | Unleaded gasoline |  | Steel | Steel |  | Painted or None | Steel |  | 1901-01-01 | [12 empty] | Annual line testing | Annual line testing |  | UST Currently In Use: 0; UST Temp Close: 0; AST Currently In Use: 0; AST Temp Closed: 0 | 0 | 0 | 7 | 15201-095-010362 | VULCAN OIL COMPANY INC.
33972 | Permanently Closed | 1999-01-06 | 1973-01-01 | 1999-01-06 | Petroleum | On road diesel | On road diesel | Retail | Steel | Steel |  | Painted or None | Steel |  | 1901-01-01 | [15 empty] | UST Currently In Use: 0; UST Temp Close: 0; AST Currently In Use: 0; AST Temp Closed: 0 | 0 | 0 | 7 | 15201-095-010362 | VULCAN OIL COMPANY INC.
33973 | Permanently Closed | 1999-01-06 | 1989-01-01 | 1999-01-06 | Petroleum | On road diesel | On road diesel |  | Steel | Steel | Coated & cathodic protection (sti-P3) |  | Fiberglass reinforced plastic |  | 1901-01-01 | [15 empty] | UST Currently In Use: 0; UST Temp Close: 0; AST Currently In Use: 0; AST Temp Closed: 0 | 0 | 0 | 7 | 15201-095-010362 | VULCAN OIL COMPANY INC.
33974 | Currently in Use |  | 1987-01-01 |  | Petroleum | Unleaded gasoline | Unleaded gasoline | Retail | Single Wall, Steel, MANIFOLDED | Steel | Coated & cathodic protection (sti-P3), Field installed cathodic protection |  | Single Wall, Steel |  |  | Field installed cathodic protection | Catchment Basin, Single walled catchment basin | Automatic shutoff device At 95% full | Automatic shutoff device At 95% full |  |  | Continuous Automatic Tank Gauge | Direct Bury submersible pump | Automatic shutoff device (AELLD), Sump sensor relayed to automatically shut off submersible pump, MASTER | Sump sensor relayed to automatically shut off submersible pump |  |  | Other, MASTER | Other |  | UST Currently In Use: 3; UST Temp Close: 1; AST Currently In Use: 0; AST Temp Closed: 0 | 3 | 1 | 0 | 25483-103-002793 | GOPAL PATEL
33975 | Currently in Use |  | 1974-01-01 |  | Petroleum | Unleaded gasoline | Unleaded gasoline | Retail | Single Wall, Steel, MANIFOLDED | Steel | Field installed cathodic protection |  | Single Wall, Steel |  |  | Field installed cathodic protection | Catchment Basin, Single walled catchment basin | Automatic shutoff device At 95% full | Automatic shutoff device At 95% full |  |  | Continuous Automatic Tank Gauge | Direct Bury submersible pump | Automatic flow restrictor (MLLD), SLAVE | Automatic flow restrictor (MLLD) |  |  | Other, SLAVE | Other |  | UST Currently In Use: 3; UST Temp Close: 1; AST Currently In Use: 0; AST Temp Closed: 0 | 3 | 1 | 0 | 25483-103-002793 | GOPAL PATEL
33976 | Currently in Use |  | 1974-01-01 |  | Petroleum | Premium gasoline | Premium gasoline | Retail | Single Wall, Steel | Steel | Field installed cathodic protection |  | Single Wall, Steel |  |  | Field installed cathodic protection | Catchment Basin, Single walled catchment basin | Automatic shutoff device At 95% full | Automatic shutoff device At 95% full |  |  | Continuous Automatic Tank Gauge | Direct Bury submersible pump | Automatic shutoff device (AELLD) | Automatic shutoff device (AELLD) | [5 empty] | UST Currently In Use: 3; UST Temp Close: 1; AST Currently In Use: 0; AST Temp Closed: 0 | 3 | 1 | 0 | 25483-103-002793 | GOPAL PATEL
33977 | Temporary Closed | 2015-12-18 | 1989-01-01 |  | Petroleum | On road diesel | On road diesel | Retail | Single Wall, Steel | Steel | Coated & cathodic protection (sti-P3), Field installed cathodic protection |  | Single Wall, Steel |  |  | Field installed cathodic protection | Catchment Basin, Single walled catchment basin | Automatic shutoff device At 95% full | Automatic shutoff device At 95% full |  |  | Statistical Inventory Reconciliation (SIR) | Direct Bury submersible pump | [7 empty] | UST Currently In Use: 3; UST Temp Close: 1; AST Currently In Use: 0; AST Temp Closed: 0 | 3 | 1 | 0 | 25483-103-002793 | GOPAL PATEL
33978 | Temporary Closed | 2015-03-01 | 1981-01-01 |  | Petroleum | Unleaded gasoline | Unleaded gasoline | Retail | Single Wall, Steel, UNLEAD #1 | Steel | Field installed cathodic protection |  | Fiberglass reinforced plastic, Single Wall |  | 1901-01-01 |  | Catchment Basin, Single walled catchment basin | Automatic shutoff device At 95% full | Automatic shutoff device At 95% full |  |  | Continuous Automatic Tank Gauge | [8 empty] | UST Currently In Use: 0; UST Temp Close: 3; AST Currently In Use: 0; AST Temp Closed: 0 | 0 | 3 | 1 | 24139-103-005596 | RAY D. & ALVERENE S. OWEN
33979 | Temporary Closed | 2015-03-01 | 1981-01-01 |  | Petroleum | Premium gasoline | Premium gasoline | Retail | Single Wall, Steel | Steel | Field installed cathodic protection |  | Fiberglass reinforced plastic, Single Wall |  | 1901-01-01 |  | Catchment Basin, Single walled catchment basin | Automatic shutoff device At 95% full | Automatic shutoff device At 95% full |  |  | Continuous Automatic Tank Gauge | [8 empty] | UST Currently In Use: 0; UST Temp Close: 3; AST Currently In Use: 0; AST Temp Closed: 0 | 0 | 3 | 1 | 24139-103-005596 | RAY D. & ALVERENE S. OWEN
33980 | Temporary Closed | 2015-03-01 | 1981-01-01 |  | Petroleum | Unleaded gasoline | Unleaded gasoline | Retail | Single Wall, Steel, UNLEAD #2 | Steel | Field installed cathodic protection |  | Fiberglass reinforced plastic, Single Wall |  | 1901-01-01 |  | Catchment Basin, Single walled catchment basin | Automatic shutoff device At 95% full | Automatic shutoff device At 95% full |  |  | Continuous Automatic Tank Gauge | [8 empty] | UST Currently In Use: 0; UST Temp Close: 3; AST Currently In Use: 0; AST Temp Closed: 0 | 0 | 3 | 1 | 24139-103-005596 | RAY D. & ALVERENE S. OWEN
33981 | Permanently Closed | 1993-02-03 | 1985-01-01 | 1993-02-03 | Petroleum | Unleaded gasoline | Unleaded gasoline |  | Steel | Steel |  | Painted or None | Steel |  | 1901-01-01 | [15 empty] | UST Currently In Use: 3; UST Temp Close: 0; AST Currently In Use: 0; AST Temp Closed: 0 | 3 | 0 | 4 | 15201-103-007165 | VULCAN OIL COMPANY INC.
33982 | Permanently Closed | 1993-02-03 | 1985-01-01 | 1993-02-03 | Petroleum | Unleaded gasoline | Unleaded gasoline |  | Steel | Steel |  | Painted or None | Steel |  | 1901-01-01 | [15 empty] | UST Currently In Use: 3; UST Temp Close: 0; AST Currently In Use: 0; AST Temp Closed: 0 | 3 | 0 | 4 | 15201-103-007165 | VULCAN OIL COMPANY INC.
33983 | Permanently Closed | 1993-02-03 | 1981-01-01 |  | Petroleum | Unleaded gasoline | Unleaded gasoline |  | Steel | Steel |  | Painted or None | Steel |  | 1901-01-01 | [15 empty] | UST Currently In Use: 3; UST Temp Close: 0; AST Currently In Use: 0; AST Temp Closed: 0 | 3 | 0 | 4 | 15201-103-007165 | VULCAN OIL COMPANY INC.
33984 | Currently in Use |  | 1985-07-01 |  | Petroleum | Unleaded gasoline | Unleaded gasoline | Retail | Single Wall, Steel, MANIFOLDED | Steel | Coated & cathodic protection (sti-P3) |  | Double Wall, Flexible |  |  |  | Catchment Basin, Single walled catchment basin | Audible high level alarm At 90% full, Automatic shutoff device At 95% full, Flow Rest 90% Full | Flow Rest 90% Full |  |  | Continuous Automatic Tank Gauge |  | Other, SLAVE | Other |  |  | Other, MANIFOLDED | Other |  | UST Currently In Use: 5; UST Temp Close: 1; AST Currently In Use: 0; AST Temp Closed: 0 | 5 | 1 | 1 | 19620-103-009342 | WALLY WORLD MINI MARTS
33985 | Currently in Use |  | 1985-07-01 |  | Petroleum | Unleaded gasoline | Unleaded gasoline | Retail | Single Wall, Steel, MANIFOLDED | Steel | Coated & cathodic protection (sti-P3) |  | Double Wall, Flexible |  |  |  | Catchment Basin, Single walled catchment basin | Audible high level alarm At 90% full, Automatic shutoff device At 95% full, Flow Rest 90% Full | Flow Rest 90% Full |  |  | Continuous Automatic Tank Gauge | Single walled submersible pump containment sump | Automatic flow restrictor (MLLD), MASTER | Automatic flow restrictor (MLLD) |  |  | Annual line testing | Annual line testing |  | UST Currently In Use: 5; UST Temp Close: 1; AST Currently In Use: 0; AST Temp Closed: 0 | 5 | 1 | 1 | 19620-103-009342 | WALLY WORLD MINI MARTS
33986 | Currently in Use |  | 1985-07-01 |  | Petroleum | Unleaded gasoline | Unleaded gasoline | Retail | Single Wall, Steel, MANIFOLDED | Steel | Coated & cathodic protection (sti-P3) |  | Double Wall, Flexible |  |  |  | Catchment Basin, Single walled catchment basin | Audible high level alarm At 90% full, Automatic shutoff device At 95% full, Flow Rest 90% Full | Flow Rest 90% Full |  |  | Continuous Automatic Tank Gauge |  | Other, SLAVE | Other |  |  | Other, MANIFOLDED | Other |  | UST Currently In Use: 5; UST Temp Close: 1; AST Currently In Use: 0; AST Temp Closed: 0 | 5 | 1 | 1 | 19620-103-009342 | WALLY WORLD MINI MARTS
33987 | Permanently Closed | 1901-01-01 | 1982-01-01 |  | Petroleum | Kerosene | Kerosene |  | Steel | Steel | Field installed cathodic protection |  | Steel |  | 1901-01-01 | Field installed cathodic protection | Catchment Basin, Single walled catchment basin | Audible high level alarm At 90% full, Automatic shutoff device At 95% full | Automatic shutoff device At 95% full | [11 empty] | UST Currently In Use: 5; UST Temp Close: 1; AST Currently In Use: 0; AST Temp Closed: 0 | 5 | 1 | 1 | 19620-103-009342 | WALLY WORLD MINI MARTS
33988 | Currently in Use |  | 1992-05-01 |  | Petroleum | Mid-grade gasoline | Mid-grade gasoline | Retail | Single Wall, Steel | Steel | Coated & cathodic protection (sti-P3) |  | Double Wall, Flexible |  |  |  | Catchment Basin, Single walled catchment basin | Audible high level alarm At 90% full, Automatic shutoff device At 95% full, Flow Rest 90% Full | Flow Rest 90% Full |  |  | Continuous Automatic Tank Gauge | Single walled submersible pump containment sump | Automatic flow restrictor (MLLD) | Automatic flow restrictor (MLLD) |  |  | Annual line testing | Annual line testing |  | UST Currently In Use: 5; UST Temp Close: 1; AST Currently In Use: 0; AST Temp Closed: 0 | 5 | 1 | 1 | 19620-103-009342 | WALLY WORLD MINI MARTS
33989 | Currently in Use |  | 1992-05-01 |  | Petroleum | Premium gasoline | Premium gasoline | Retail | Single Wall, Steel | Steel | Coated & cathodic protection (sti-P3) |  | Double Wall, Flexible |  |  |  | Catchment Basin, Single walled catchment basin | Audible high level alarm At 90% full, Automatic shutoff device At 95% full, Flow Rest 90% Full | Flow Rest 90% Full |  |  | Continuous Automatic Tank Gauge | Single walled submersible pump containment sump | Automatic flow restrictor (MLLD) | Automatic flow restrictor (MLLD) |  |  | Annual line testing | Annual line testing |  | UST Currently In Use: 5; UST Temp Close: 1; AST Currently In Use: 0; AST Temp Closed: 0 | 5 | 1 | 1 | 19620-103-009342 | WALLY WORLD MINI MARTS
33990 | Temporary Closed | 2001-03-01 | 1992-02-01 |  | Petroleum | Kerosene | Kerosene | Retail | Steel | Steel | Coated & cathodic protection (sti-P3) |  | Flexible |  |  |  | Catchment Basin, Single walled catchment basin | Flow Rest 90% Full | Flow Rest 90% Full |  |  | Continuous Automatic Tank Gauge | [8 empty] | UST Currently In Use: 5; UST Temp Close: 1; AST Currently In Use: 0; AST Temp Closed: 0 | 5 | 1 | 1 | 19620-103-009342 | WALLY WORLD MINI MARTS
33991 | Currently in Use |  | 1986-01-01 |  | Petroleum | Unleaded gasoline | Unleaded gasoline | Retail | Single Wall, Steel | Steel | Coated & cathodic protection (sti-P3), Field installed cathodic protection |  | Double Wall, Fiberglass reinforced plastic |  |  |  | Catchment Basin, Single walled catchment basin | Flow Rest 90% Full | Flow Rest 90% Full |  |  | Automatic Tank Gauge, Statistical Inventory Reconciliation (SIR) | Single walled submersible pump containment sump | Automatic flow restrictor (MLLD), Containment Sump, Sump sensor relayed to automatically shut off submersible pump | Sump sensor relayed to automatically shut off submersible pump |  |  | Annual line testing, Continuous alarm system, Statistical inventory reconciliation (SIR) | Statistical inventory reconciliation (SIR) |  | UST Currently In Use: 3; UST Temp Close: 0; AST Currently In Use: 0; AST Temp Closed: 0 | 3 | 0 | 0 | 22733-103-013346 | TOMMY GRIFFIN
33992 | Currently in Use |  | 1986-01-01 |  | Petroleum | Premium gasoline | Premium gasoline | Retail | Single Wall, Steel | Steel | Coated & cathodic protection (sti-P3), Field installed cathodic protection |  | Double Wall, Fiberglass reinforced plastic |  |  |  | Catchment Basin, Single walled catchment basin | Flow Rest 90% Full | Flow Rest 90% Full |  |  | Automatic Tank Gauge, Statistical Inventory Reconciliation (SIR) | Single walled submersible pump containment sump | Automatic flow restrictor (MLLD), Containment Sump, Sump sensor relayed to automatically shut off submersible pump | Sump sensor relayed to automatically shut off submersible pump |  |  | Annual line testing, Continuous alarm system, Statistical inventory reconciliation (SIR) | Statistical inventory reconciliation (SIR) |  | UST Currently In Use: 3; UST Temp Close: 0; AST Currently In Use: 0; AST Temp Closed: 0 | 3 | 0 | 0 | 22733-103-013346 | TOMMY GRIFFIN
33993 | Currently in Use |  | 1986-01-01 |  | Petroleum | On road diesel | On road diesel | Retail | Single Wall, Steel | Steel | Coated & cathodic protection (sti-P3), Field installed cathodic protection |  | Double Wall, Fiberglass reinforced plastic |  |  |  | Catchment Basin, Single walled catchment basin | Flow Rest 90% Full | Flow Rest 90% Full |  |  | Automatic Tank Gauge, Statistical Inventory Reconciliation (SIR) | Single walled submersible pump containment sump | Automatic flow restrictor (MLLD), Containment Sump, Sump sensor relayed to automatically shut off submersible pump | Sump sensor relayed to automatically shut off submersible pump |  |  | Annual line testing, Continuous alarm system, Statistical inventory reconciliation (SIR) | Statistical inventory reconciliation (SIR) |  | UST Currently In Use: 3; UST Temp Close: 0; AST Currently In Use: 0; AST Temp Closed: 0 | 3 | 0 | 0 | 22733-103-013346 | TOMMY GRIFFIN
33994 | Currently in Use |  | 1983-01-01 |  | Petroleum | Unleaded gasoline | Unleaded gasoline | Retail | Single Wall, Steel | Steel | Field installed cathodic protection |  | Single Wall, Steel |  |  | Field installed cathodic protection | Catchment Basin, Single walled catchment basin | Automatic shutoff device At 95% full | Automatic shutoff device At 95% full |  |  | Continuous Automatic Tank Gauge | [8 empty] | UST Currently In Use: 3; UST Temp Close: 0; AST Currently In Use: 0; AST Temp Closed: 0 | 3 | 0 | 2 | 19620-103-013353 | WALLY WORLD MINI MARTS
33995 | Currently in Use |  | 1983-01-01 |  | Petroleum | Mid-grade gasoline | Mid-grade gasoline | Retail | Single Wall, Steel | Steel | Field installed cathodic protection |  | Single Wall, Steel |  |  | Field installed cathodic protection | Catchment Basin, Single walled catchment basin | Automatic shutoff device At 95% full | Automatic shutoff device At 95% full |  |  | Continuous Automatic Tank Gauge | [8 empty] | UST Currently In Use: 3; UST Temp Close: 0; AST Currently In Use: 0; AST Temp Closed: 0 | 3 | 0 | 2 | 19620-103-013353 | WALLY WORLD MINI MARTS
33996 | Currently in Use |  | 1983-01-01 |  | Petroleum | Premium gasoline | Premium gasoline | Retail | Single Wall, Steel | Steel | Field installed cathodic protection |  | Single Wall, Steel |  |  | Field installed cathodic protection | Catchment Basin, Single walled catchment basin | Automatic shutoff device At 95% full | Automatic shutoff device At 95% full |  |  | Continuous Automatic Tank Gauge | [8 empty] | UST Currently In Use: 3; UST Temp Close: 0; AST Currently In Use: 0; AST Temp Closed: 0 | 3 | 0 | 2 | 19620-103-013353 | WALLY WORLD MINI MARTS
33997 | Permanently Closed | 2002-01-30 | 1983-01-01 | 2002-01-30 | Petroleum | On road diesel | On road diesel | Retail | Single Wall, Steel | Steel | Field installed cathodic protection |  | Single Wall, Steel |  |  | Field installed cathodic protection | Catchment Basin, Single walled catchment basin | Flow Rest 90% Full | Flow Rest 90% Full |  |  |  |  | Other, PRESSURIZE | Other | [5 empty] | UST Currently In Use: 3; UST Temp Close: 0; AST Currently In Use: 0; AST Temp Closed: 0 | 3 | 0 | 2 | 19620-103-013353 | WALLY WORLD MINI MARTS
33998 | Permanently Closed | 2002-01-30 | 1983-01-01 | 2002-01-30 | Petroleum | Kerosene | Kerosene | Retail | Steel | Steel |  |  | Steel |  | 1901-01-01 |  | Catchment Basin, Single walled catchment basin | Flow Rest 90% Full | Flow Rest 90% Full | [11 empty] | UST Currently In Use: 3; UST Temp Close: 0; AST Currently In Use: 0; AST Temp Closed: 0 | 3 | 0 | 2 | 19620-103-013353 | WALLY WORLD MINI MARTS
33999 | Currently in Use |  | 1989-01-01 |  | Petroleum | Unleaded gasoline | Unleaded gasoline | Retail | Single Wall, Steel, MANIFOLDED | Steel | Coated & cathodic protection (sti-P3) |  | Double Wall, Fiberglass reinforced plastic |  |  |  | Catchment Basin, Single walled catchment basin | Flow Rest 90% Full | Flow Rest 90% Full |  |  | Automatic Tank Gauge | Direct Bury submersible pump | Automatic flow restrictor (MLLD) | Automatic flow restrictor (MLLD) |  |  | Annual line testing | Annual line testing |  | UST Currently In Use: 2; UST Temp Close: 0; AST Currently In Use: 0; AST Temp Closed: 0 | 2 | 0 | 0 | 15201-103-014237 | VULCAN OIL COMPANY INC.
34001 | Currently in Use |  | 1989-01-01 |  | Petroleum | Premium gasoline | Premium gasoline | Retail | Single Wall, Steel | Steel | Coated & cathodic protection (sti-P3) |  | Double Wall, Fiberglass reinforced plastic |  |  |  | Catchment Basin, Single walled catchment basin | Flow Rest 90% Full | Flow Rest 90% Full |  |  | Automatic Tank Gauge | Direct Bury submersible pump | Automatic flow restrictor (MLLD) | Automatic flow restrictor (MLLD) |  |  | Annual line testing | Annual line testing |  | UST Currently In Use: 2; UST Temp Close: 0; AST Currently In Use: 0; AST Temp Closed: 0 | 2 | 0 | 0 | 15201-103-014237 | VULCAN OIL COMPANY INC.
34002 | Currently in Use |  | 1982-06-01 |  | Petroleum | Unleaded gasoline | Unleaded gasoline | Retail | Single Wall, Steel | Steel | Field installed cathodic protection |  | Double Wall, Fiberglass reinforced plastic |  | 2022-09-01 |  | Catchment Basin, Single walled catchment basin | Automatic shutoff device At 95% full | Automatic shutoff device At 95% full |  |  | Continuous Automatic Tank Gauge | Single walled submersible pump containment sump, Single walled under dispenser containment | Automatic flow restrictor (MLLD), Containment Sump | Containment Sump | Interstitial Monitoring within Secondary Containment | MANUAL/VISUAL CHECK |  |  | Pressurized Piping | UST Currently In Use: 3; UST Temp Close: 0; AST Currently In Use: 1; AST Temp Closed: 0 | 3 | 0 | 0 | 23834-115-005558 | FAST TRIP, INC
34003 | Currently in Use |  | 1982-06-01 |  | Petroleum | Premium gasoline | Premium gasoline | Retail | Single Wall, Steel | Steel | Field installed cathodic protection |  | Double Wall, Fiberglass reinforced plastic |  | 2022-09-01 |  | Catchment Basin, Single walled catchment basin | Automatic shutoff device At 95% full | Automatic shutoff device At 95% full |  |  | Continuous Automatic Tank Gauge | Single walled submersible pump containment sump, Single walled under dispenser containment | Automatic flow restrictor (MLLD), Containment Sump | Containment Sump | Interstitial Monitoring within Secondary Containment | MANUAL/VISUAL CHECK |  |  | Pressurized Piping | UST Currently In Use: 3; UST Temp Close: 0; AST Currently In Use: 1; AST Temp Closed: 0 | 3 | 0 | 0 | 23834-115-005558 | FAST TRIP, INC
34004 | Currently in Use |  | 1901-01-01 |  | Petroleum | On road diesel | On road diesel | Retail | Single Wall, Steel | Steel | Field installed cathodic protection |  | Double Wall, Fiberglass reinforced plastic |  | 2022-09-01 |  | Catchment Basin, Single walled catchment basin | Automatic shutoff device At 95% full | Automatic shutoff device At 95% full |  |  | Continuous Automatic Tank Gauge | Single walled submersible pump containment sump, Single walled under dispenser containment | Automatic flow restrictor (MLLD), Containment Sump | Containment Sump | Interstitial Monitoring within Secondary Containment | MANUAL/VISUAL CHECK |  |  | Pressurized Piping | UST Currently In Use: 3; UST Temp Close: 0; AST Currently In Use: 1; AST Temp Closed: 0 | 3 | 0 | 0 | 23834-115-005558 | FAST TRIP, INC
34005 | Temporary Closed | 2009-07-23 | 1984-06-01 |  | Petroleum | Unleaded gasoline | Unleaded gasoline | Retail | Single Wall, Steel | Steel | Field installed cathodic protection |  | Fiberglass reinforced plastic, Single Wall |  |  |  | Catchment Basin, Single walled catchment basin | Automatic shutoff device At 95% full, Flow Rest 90% Full | Flow Rest 90% Full |  |  | Statistical Inventory Reconciliation (SIR) | [8 empty] | UST Currently In Use: 0; UST Temp Close: 3; AST Currently In Use: 0; AST Temp Closed: 0 | 0 | 3 | 0 | 20676-115-005568 | MAIN HEJAZEN
34006 | Temporary Closed | 2009-07-23 | 1984-06-01 |  | Petroleum | Mid-grade gasoline | Mid-grade gasoline | Retail | Single Wall, Steel | Steel | Field installed cathodic protection |  | Fiberglass reinforced plastic, Single Wall |  |  |  | Catchment Basin, Single walled catchment basin | Automatic shutoff device At 95% full, Flow Rest 90% Full | Flow Rest 90% Full |  |  | Statistical Inventory Reconciliation (SIR) | [8 empty] | UST Currently In Use: 0; UST Temp Close: 3; AST Currently In Use: 0; AST Temp Closed: 0 | 0 | 3 | 0 | 20676-115-005568 | MAIN HEJAZEN
34007 | Temporary Closed | 2009-07-23 | 1984-06-01 |  | Petroleum | Premium gasoline | Premium gasoline | Retail | Single Wall, Steel | Steel | Field installed cathodic protection |  | Fiberglass reinforced plastic, Single Wall |  |  |  | Catchment Basin, Single walled catchment basin | Automatic shutoff device At 95% full, Flow Rest 90% Full | Flow Rest 90% Full |  |  | Statistical Inventory Reconciliation (SIR) | [8 empty] | UST Currently In Use: 0; UST Temp Close: 3; AST Currently In Use: 0; AST Temp Closed: 0 | 0 | 3 | 0 | 20676-115-005568 | MAIN HEJAZEN
34008 | Permanently Closed | 1996-08-15 | 1983-01-01 | 1996-08-15 | Petroleum | Unleaded gasoline | Unleaded gasoline |  | Steel | Steel |  | Painted or None | Steel |  | 1901-01-01 | [6 empty] | Statistical Inventory Reconciliation (SIR) | [5 empty] | Annual line testing, Statistical inventory reconciliation (SIR) | Statistical inventory reconciliation (SIR) |  | UST Currently In Use: 0; UST Temp Close: 0; AST Currently In Use: 0; AST Temp Closed: 0 | 0 | 0 | 2 | 15201-115-005585 | VULCAN OIL COMPANY INC.
34009 | Permanently Closed | 1996-08-15 | 1983-01-01 | 1996-08-15 | Petroleum | Unleaded gasoline | Unleaded gasoline |  | Steel | Steel |  | Painted or None | Steel |  | 1901-01-01 | [6 empty] | Statistical Inventory Reconciliation (SIR) | [5 empty] | Annual line testing, Statistical inventory reconciliation (SIR) | Statistical inventory reconciliation (SIR) |  | UST Currently In Use: 0; UST Temp Close: 0; AST Currently In Use: 0; AST Temp Closed: 0 | 0 | 0 | 2 | 15201-115-005585 | VULCAN OIL COMPANY INC.
34011 | Permanently Closed | 1998-11-11 | 1978-01-01 | 1998-11-11 | Petroleum | Unleaded gasoline | Unleaded gasoline |  | Steel | Steel |  | Painted or None | Steel |  | 1901-01-01 | [6 empty] | Statistical Inventory Reconciliation (SIR) | [5 empty] | Annual line testing | Annual line testing |  | UST Currently In Use: 0; UST Temp Close: 0; AST Currently In Use: 0; AST Temp Closed: 0 | 0 | 0 | 5 | 15201-115-005592 | VULCAN OIL COMPANY INC.
34012 | Permanently Closed | 1998-11-11 | 1981-06-01 | 1998-11-11 | Petroleum | Unleaded gasoline | Unleaded gasoline |  | Steel | Steel |  | Painted or None | Steel |  | 1901-01-01 | [12 empty] | Annual line testing | Annual line testing |  | UST Currently In Use: 0; UST Temp Close: 0; AST Currently In Use: 0; AST Temp Closed: 0 | 0 | 0 | 5 | 15201-115-005592 | VULCAN OIL COMPANY INC.
34013 | Permanently Closed | 1998-11-11 | 1981-06-01 | 1998-11-11 | Petroleum | Unleaded gasoline | Unleaded gasoline |  | Steel | Steel |  | Painted or None | Steel |  | 1901-01-01 | [6 empty] | Statistical Inventory Reconciliation (SIR) | [5 empty] | Annual line testing, Statistical inventory reconciliation (SIR) | Statistical inventory reconciliation (SIR) |  | UST Currently In Use: 0; UST Temp Close: 0; AST Currently In Use: 0; AST Temp Closed: 0 | 0 | 0 | 5 | 15201-115-005592 | VULCAN OIL COMPANY INC.
34014 | Permanently Closed | 1998-11-11 | 1978-01-01 | 1998-11-11 | Petroleum | Unleaded gasoline | Unleaded gasoline |  | Steel | Steel |  | Painted or None | Steel |  | 1901-01-01 | [6 empty] | Statistical Inventory Reconciliation (SIR) | [8 empty] | UST Currently In Use: 0; UST Temp Close: 0; AST Currently In Use: 0; AST Temp Closed: 0 | 0 | 0 | 5 | 15201-115-005592 | VULCAN OIL COMPANY INC.
34015 | Permanently Closed | 1998-11-11 | 1978-01-01 | 1998-11-11 | Petroleum | On road diesel | On road diesel |  | Steel | Steel |  | Painted or None | Steel |  | 1901-01-01 | [6 empty] | Statistical Inventory Reconciliation (SIR) | [5 empty] | Annual line testing | Annual line testing |  | UST Currently In Use: 0; UST Temp Close: 0; AST Currently In Use: 0; AST Temp Closed: 0 | 0 | 0 | 5 | 15201-115-005592 | VULCAN OIL COMPANY INC.
34016 | Permanently Closed | 1990-02-23 | 1983-01-01 | 1990-02-23 | Petroleum | Unleaded gasoline | Unleaded gasoline |  | Steel | Steel |  | Painted or None | Steel |  | 1901-01-01 | [15 empty] | UST Currently In Use: 0; UST Temp Close: 0; AST Currently In Use: 0; AST Temp Closed: 0 | 0 | 0 | 2 | 15201-115-005609 | VULCAN OIL COMPANY INC.
34017 | Permanently Closed | 1990-02-23 | 1983-01-01 | 1990-02-23 | Petroleum | Unleaded gasoline | Unleaded gasoline |  | Steel | Steel |  | Painted or None | Steel |  | 1901-01-01 | [15 empty] | UST Currently In Use: 0; UST Temp Close: 0; AST Currently In Use: 0; AST Temp Closed: 0 | 0 | 0 | 2 | 15201-115-005609 | VULCAN OIL COMPANY INC.
34018 | Temporary Closed | 2018-02-15 | 1988-08-01 |  | Petroleum | Unleaded gasoline | Unleaded gasoline | Retail | Steel | Steel | Coated & cathodic protection (sti-P3) |  | Flexible |  |  |  | Catchment Basin, Single walled catchment basin | Automatic shutoff device At 95% full, Flow Rest 90% Full | Flow Rest 90% Full |  |  | Continuous Automatic Tank Gauge |  | Automatic flow restrictor (MLLD) | Automatic flow restrictor (MLLD) |  |  | Annual line testing | Annual line testing |  | UST Currently In Use: 0; UST Temp Close: 3; AST Currently In Use: 0; AST Temp Closed: 0 | 0 | 3 | 0 | 15201-117-005567 | VULCAN OIL COMPANY INC.
34019 | Temporary Closed | 2018-02-15 | 1988-08-01 |  | Petroleum | Premium gasoline | Premium gasoline | Retail | Steel | Steel | Coated & cathodic protection (sti-P3) |  | Flexible |  |  |  | Catchment Basin, Single walled catchment basin | Automatic shutoff device At 95% full, Flow Rest 90% Full | Flow Rest 90% Full |  |  | Continuous Automatic Tank Gauge |  | Automatic flow restrictor (MLLD) | Automatic flow restrictor (MLLD) |  |  | Annual line testing | Annual line testing |  | UST Currently In Use: 0; UST Temp Close: 3; AST Currently In Use: 0; AST Temp Closed: 0 | 0 | 3 | 0 | 15201-117-005567 | VULCAN OIL COMPANY INC.
34020 | Temporary Closed | 2018-02-15 | 1988-08-01 |  | Petroleum | Mid-grade gasoline | Mid-grade gasoline | Retail | Steel | Steel | Coated & cathodic protection (sti-P3) |  | Flexible |  |  |  | Catchment Basin, Single walled catchment basin | Automatic shutoff device At 95% full, Flow Rest 90% Full | Flow Rest 90% Full |  |  | Continuous Automatic Tank Gauge |  | Automatic flow restrictor (MLLD) | Automatic flow restrictor (MLLD) |  |  | Annual line testing | Annual line testing |  | UST Currently In Use: 0; UST Temp Close: 3; AST Currently In Use: 0; AST Temp Closed: 0 | 0 | 3 | 0 | 15201-117-005567 | VULCAN OIL COMPANY INC.
34021 | Permanently Closed | 1997-03-07 | 1969-06-01 | 1997-03-07 | Petroleum | Unleaded gasoline | Unleaded gasoline |  | Steel | Steel | Field installed cathodic protection, Interior lined (not allowed as a standalone method of corrosion protection) |  | Steel |  | 1901-01-01 |  | Catchment Basin, Single walled catchment basin | Flow Rest 90% Full | Flow Rest 90% Full |  |  | Statistical Inventory Reconciliation (SIR) | [5 empty] | Annual line testing, Statistical inventory reconciliation (SIR) | Statistical inventory reconciliation (SIR) |  | UST Currently In Use: 0; UST Temp Close: 0; AST Currently In Use: 0; AST Temp Closed: 0 | 0 | 0 | 5 | 22006-117-005602 | SHAHEEN, INC.
34022 | Permanently Closed | 1996-03-07 | 1969-06-01 | 1997-03-07 | Petroleum | Unleaded gasoline | Unleaded gasoline |  | Steel | Steel | Field installed cathodic protection, Interior lined (not allowed as a standalone method of corrosion protection) |  | Steel |  | 1901-01-01 |  | Catchment Basin, Single walled catchment basin | Flow Rest 90% Full | Flow Rest 90% Full |  |  | Statistical Inventory Reconciliation (SIR) | [5 empty] | Annual line testing, Statistical inventory reconciliation (SIR) | Statistical inventory reconciliation (SIR) |  | UST Currently In Use: 0; UST Temp Close: 0; AST Currently In Use: 0; AST Temp Closed: 0 | 0 | 0 | 5 | 22006-117-005602 | SHAHEEN, INC.
34023 | Permanently Closed | 1996-03-07 | 1969-06-01 | 1997-03-07 | Petroleum | Unleaded gasoline | Unleaded gasoline |  | Steel | Steel | Field installed cathodic protection, Interior lined (not allowed as a standalone method of corrosion protection) |  | Steel |  | 1901-01-01 |  | Catchment Basin, Single walled catchment basin | Flow Rest 90% Full | Flow Rest 90% Full |  |  | Statistical Inventory Reconciliation (SIR) | [5 empty] | Annual line testing, Statistical inventory reconciliation (SIR) | Statistical inventory reconciliation (SIR) |  | UST Currently In Use: 0; UST Temp Close: 0; AST Currently In Use: 0; AST Temp Closed: 0 | 0 | 0 | 5 | 22006-117-005602 | SHAHEEN, INC.
34024 | Currently in Use |  | 1980-01-01 |  | Petroleum | Unleaded gasoline | Unleaded gasoline | Retail | Steel | Steel | Field installed cathodic protection |  | Fiberglass reinforced plastic, Single Wall |  |  |  | Catchment Basin, Single walled catchment basin | Flow Rest 90% Full | Flow Rest 90% Full |  |  | Continuous Automatic Tank Gauge |  | Automatic flow restrictor (MLLD) | Automatic flow restrictor (MLLD) |  |  | Annual line testing | Annual line testing |  | UST Currently In Use: 2; UST Temp Close: 0; AST Currently In Use: 0; AST Temp Closed: 0 | 2 | 0 | 1 | 15201-117-005605 | VULCAN OIL COMPANY INC.
34025 | Permanently Closed | 2009-02-23 | 1993-06-01 | 2009-02-23 | Petroleum | Premium gasoline | Premium gasoline | Retail | Steel | Steel | Coated & cathodic protection (sti-P3), Field installed cathodic protection |  | Fiberglass reinforced plastic |  |  |  | Catchment Basin, Single walled catchment basin | Flow Rest 90% Full | Flow Rest 90% Full |  |  | Continuous Automatic Tank Gauge | [5 empty] | Annual line testing | Annual line testing |  | UST Currently In Use: 2; UST Temp Close: 0; AST Currently In Use: 0; AST Temp Closed: 0 | 2 | 0 | 1 | 15201-117-005605 | VULCAN OIL COMPANY INC.
34026 | Permanently Closed | 1994-01-01 | 1977-01-01 | 1994-01-01 | Petroleum | Unleaded gasoline | Unleaded gasoline |  | Steel | Steel |  | Painted or None | Steel |  | 1901-01-01 | [15 empty] | UST Currently In Use: 1; UST Temp Close: 0; AST Currently In Use: 0; AST Temp Closed: 0 | 1 | 0 | 2 | 24030-123-005576 | SALMA AKTER
34027 | Permanently Closed | 1994-01-01 | 1977-01-01 | 1994-01-01 | Petroleum | Unleaded gasoline | Unleaded gasoline |  | Steel | Steel |  | Painted or None | Steel |  | 1901-01-01 | [15 empty] | UST Currently In Use: 1; UST Temp Close: 0; AST Currently In Use: 0; AST Temp Closed: 0 | 1 | 0 | 2 | 24030-123-005576 | SALMA AKTER
34028 | Permanently Closed | 1995-06-01 | 1981-01-01 | 1995-06-07 | Petroleum | Unleaded gasoline | Unleaded gasoline |  | Steel | Steel |  | Painted or None | Steel |  | 1901-01-01 | [15 empty] | UST Currently In Use: 4; UST Temp Close: 0; AST Currently In Use: 0; AST Temp Closed: 0 | 4 | 0 | 3 | 15201-127-005590 | VULCAN OIL COMPANY INC.
34029 | Permanently Closed | 1995-06-01 | 1981-01-01 | 1995-06-07 | Petroleum | Unleaded gasoline | Unleaded gasoline |  | Steel | Steel |  | Painted or None | Steel |  | 1901-01-01 | [15 empty] | UST Currently In Use: 4; UST Temp Close: 0; AST Currently In Use: 0; AST Temp Closed: 0 | 4 | 0 | 3 | 15201-127-005590 | VULCAN OIL COMPANY INC.
34030 | Permanently Closed | 1995-06-01 | 1981-01-01 | 1995-06-07 | Petroleum | Unleaded gasoline | Unleaded gasoline |  | Steel | Steel |  | Painted or None | Steel |  | 1901-01-01 | [15 empty] | UST Currently In Use: 4; UST Temp Close: 0; AST Currently In Use: 0; AST Temp Closed: 0 | 4 | 0 | 3 | 15201-127-005590 | VULCAN OIL COMPANY INC.
34031 | Currently in Use |  | 1986-01-01 |  | Petroleum | Unleaded gasoline | Unleaded gasoline | Retail | Single Wall, Steel | Steel | Field installed cathodic protection |  | Single Wall, Steel |  |  | Field installed cathodic protection | Catchment Basin, Single walled catchment basin | Automatic shutoff device At 95% full | Automatic shutoff device At 95% full |  |  | Continuous Automatic Tank Gauge | Direct Bury submersible pump | Automatic flow restrictor (MLLD) | Automatic flow restrictor (MLLD) |  |  | Annual line testing | Annual line testing |  | UST Currently In Use: 4; UST Temp Close: 0; AST Currently In Use: 0; AST Temp Closed: 0 | 4 | 0 | 0 | 15201-127-013351 | VULCAN OIL COMPANY INC.
34032 | Currently in Use |  | 1986-01-01 |  | Petroleum | Premium gasoline | Premium gasoline | Retail | Single Wall, Steel | Steel | Coated & cathodic protection (sti-P3), Field installed cathodic protection |  | Single Wall, Steel |  |  | Field installed cathodic protection | Catchment Basin, Single walled catchment basin | Automatic shutoff device At 95% full | Automatic shutoff device At 95% full |  |  | Continuous Automatic Tank Gauge | Direct Bury submersible pump | Automatic flow restrictor (MLLD) | Automatic flow restrictor (MLLD) |  |  | Annual line testing | Annual line testing |  | UST Currently In Use: 4; UST Temp Close: 0; AST Currently In Use: 0; AST Temp Closed: 0 | 4 | 0 | 0 | 15201-127-013351 | VULCAN OIL COMPANY INC.
34033 | Currently in Use |  | 1986-01-01 |  | Petroleum | Unleaded gasoline | Unleaded gasoline | Retail | Single Wall, Steel, UNLEAD #2 | Steel | Field installed cathodic protection |  | Single Wall, Steel |  |  | Field installed cathodic protection | Catchment Basin, Single walled catchment basin | Automatic shutoff device At 95% full | Automatic shutoff device At 95% full |  |  | Continuous Automatic Tank Gauge | Direct Bury submersible pump | Automatic flow restrictor (MLLD) | Automatic flow restrictor (MLLD) |  |  | Annual line testing | Annual line testing |  | UST Currently In Use: 4; UST Temp Close: 0; AST Currently In Use: 0; AST Temp Closed: 0 | 4 | 0 | 0 | 15201-127-013351 | VULCAN OIL COMPANY INC.
34034 | Currently in Use |  | 1986-01-01 |  | Petroleum | On road diesel | On road diesel | Retail | Single Wall, Steel | Steel | Coated & cathodic protection (sti-P3), Field installed cathodic protection |  | Single Wall, Steel |  |  | Field installed cathodic protection | Catchment Basin, Single walled catchment basin | Automatic shutoff device At 95% full | Automatic shutoff device At 95% full |  |  | Continuous Automatic Tank Gauge | Direct Bury submersible pump | [7 empty] | UST Currently In Use: 4; UST Temp Close: 0; AST Currently In Use: 0; AST Temp Closed: 0 | 4 | 0 | 0 | 15201-127-013351 | VULCAN OIL COMPANY INC.
34035 | Permanently Closed | 1995-01-01 | 1965-01-01 | 1995-12-15 | Petroleum | Unleaded gasoline | Unleaded gasoline |  | Steel | Steel |  | Painted or None | Steel |  | 1901-01-01 | [15 empty] | UST Currently In Use: 0; UST Temp Close: 0; AST Currently In Use: 0; AST Temp Closed: 0 | 0 | 0 | 2 | 15204-073-004659 | VULCAN TERMITE & PEST CONTROL
34036 | Permanently Closed | 1995-01-01 | 1969-01-01 | 1995-12-15 | Petroleum | Unleaded gasoline | Unleaded gasoline |  | Steel | Steel |  | Painted or None | Steel |  | 1901-01-01 | [15 empty] | UST Currently In Use: 0; UST Temp Close: 0; AST Currently In Use: 0; AST Temp Closed: 0 | 0 | 0 | 2 | 15204-073-004659 | VULCAN TERMITE & PEST CONTROL
34037 | Permanently Closed | 2012-06-18 | 1984-01-01 | 2012-06-18 | Petroleum | Unleaded gasoline | Unleaded gasoline | Industrial | Fiberglass reinforced plastic | Fiberglass reinforced plastic |  |  | Single Wall, Steel |  |  | Isolated or Above Ground | Catchment Basin, Single walled catchment basin | Automatic shutoff device At 95% full | Automatic shutoff device At 95% full |  |  | Automatic Tank Gauge | [8 empty] | UST Currently In Use: 0; UST Temp Close: 0; AST Currently In Use: 2; AST Temp Closed: 0 | 0 | 0 | 3 | 15207-049-000091 | VULCRAFT, DIVISION OF NUCOR CORP.
34038 | Permanently Closed | 2011-02-28 | 1984-01-01 | 2012-06-18 | Petroleum | On road diesel | On road diesel | Industrial | Fiberglass reinforced plastic | Fiberglass reinforced plastic |  |  | Steel |  |  | Isolated or Above Ground | Catchment Basin, Single walled catchment basin | Automatic shutoff device At 95% full | Automatic shutoff device At 95% full |  |  | Automatic Tank Gauge | [8 empty] | UST Currently In Use: 0; UST Temp Close: 0; AST Currently In Use: 2; AST Temp Closed: 0 | 0 | 0 | 3 | 15207-049-000091 | VULCRAFT, DIVISION OF NUCOR CORP.
34039 | Permanently Closed | 2011-02-28 | 1984-01-01 | 2012-06-18 | Petroleum | On road diesel | On road diesel | Industrial | Steel | Steel | Coated & cathodic protection (sti-P3) |  | Fiberglass reinforced plastic |  |  |  | Catchment Basin, Single walled catchment basin | Flow Rest 90% Full | Flow Rest 90% Full |  |  | Automatic Tank Gauge | [5 empty] | Annual line testing | Annual line testing |  | UST Currently In Use: 0; UST Temp Close: 0; AST Currently In Use: 2; AST Temp Closed: 0 | 0 | 0 | 3 | 15207-049-000091 | VULCRAFT, DIVISION OF NUCOR CORP.
34040 | Permanently Closed | 1901-01-01 | 1972-01-01 | 1988-10-01 | Petroleum | Unleaded gasoline | Unleaded gasoline |  | Steel | Steel |  | Painted or None | Steel |  | 1901-01-01 | [15 empty] | UST Currently In Use: 0; UST Temp Close: 0; AST Currently In Use: 0; AST Temp Closed: 0 | 0 | 0 | 3 | 15207-049-003554 | VULCRAFT, DIVISION OF NUCOR CORP.
34041 | Permanently Closed | 1901-01-01 | 1972-01-01 | 1988-10-01 | Petroleum | On road diesel | On road diesel |  | Steel | Steel |  | Painted or None | Steel |  | 1901-01-01 | [15 empty] | UST Currently In Use: 0; UST Temp Close: 0; AST Currently In Use: 0; AST Temp Closed: 0 | 0 | 0 | 3 | 15207-049-003554 | VULCRAFT, DIVISION OF NUCOR CORP.
34042 | Permanently Closed | 1901-01-01 | 1977-01-01 | 1988-10-01 | Petroleum | On road diesel | On road diesel |  | Steel | Steel |  | Painted or None | Steel |  | 1901-01-01 | [15 empty] | UST Currently In Use: 0; UST Temp Close: 0; AST Currently In Use: 0; AST Temp Closed: 0 | 0 | 0 | 3 | 15207-049-003554 | VULCRAFT, DIVISION OF NUCOR CORP.
34043 | Permanently Closed | 1989-10-01 | 1969-01-01 | 1989-10-17 | Petroleum | On road diesel | On road diesel |  | Steel | Steel |  | Painted or None | Steel |  | 1901-01-01 | [15 empty] | UST Currently In Use: 0; UST Temp Close: 0; AST Currently In Use: 0; AST Temp Closed: 0 | 0 | 0 | 2 | 15209-013-000926 | W & J PROPANE GAS CO INC
34044 | Permanently Closed | 1989-10-01 | 1969-01-01 | 1989-10-17 | Petroleum | Unleaded gasoline | Unleaded gasoline |  | Steel | Steel |  | Painted or None | Steel |  | 1901-01-01 | [15 empty] | UST Currently In Use: 0; UST Temp Close: 0; AST Currently In Use: 0; AST Temp Closed: 0 | 0 | 0 | 2 | 15209-013-000926 | W & J PROPANE GAS CO INC
34045 | Retired | 1986-01-01 | 1964-01-01 |  | Petroleum | Unleaded gasoline | Unleaded gasoline |  | Steel | Steel |  | Painted or None | Steel |  | 1901-01-01 | [15 empty] | UST Currently In Use: 0; UST Temp Close: 0; AST Currently In Use: 0; AST Temp Closed: 0 | 0 | 0 | 0 | 15210-055-002708 | W A BURSON
34046 | Retired | 1986-01-01 | 1964-01-01 |  | Petroleum | Unleaded gasoline | Unleaded gasoline |  | Steel | Steel |  | Painted or None | Steel |  | 1901-01-01 | [15 empty] | UST Currently In Use: 0; UST Temp Close: 0; AST Currently In Use: 0; AST Temp Closed: 0 | 0 | 0 | 0 | 15210-055-002708 | W A BURSON
34047 | Retired | 1986-01-01 | 1973-01-01 |  | Petroleum | Unleaded gasoline | Unleaded gasoline |  | Steel | Steel |  | Painted or None | Steel |  | 1901-01-01 | [15 empty] | UST Currently In Use: 0; UST Temp Close: 0; AST Currently In Use: 0; AST Temp Closed: 0 | 0 | 0 | 0 | 15210-055-002708 | W A BURSON
34048 | Permanently Closed | 1984-01-01 | 1952-01-01 | 1988-01-30 | Petroleum | Unleaded gasoline | Unleaded gasoline |  | Steel | Steel |  | Painted or None | Steel |  | 1901-01-01 | [15 empty] | UST Currently In Use: 0; UST Temp Close: 0; AST Currently In Use: 0; AST Temp Closed: 0 | 0 | 0 | 2 | 15211-011-008410 | W A SHAW
34049 | Permanently Closed | 1984-01-01 | 1952-01-01 | 1988-01-30 | Petroleum | Unleaded gasoline | Unleaded gasoline |  | Steel | Steel |  | Painted or None | Steel |  | 1901-01-01 | [15 empty] | UST Currently In Use: 0; UST Temp Close: 0; AST Currently In Use: 0; AST Temp Closed: 0 | 0 | 0 | 2 | 15211-011-008410 | W A SHAW
34050 | Permanently Closed | 1901-01-01 | 1979-01-01 | 1988-12-19 | Petroleum | On road diesel | On road diesel |  | Steel | Steel |  | Painted or None | Steel |  | 1901-01-01 | [15 empty] | UST Currently In Use: 0; UST Temp Close: 0; AST Currently In Use: 0; AST Temp Closed: 0 | 0 | 0 | 2 | 15213-097-010432 | W C BROWNLEE
34051 | Permanently Closed | 1901-01-01 | 1979-01-01 | 1988-12-19 | Petroleum | On road diesel | On road diesel |  | Steel | Steel |  | Painted or None | Steel |  | 1901-01-01 | [15 empty] | UST Currently In Use: 0; UST Temp Close: 0; AST Currently In Use: 0; AST Temp Closed: 0 | 0 | 0 | 2 | 15213-097-010432 | W C BROWNLEE
34052 | Permanently Closed | 1993-12-21 | 1983-01-01 |  | Petroleum | Unleaded gasoline | Unleaded gasoline |  | Steel | Steel |  | Painted or None | Steel |  | 1901-01-01 | [15 empty] | UST Currently In Use: 0; UST Temp Close: 0; AST Currently In Use: 0; AST Temp Closed: 0 | 0 | 0 | 3 | 15214-003-002077 | W C DAVIS
34053 | Permanently Closed | 1993-12-21 | 1983-01-01 |  | Petroleum | Unleaded gasoline | Unleaded gasoline |  | Steel | Steel |  | Painted or None | Steel |  | 1901-01-01 | [15 empty] | UST Currently In Use: 0; UST Temp Close: 0; AST Currently In Use: 0; AST Temp Closed: 0 | 0 | 0 | 3 | 15214-003-002077 | W C DAVIS
34054 | Permanently Closed | 1993-12-21 | 1983-01-01 |  | Petroleum | Unleaded gasoline | Unleaded gasoline |  | Steel | Steel |  | Painted or None | Steel |  | 1901-01-01 | [15 empty] | UST Currently In Use: 0; UST Temp Close: 0; AST Currently In Use: 0; AST Temp Closed: 0 | 0 | 0 | 3 | 15214-003-002077 | W C DAVIS
34055 | Permanently Closed | 1901-01-01 | 1980-01-01 | 1988-01-21 | Petroleum | Unleaded gasoline | Unleaded gasoline |  | Steel | Steel |  | Painted or None | Steel |  | 1901-01-01 | [15 empty] | UST Currently In Use: 0; UST Temp Close: 0; AST Currently In Use: 0; AST Temp Closed: 0 | 0 | 0 | 3 | 15217-009-007567 | ALLIED ENERGY COMPANY
34056 | Permanently Closed | 1901-01-01 | 1980-01-01 | 1988-01-21 | Petroleum | Unleaded gasoline | Unleaded gasoline |  | Steel | Steel |  | Painted or None | Steel |  | 1901-01-01 | [15 empty] | UST Currently In Use: 0; UST Temp Close: 0; AST Currently In Use: 0; AST Temp Closed: 0 | 0 | 0 | 3 | 15217-009-007567 | ALLIED ENERGY COMPANY
34057 | Permanently Closed | 1901-01-01 | 1980-01-01 | 1988-01-21 | Petroleum | Unleaded gasoline | Unleaded gasoline |  | Steel | Steel |  | Painted or None | Steel |  | 1901-01-01 | [15 empty] | UST Currently In Use: 0; UST Temp Close: 0; AST Currently In Use: 0; AST Temp Closed: 0 | 0 | 0 | 3 | 15217-009-007567 | ALLIED ENERGY COMPANY
34058 | Currently in Use |  | 1981-12-31 |  | Petroleum | Unleaded gasoline | Unleaded gasoline | Retail | Single Wall, Steel | Steel | Field installed cathodic protection, Interior lined (not allowed as a standalone method of corrosion protection) |  | Fiberglass reinforced plastic, Single Wall |  | 1901-01-01 |  | Catchment Basin, Single walled catchment basin | Automatic shutoff device At 95% full | Automatic shutoff device At 95% full |  |  | Continuous Automatic Tank Gauge |  | Automatic shutoff device (AELLD) | Automatic shutoff device (AELLD) | [5 empty] | UST Currently In Use: 2; UST Temp Close: 0; AST Currently In Use: 0; AST Temp Closed: 0 | 2 | 0 | 0 | 15201-073-007564 | VULCAN OIL COMPANY INC.
34061 | Currently in Use |  | 1981-12-31 |  | Petroleum | Premium gasoline | Premium gasoline | Retail | Single Wall, Steel | Steel | Field installed cathodic protection, Interior lined (not allowed as a standalone method of corrosion protection) |  | Fiberglass reinforced plastic, Single Wall |  | 1901-01-01 |  | Catchment Basin, Single walled catchment basin | Automatic shutoff device At 95% full | Automatic shutoff device At 95% full |  |  | Continuous Automatic Tank Gauge |  | Automatic shutoff device (AELLD) | Automatic shutoff device (AELLD) | [5 empty] | UST Currently In Use: 2; UST Temp Close: 0; AST Currently In Use: 0; AST Temp Closed: 0 | 2 | 0 | 0 | 15201-073-007564 | VULCAN OIL COMPANY INC.
34062 | Permanently Closed | 2004-10-01 | 1980-01-01 | 2009-07-29 | Petroleum | Unleaded gasoline | Unleaded gasoline | Retail | Steel | Steel | Field installed cathodic protection | Painted or None | Steel |  | 1901-01-01 | Field installed cathodic protection | Catchment Basin, Single walled catchment basin | Automatic shutoff device At 95% full | Automatic shutoff device At 95% full |  |  | Statistical Inventory Reconciliation (SIR) | [5 empty] | Statistical inventory reconciliation (SIR) | Statistical inventory reconciliation (SIR) |  | UST Currently In Use: 0; UST Temp Close: 0; AST Currently In Use: 0; AST Temp Closed: 0 | 0 | 0 | 3 | 19758-073-007565 | MAGIC CITY FOOD STORES INC
34063 | Permanently Closed | 2004-10-01 | 1980-01-01 | 2009-07-29 | Petroleum | Mid-grade gasoline | Mid-grade gasoline | Retail | Steel | Steel | Field installed cathodic protection | Painted or None | Steel |  | 1901-01-01 | Field installed cathodic protection | Catchment Basin, Single walled catchment basin | Automatic shutoff device At 95% full | Automatic shutoff device At 95% full |  |  | Statistical Inventory Reconciliation (SIR) | [5 empty] | Statistical inventory reconciliation (SIR) | Statistical inventory reconciliation (SIR) |  | UST Currently In Use: 0; UST Temp Close: 0; AST Currently In Use: 0; AST Temp Closed: 0 | 0 | 0 | 3 | 19758-073-007565 | MAGIC CITY FOOD STORES INC
34064 | Permanently Closed | 2004-10-01 | 1980-01-01 | 2009-07-29 | Petroleum | Premium gasoline | Premium gasoline | Retail | Steel | Steel | Field installed cathodic protection | Painted or None | Steel |  | 1901-01-01 | Field installed cathodic protection | Catchment Basin, Single walled catchment basin | Automatic shutoff device At 95% full | Automatic shutoff device At 95% full |  |  | Statistical Inventory Reconciliation (SIR) | [5 empty] | Statistical inventory reconciliation (SIR) | Statistical inventory reconciliation (SIR) |  | UST Currently In Use: 0; UST Temp Close: 0; AST Currently In Use: 0; AST Temp Closed: 0 | 0 | 0 | 3 | 19758-073-007565 | MAGIC CITY FOOD STORES INC
34065 | Permanently Closed | 1901-01-01 | 1953-01-01 | 1988-02-12 | Petroleum | Unleaded gasoline | Unleaded gasoline |  | Steel | Steel |  |  | Steel |  | 1901-01-01 | [15 empty] | UST Currently In Use: 0; UST Temp Close: 2; AST Currently In Use: 0; AST Temp Closed: 0 | 0 | 2 | 1 | 25543-073-007566 | SUNOCO LLC
34066 | Temporary Closed | 2019-01-15 | 1987-01-01 |  | Petroleum | Unleaded gasoline | Unleaded gasoline | Industrial | Steel | Steel | Coated & cathodic protection (sti-P3) |  | Fiberglass reinforced plastic |  |  |  | Catchment Basin, Single walled catchment basin | Automatic shutoff device At 95% full | Automatic shutoff device At 95% full |  |  | Statistical Inventory Reconciliation (SIR) | [8 empty] | UST Currently In Use: 0; UST Temp Close: 2; AST Currently In Use: 0; AST Temp Closed: 0 | 0 | 2 | 1 | 25543-073-007566 | SUNOCO LLC
34067 | Temporary Closed | 2019-01-15 | 1987-01-01 |  | Petroleum | On road diesel | On road diesel | Industrial | Steel | Steel | Coated & cathodic protection (sti-P3) |  | Fiberglass reinforced plastic |  |  |  | Catchment Basin, Single walled catchment basin | Automatic shutoff device At 95% full | Automatic shutoff device At 95% full |  |  | Statistical Inventory Reconciliation (SIR) | [8 empty] | UST Currently In Use: 0; UST Temp Close: 2; AST Currently In Use: 0; AST Temp Closed: 0 | 0 | 2 | 1 | 25543-073-007566 | SUNOCO LLC
34068 | Permanently Closed | 1984-02-01 | 1963-01-01 |  | Petroleum | Unleaded gasoline | Unleaded gasoline |  | Steel | Steel |  |  |  |  | 1901-01-01 | [15 empty] | UST Currently In Use: 0; UST Temp Close: 0; AST Currently In Use: 0; AST Temp Closed: 0 | 0 | 0 | 3 | 15217-073-011098 | ALLIED ENERGY COMPANY
34069 | Permanently Closed | 1984-02-01 | 1963-01-01 |  | Petroleum | Unleaded gasoline | Unleaded gasoline |  | Steel | Steel |  |  |  |  | 1901-01-01 | [15 empty] | UST Currently In Use: 0; UST Temp Close: 0; AST Currently In Use: 0; AST Temp Closed: 0 | 0 | 0 | 3 | 15217-073-011098 | ALLIED ENERGY COMPANY
34070 | Permanently Closed | 1984-02-01 | 1963-01-01 |  | Petroleum | Unleaded gasoline | Unleaded gasoline |  | Steel | Steel |  |  |  |  | 1901-01-01 | [15 empty] | UST Currently In Use: 0; UST Temp Close: 0; AST Currently In Use: 0; AST Temp Closed: 0 | 0 | 0 | 3 | 15217-073-011098 | ALLIED ENERGY COMPANY
34071 | Currently in Use |  | 1989-01-01 |  | Petroleum | Unleaded gasoline | Unleaded gasoline | Retail | Single Wall, Steel | Steel | Coated & cathodic protection (sti-P3) |  | Fiberglass reinforced plastic, Single Wall |  |  | Other, FLXS ISOLA | Catchment Basin, Single walled catchment basin | Flow Rest 90% Full | Flow Rest 90% Full |  |  | Continuous Automatic Tank Gauge |  | Automatic flow restrictor (MLLD) | Automatic flow restrictor (MLLD) |  |  | Annual line testing | Annual line testing |  | UST Currently In Use: 4; UST Temp Close: 0; AST Currently In Use: 0; AST Temp Closed: 0 | 4 | 0 | 0 | 20290-073-014320 | DENNIS INGRAM DBA MINOR PKWY TEXACO
34072 | Currently in Use |  | 1989-01-01 |  | Petroleum | Unleaded gasoline | Unleaded gasoline |  | Single Wall, Steel | Steel | Coated & cathodic protection (sti-P3) |  | Fiberglass reinforced plastic, Single Wall |  |  | Other, FLXS ISOLA | Catchment Basin, Single walled catchment basin | Flow Rest 90% Full | Flow Rest 90% Full |  |  | Continuous Automatic Tank Gauge |  | Automatic flow restrictor (MLLD) | Automatic flow restrictor (MLLD) |  |  | Annual line testing | Annual line testing |  | UST Currently In Use: 4; UST Temp Close: 0; AST Currently In Use: 0; AST Temp Closed: 0 | 4 | 0 | 0 | 20290-073-014320 | DENNIS INGRAM DBA MINOR PKWY TEXACO
34073 | Currently in Use |  | 1989-01-01 |  | Petroleum | Premium gasoline | Premium gasoline |  | Single Wall, Steel | Steel | Coated & cathodic protection (sti-P3) |  | Fiberglass reinforced plastic, Single Wall |  |  | Other, FLXS ISOLA | Catchment Basin, Single walled catchment basin | Flow Rest 90% Full | Flow Rest 90% Full |  |  | Continuous Automatic Tank Gauge |  | Automatic flow restrictor (MLLD) | Automatic flow restrictor (MLLD) |  |  | Annual line testing | Annual line testing |  | UST Currently In Use: 4; UST Temp Close: 0; AST Currently In Use: 0; AST Temp Closed: 0 | 4 | 0 | 0 | 20290-073-014320 | DENNIS INGRAM DBA MINOR PKWY TEXACO
34074 | Permanently Closed | 1999-06-07 | 1901-01-01 | 1999-06-07 | Petroleum | Unleaded gasoline | Unleaded gasoline |  | Steel | Steel |  |  |  |  | 1901-01-01 | [15 empty] | UST Currently In Use: 0; UST Temp Close: 0; AST Currently In Use: 0; AST Temp Closed: 0 | 0 | 0 | 3 | 15219-041-006306 | W D BAILEY
34075 | Permanently Closed | 1999-06-07 | 1901-01-01 | 1999-06-07 | Petroleum | Unleaded gasoline | Unleaded gasoline |  | Steel | Steel |  |  |  |  | 1901-01-01 | [15 empty] | UST Currently In Use: 0; UST Temp Close: 0; AST Currently In Use: 0; AST Temp Closed: 0 | 0 | 0 | 3 | 15219-041-006306 | W D BAILEY
34076 | Permanently Closed | 1999-06-07 | 1901-01-01 | 1999-06-07 | Petroleum | Unleaded gasoline | Unleaded gasoline |  | Steel | Steel |  |  |  |  | 1901-01-01 | [15 empty] | UST Currently In Use: 0; UST Temp Close: 0; AST Currently In Use: 0; AST Temp Closed: 0 | 0 | 0 | 3 | 15219-041-006306 | W D BAILEY
34077 | Permanently Closed | 1989-10-17 | 1901-01-01 | 1991-02-08 | Petroleum | Unleaded gasoline | Unleaded gasoline | [7 empty] | 1901-01-01 | [15 empty] | UST Currently In Use: 0; UST Temp Close: 0; AST Currently In Use: 0; AST Temp Closed: 0 | 0 | 0 | 2 | 15220-047-000654 | W D SELLERS AND E B ROBINSON
34078 | Permanently Closed | 1989-10-17 | 1901-01-01 | 1991-02-08 | Petroleum | On road diesel | On road diesel | [7 empty] | 1901-01-01 | [15 empty] | UST Currently In Use: 0; UST Temp Close: 0; AST Currently In Use: 0; AST Temp Closed: 0 | 0 | 0 | 2 | 15220-047-000654 | W D SELLERS AND E B ROBINSON
34079 | Permanently Closed | 1991-01-31 | 1968-01-01 | 1991-01-31 | Petroleum | Unleaded gasoline | Unleaded gasoline |  | Steel | Steel |  | Painted or None | Steel |  | 1901-01-01 | [15 empty] | UST Currently In Use: 0; UST Temp Close: 0; AST Currently In Use: 0; AST Temp Closed: 0 | 0 | 0 | 3 | 15221-025-008348 | W F JONES
34080 | Permanently Closed | 1991-01-31 | 1968-01-01 | 1991-01-31 | Petroleum | Unleaded gasoline | Unleaded gasoline |  | Steel | Steel |  | Painted or None | Steel |  | 1901-01-01 | [15 empty] | UST Currently In Use: 0; UST Temp Close: 0; AST Currently In Use: 0; AST Temp Closed: 0 | 0 | 0 | 3 | 15221-025-008348 | W F JONES
34081 | Permanently Closed | 1991-01-31 | 1968-01-01 | 1991-01-31 | Petroleum | Unleaded gasoline | Unleaded gasoline |  | Steel | Steel |  | Painted or None | Steel |  | 1901-01-01 | [15 empty] | UST Currently In Use: 0; UST Temp Close: 0; AST Currently In Use: 0; AST Temp Closed: 0 | 0 | 0 | 3 | 15221-025-008348 | W F JONES
34082 | Permanently Closed | 1901-01-01 | 1952-01-01 | 1988-12-20 | Petroleum | On road diesel | On road diesel |  | Steel | Steel |  |  |  |  | 1901-01-01 | [15 empty] | UST Currently In Use: 0; UST Temp Close: 0; AST Currently In Use: 0; AST Temp Closed: 0 | 0 | 0 | 3 | 15222-069-010471 | W G HARDWICK
34083 | Permanently Closed | 1980-01-01 | 1952-01-01 | 1988-12-20 | Petroleum | Other, EMPTY | Other | [7 empty] | 1901-01-01 | [15 empty] | UST Currently In Use: 0; UST Temp Close: 0; AST Currently In Use: 0; AST Temp Closed: 0 | 0 | 0 | 3 | 15222-069-010471 | W G HARDWICK
34084 | Permanently Closed | 1990-01-01 | 1988-01-01 | 1993-12-14 | Petroleum | On road diesel | On road diesel |  | Steel | Steel |  | Painted or None | Steel |  | 1901-01-01 | [15 empty] | UST Currently In Use: 0; UST Temp Close: 0; AST Currently In Use: 0; AST Temp Closed: 0 | 0 | 0 | 3 | 15222-069-010471 | W G HARDWICK
34085 | Permanently Closed | 1993-04-06 | 1979-01-01 | 1993-04-06 | Petroleum | On road diesel | On road diesel |  | Steel | Steel |  | Painted or None | Steel |  | 1901-01-01 | [15 empty] | UST Currently In Use: 0; UST Temp Close: 0; AST Currently In Use: 1; AST Temp Closed: 0 | 0 | 0 | 2 | 15223-091-003153 | W G RENTZ
34086 | Permanently Closed | 1993-04-06 | 1980-01-01 | 1993-04-06 | Petroleum | Unleaded gasoline | Unleaded gasoline |  | Steel | Steel |  | Painted or None | Steel |  | 1901-01-01 | [15 empty] | UST Currently In Use: 0; UST Temp Close: 0; AST Currently In Use: 1; AST Temp Closed: 0 | 0 | 0 | 2 | 15223-091-003153 | W G RENTZ
34087 | Permanently Closed | 1987-11-11 | 1976-01-01 | 1987-11-11 | Petroleum | On road diesel | On road diesel |  | Steel | Steel |  | Painted or None | Steel |  | 1901-01-01 | [15 empty] | UST Currently In Use: 0; UST Temp Close: 0; AST Currently In Use: 0; AST Temp Closed: 0 | 0 | 0 | 1 | 15224-125-006638 | W G SULLIVAN LUMBER CO INC
34088 | Permanently Closed | 1901-01-01 | 1978-01-01 | 1988-02-01 | Petroleum | Unleaded gasoline | Unleaded gasoline |  | Steel | Steel |  | Painted or None | Steel |  | 1901-01-01 | [15 empty] | UST Currently In Use: 0; UST Temp Close: 0; AST Currently In Use: 0; AST Temp Closed: 0 | 0 | 0 | 3 | 15225-001-003499 | W H THOMAS OIL CO INC
34089 | Permanently Closed | 1901-01-01 | 1978-01-01 | 1988-02-01 | Petroleum | Unleaded gasoline | Unleaded gasoline |  | Steel | Steel |  | Painted or None | Steel |  | 1901-01-01 | [15 empty] | UST Currently In Use: 0; UST Temp Close: 0; AST Currently In Use: 0; AST Temp Closed: 0 | 0 | 0 | 3 | 15225-001-003499 | W H THOMAS OIL CO INC
34090 | Permanently Closed | 1901-01-01 | 1978-01-01 | 1988-02-01 | Petroleum | Unleaded gasoline | Unleaded gasoline |  | Steel | Steel |  | Painted or None | Steel |  | 1901-01-01 | [15 empty] | UST Currently In Use: 0; UST Temp Close: 0; AST Currently In Use: 0; AST Temp Closed: 0 | 0 | 0 | 3 | 15225-001-003499 | W H THOMAS OIL CO INC
34091 | Permanently Closed | 1901-01-01 | 1966-01-01 | 1988-06-01 | Petroleum | Unleaded gasoline | Unleaded gasoline |  | Steel | Steel |  | Painted or None | Steel |  | 1901-01-01 | [15 empty] | UST Currently In Use: 0; UST Temp Close: 0; AST Currently In Use: 0; AST Temp Closed: 0 | 0 | 0 | 1 | 15225-021-003473 | W H THOMAS OIL CO INC
34092 | Permanently Closed | 1990-08-20 | 1978-01-01 | 1990-08-20 | Petroleum | Unleaded gasoline | Unleaded gasoline |  | Steel | Steel |  | Painted or None | Steel |  | 1901-01-01 | [15 empty] | UST Currently In Use: 3; UST Temp Close: 0; AST Currently In Use: 0; AST Temp Closed: 0 | 3 | 0 | 5 | 24465-021-003476 | SRK & NRS LLC
34093 | Permanently Closed | 1990-08-20 | 1978-01-01 | 1990-08-20 | Petroleum | Unleaded gasoline | Unleaded gasoline |  | Steel | Steel |  | Painted or None | Steel |  | 1901-01-01 | [15 empty] | UST Currently In Use: 3; UST Temp Close: 0; AST Currently In Use: 0; AST Temp Closed: 0 | 3 | 0 | 5 | 24465-021-003476 | SRK & NRS LLC
34094 | Permanently Closed | 1990-08-20 | 1978-01-01 | 1990-08-20 | Petroleum | Unleaded gasoline | Unleaded gasoline |  | Steel | Steel |  | Painted or None | Steel |  | 1901-01-01 | [15 empty] | UST Currently In Use: 3; UST Temp Close: 0; AST Currently In Use: 0; AST Temp Closed: 0 | 3 | 0 | 5 | 24465-021-003476 | SRK & NRS LLC
34095 | Permanently Closed | 1990-08-20 | 1978-01-01 | 1990-08-20 | Petroleum | On road diesel | On road diesel |  | Steel | Steel |  | Painted or None | Steel |  | 1901-01-01 | [15 empty] | UST Currently In Use: 3; UST Temp Close: 0; AST Currently In Use: 0; AST Temp Closed: 0 | 3 | 0 | 5 | 24465-021-003476 | SRK & NRS LLC
34096 | Permanently Closed | 1990-08-20 | 1982-01-01 | 1990-08-20 | Petroleum | Kerosene | Kerosene |  | Steel | Steel |  | Painted or None | Steel |  | 1901-01-01 | [15 empty] | UST Currently In Use: 3; UST Temp Close: 0; AST Currently In Use: 0; AST Temp Closed: 0 | 3 | 0 | 5 | 24465-021-003476 | SRK & NRS LLC
34097 | Permanently Closed | 1999-12-21 | 1984-01-05 | 1999-03-10 | Petroleum | Kerosene | Kerosene | Retail | Steel | Steel |  | Painted or None | Steel |  | 1901-01-01 | [6 empty] | Statistical Inventory Reconciliation (SIR) | [5 empty] | Annual line testing | Annual line testing |  | UST Currently In Use: 1; UST Temp Close: 0; AST Currently In Use: 0; AST Temp Closed: 0 | 1 | 0 | 4 | 25741-021-003477 | SHER FOODS INC
34098 | Permanently Closed | 1999-12-21 | 1984-01-05 | 1999-03-10 | Petroleum | Unleaded gasoline | Unleaded gasoline | Retail | Steel | Steel |  | Painted or None | Steel |  | 1901-01-01 | [6 empty] | Statistical Inventory Reconciliation (SIR) | [8 empty] | UST Currently In Use: 1; UST Temp Close: 0; AST Currently In Use: 0; AST Temp Closed: 0 | 1 | 0 | 4 | 25741-021-003477 | SHER FOODS INC
34099 | Permanently Closed | 1999-12-21 | 1984-01-05 | 1999-03-10 | Petroleum | Unleaded gasoline | Unleaded gasoline | Retail | Steel | Steel |  | Painted or None | Steel |  | 1901-01-01 | [6 empty] | Statistical Inventory Reconciliation (SIR) | [8 empty] | UST Currently In Use: 1; UST Temp Close: 0; AST Currently In Use: 0; AST Temp Closed: 0 | 1 | 0 | 4 | 25741-021-003477 | SHER FOODS INC
34100 | Permanently Closed | 1999-12-21 | 1984-01-05 | 1999-03-10 | Petroleum | On road diesel | On road diesel | Retail | Steel | Steel |  | Painted or None | Steel |  | 1901-01-01 | [6 empty] | Statistical Inventory Reconciliation (SIR) | [8 empty] | UST Currently In Use: 1; UST Temp Close: 0; AST Currently In Use: 0; AST Temp Closed: 0 | 1 | 0 | 4 | 25741-021-003477 | SHER FOODS INC
34101 | Permanently Closed | 1901-01-01 | 1981-01-01 | 1988-07-01 | Petroleum | Unleaded gasoline | Unleaded gasoline |  | Steel | Steel |  | Painted or None | Steel |  | 1901-01-01 | [15 empty] | UST Currently In Use: 0; UST Temp Close: 0; AST Currently In Use: 0; AST Temp Closed: 0 | 0 | 0 | 4 | 15225-021-003480 | W H THOMAS OIL CO INC
34102 | Permanently Closed | 1901-01-01 | 1981-01-01 | 1988-07-01 | Petroleum | Unleaded gasoline | Unleaded gasoline |  | Steel | Steel |  | Painted or None | Steel |  | 1901-01-01 | [15 empty] | UST Currently In Use: 0; UST Temp Close: 0; AST Currently In Use: 0; AST Temp Closed: 0 | 0 | 0 | 4 | 15225-021-003480 | W H THOMAS OIL CO INC
34103 | Permanently Closed | 1901-01-01 | 1981-01-01 | 1988-07-01 | Petroleum | Unleaded gasoline | Unleaded gasoline |  | Steel | Steel |  | Painted or None | Steel |  | 1901-01-01 | [15 empty] | UST Currently In Use: 0; UST Temp Close: 0; AST Currently In Use: 0; AST Temp Closed: 0 | 0 | 0 | 4 | 15225-021-003480 | W H THOMAS OIL CO INC
34104 | Permanently Closed | 1901-01-01 | 1981-01-01 | 1988-07-01 | Petroleum | On road diesel | On road diesel |  | Steel | Steel |  | Painted or None | Steel |  | 1901-01-01 | [15 empty] | UST Currently In Use: 0; UST Temp Close: 0; AST Currently In Use: 0; AST Temp Closed: 0 | 0 | 0 | 4 | 15225-021-003480 | W H THOMAS OIL CO INC
34105 | Permanently Closed | 1998-08-27 | 1982-01-05 | 1998-08-27 | Petroleum | Unleaded gasoline | Unleaded gasoline | Retail | Steel | Steel |  | Painted or None | Steel |  | 1901-01-01 | [6 empty] | Statistical Inventory Reconciliation (SIR) | [8 empty] | UST Currently In Use: 1; UST Temp Close: 0; AST Currently In Use: 0; AST Temp Closed: 0 | 1 | 0 | 3 | 24596-021-003481 | HOLDEN ENERGY LLC
34106 | Permanently Closed | 1901-01-01 | 1965-01-01 | 1988-02-01 | Petroleum | Unleaded gasoline | Unleaded gasoline |  | Steel | Steel |  | Painted or None | Steel |  | 1901-01-01 | [15 empty] | UST Currently In Use: 0; UST Temp Close: 0; AST Currently In Use: 0; AST Temp Closed: 0 | 0 | 0 | 2 | 15225-021-003485 | W H THOMAS OIL CO INC
34107 | Permanently Closed | 1901-01-01 | 1965-01-01 | 1988-02-01 | Petroleum | Unleaded gasoline | Unleaded gasoline |  | Steel | Steel |  | Painted or None | Steel |  | 1901-01-01 | [15 empty] | UST Currently In Use: 0; UST Temp Close: 0; AST Currently In Use: 0; AST Temp Closed: 0 | 0 | 0 | 2 | 15225-021-003485 | W H THOMAS OIL CO INC
34108 | Permanently Closed | 1995-01-01 | 1949-01-01 | 1996-03-22 | Petroleum | On road diesel | On road diesel |  | Steel | Steel |  | Painted or None | Steel |  | 1901-01-01 | [6 empty] | Statistical Inventory Reconciliation (SIR) | [8 empty] | UST Currently In Use: 0; UST Temp Close: 0; AST Currently In Use: 0; AST Temp Closed: 0 | 0 | 0 | 3 | 15225-021-003486 | W H THOMAS OIL CO INC
34109 | Permanently Closed | 1995-01-01 | 1955-01-01 | 1996-03-22 | Petroleum | Unleaded gasoline | Unleaded gasoline |  | Steel | Steel |  | Painted or None | Steel |  | 1901-01-01 | [6 empty] | Statistical Inventory Reconciliation (SIR) | [8 empty] | UST Currently In Use: 0; UST Temp Close: 0; AST Currently In Use: 0; AST Temp Closed: 0 | 0 | 0 | 3 | 15225-021-003486 | W H THOMAS OIL CO INC
34110 | Permanently Closed | 1996-01-01 | 1965-01-01 | 1996-03-22 | Petroleum | Unleaded gasoline | Unleaded gasoline |  | Steel | Steel |  | Painted or None | Steel |  | 1901-01-01 | [6 empty] | Statistical Inventory Reconciliation (SIR) | [8 empty] | UST Currently In Use: 0; UST Temp Close: 0; AST Currently In Use: 0; AST Temp Closed: 0 | 0 | 0 | 3 | 15225-021-003486 | W H THOMAS OIL CO INC
34111 | Permanently Closed | 1991-06-17 | 1947-01-01 | 1991-06-17 | Petroleum | Unleaded gasoline | Unleaded gasoline |  | Steel | Steel |  | Painted or None | Steel |  | 1901-01-01 | [15 empty] | UST Currently In Use: 0; UST Temp Close: 0; AST Currently In Use: 0; AST Temp Closed: 0 | 0 | 0 | 3 | 15225-021-003487 | W H THOMAS OIL CO INC
34112 | Permanently Closed | 1991-06-17 | 1947-01-01 | 1991-06-17 | Petroleum | Unleaded gasoline | Unleaded gasoline |  | Steel | Steel |  | Painted or None | Steel |  | 1901-01-01 | [15 empty] | UST Currently In Use: 0; UST Temp Close: 0; AST Currently In Use: 0; AST Temp Closed: 0 | 0 | 0 | 3 | 15225-021-003487 | W H THOMAS OIL CO INC
34113 | Permanently Closed | 1991-06-17 | 1957-01-01 | 1991-06-17 | Petroleum | Unleaded gasoline | Unleaded gasoline |  | Steel | Steel |  | Painted or None | Steel |  | 1901-01-01 | [15 empty] | UST Currently In Use: 0; UST Temp Close: 0; AST Currently In Use: 0; AST Temp Closed: 0 | 0 | 0 | 3 | 15225-021-003487 | W H THOMAS OIL CO INC
34114 | Permanently Closed | 1995-04-01 | 1964-01-01 | 1995-04-17 | Petroleum | Unleaded gasoline | Unleaded gasoline | Retail | Steel | Steel |  | Painted or None | Steel |  | 1901-01-01 | [6 empty] | Statistical Inventory Reconciliation (SIR) | [8 empty] | UST Currently In Use: 1; UST Temp Close: 0; AST Currently In Use: 0; AST Temp Closed: 0 | 1 | 0 | 3 | 23235-021-003489 | JOHAINA POONAWALLA
34115 | Permanently Closed | 1995-04-01 | 1964-01-01 | 1995-04-17 | Petroleum | Unleaded gasoline | Unleaded gasoline | Retail | Steel | Steel |  | Painted or None | Steel |  | 1901-01-01 | [6 empty] | Statistical Inventory Reconciliation (SIR) | [8 empty] | UST Currently In Use: 1; UST Temp Close: 0; AST Currently In Use: 0; AST Temp Closed: 0 | 1 | 0 | 3 | 23235-021-003489 | JOHAINA POONAWALLA
34116 | Permanently Closed | 1995-04-01 | 1964-01-01 | 1995-04-17 | Petroleum | Unleaded gasoline | Unleaded gasoline | Retail | Steel | Steel |  | Painted or None | Steel |  | 1901-01-01 | [6 empty] | Statistical Inventory Reconciliation (SIR) | [8 empty] | UST Currently In Use: 1; UST Temp Close: 0; AST Currently In Use: 0; AST Temp Closed: 0 | 1 | 0 | 3 | 23235-021-003489 | JOHAINA POONAWALLA
34117 | Permanently Closed | 1991-06-07 | 1968-01-01 | 1991-06-07 | Petroleum | Unleaded gasoline | Unleaded gasoline |  | Steel | Steel |  | Painted or None | Steel |  | 1901-01-01 | [6 empty] | Statistical Inventory Reconciliation (SIR) | [8 empty] | UST Currently In Use: 0; UST Temp Close: 0; AST Currently In Use: 0; AST Temp Closed: 0 | 0 | 0 | 3 | 15225-021-003492 | W H THOMAS OIL CO INC
34118 | Permanently Closed | 1991-06-07 | 1968-01-01 | 1991-06-07 | Petroleum | Unleaded gasoline | Unleaded gasoline |  | Steel | Steel |  | Painted or None | Steel |  | 1901-01-01 | [6 empty] | Statistical Inventory Reconciliation (SIR) | [8 empty] | UST Currently In Use: 0; UST Temp Close: 0; AST Currently In Use: 0; AST Temp Closed: 0 | 0 | 0 | 3 | 15225-021-003492 | W H THOMAS OIL CO INC
34119 | Permanently Closed | 1991-06-07 | 1968-01-01 | 1991-06-07 | Petroleum | Unleaded gasoline | Unleaded gasoline |  | Steel | Steel |  | Painted or None | Steel |  | 1901-01-01 | [6 empty] | Statistical Inventory Reconciliation (SIR) | [8 empty] | UST Currently In Use: 0; UST Temp Close: 0; AST Currently In Use: 0; AST Temp Closed: 0 | 0 | 0 | 3 | 15225-021-003492 | W H THOMAS OIL CO INC
34120 | Permanently Closed | 1901-01-01 | 1965-01-01 | 1987-10-01 | Petroleum | Unleaded gasoline | Unleaded gasoline |  | Steel | Steel |  | Painted or None | Steel |  | 1901-01-01 | [15 empty] | UST Currently In Use: 0; UST Temp Close: 0; AST Currently In Use: 0; AST Temp Closed: 0 | 0 | 0 | 4 | 15225-021-003495 | W H THOMAS OIL CO INC
34121 | Permanently Closed | 1901-01-01 | 1961-01-01 | 1987-10-01 | Petroleum | Unleaded gasoline | Unleaded gasoline |  | Steel | Steel |  | Painted or None | Steel |  | 1901-01-01 | [15 empty] | UST Currently In Use: 0; UST Temp Close: 0; AST Currently In Use: 0; AST Temp Closed: 0 | 0 | 0 | 4 | 15225-021-003495 | W H THOMAS OIL CO INC
34122 | Permanently Closed | 1901-01-01 | 1961-01-01 | 1987-10-01 | Petroleum | Unleaded gasoline | Unleaded gasoline |  | Steel | Steel |  | Painted or None | Steel |  | 1901-01-01 | [15 empty] | UST Currently In Use: 0; UST Temp Close: 0; AST Currently In Use: 0; AST Temp Closed: 0 | 0 | 0 | 4 | 15225-021-003495 | W H THOMAS OIL CO INC
34123 | Permanently Closed | 1901-01-01 | 1980-01-01 | 1987-10-01 | Petroleum | On road diesel | On road diesel |  | Steel | Steel |  | Painted or None | Steel |  | 1901-01-01 | [15 empty] | UST Currently In Use: 0; UST Temp Close: 0; AST Currently In Use: 0; AST Temp Closed: 0 | 0 | 0 | 4 | 15225-021-003495 | W H THOMAS OIL CO INC
34124 | Permanently Closed | 1901-01-01 | 1968-01-01 | 1987-10-01 | Petroleum | Unleaded gasoline | Unleaded gasoline |  | Steel | Steel |  | Painted or None | Steel |  | 1901-01-01 | [15 empty] | UST Currently In Use: 0; UST Temp Close: 0; AST Currently In Use: 0; AST Temp Closed: 0 | 0 | 0 | 3 | 15225-021-003496 | W H THOMAS OIL CO INC
34125 | Permanently Closed | 1901-01-01 | 1968-01-01 | 1987-10-01 | Petroleum | Unleaded gasoline | Unleaded gasoline |  | Steel | Steel |  | Painted or None | Steel |  | 1901-01-01 | [15 empty] | UST Currently In Use: 0; UST Temp Close: 0; AST Currently In Use: 0; AST Temp Closed: 0 | 0 | 0 | 3 | 15225-021-003496 | W H THOMAS OIL CO INC
34126 | Permanently Closed | 1901-01-01 | 1974-01-01 | 1987-10-01 | Petroleum | Unleaded gasoline | Unleaded gasoline |  | Steel | Steel |  | Painted or None | Steel |  | 1901-01-01 | [15 empty] | UST Currently In Use: 0; UST Temp Close: 0; AST Currently In Use: 0; AST Temp Closed: 0 | 0 | 0 | 3 | 15225-021-003496 | W H THOMAS OIL CO INC
34127 | Permanently Closed | 1992-06-10 | 1966-01-01 | 1992-06-10 | Petroleum | Unleaded gasoline | Unleaded gasoline |  | Steel | Steel |  | Painted or None | Steel |  | 1901-01-01 | [15 empty] | UST Currently In Use: 0; UST Temp Close: 0; AST Currently In Use: 0; AST Temp Closed: 0 | 0 | 0 | 1 | 15225-021-003498 | W H THOMAS OIL CO INC
34128 | Permanently Closed | 1901-01-01 | 1961-01-01 | 1987-06-01 | Petroleum | Unleaded gasoline | Unleaded gasoline |  | Steel | Steel |  | Painted or None | Steel |  | 1901-01-01 | [15 empty] | UST Currently In Use: 0; UST Temp Close: 0; AST Currently In Use: 0; AST Temp Closed: 0 | 0 | 0 | 3 | 15225-021-003500 | W H THOMAS OIL CO INC
34129 | Permanently Closed | 1901-01-01 | 1961-01-01 | 1987-06-01 | Petroleum | Unleaded gasoline | Unleaded gasoline |  | Steel | Steel |  | Painted or None | Steel |  | 1901-01-01 | [15 empty] | UST Currently In Use: 0; UST Temp Close: 0; AST Currently In Use: 0; AST Temp Closed: 0 | 0 | 0 | 3 | 15225-021-003500 | W H THOMAS OIL CO INC
34130 | Permanently Closed | 1901-01-01 | 1981-01-01 | 1987-06-01 | Petroleum | Unleaded gasoline | Unleaded gasoline |  | Steel | Steel |  | Painted or None | Steel |  | 1901-01-01 | [15 empty] | UST Currently In Use: 0; UST Temp Close: 0; AST Currently In Use: 0; AST Temp Closed: 0 | 0 | 0 | 3 | 15225-021-003500 | W H THOMAS OIL CO INC
34131 | Inert | 2019-11-01 | 1987-01-01 |  | Petroleum | Unleaded gasoline | Unleaded gasoline | Retail | Steel | Steel | Coated & cathodic protection (sti-P3) |  | Steel |  |  | Galvanic Cathodic | Catchment Basin, Single walled catchment basin | Automatic shutoff device At 95% full, Flow Rest 90% Full | Flow Rest 90% Full |  |  | Statistical Inventory Reconciliation (SIR) | [8 empty] | UST Currently In Use: 0; UST Temp Close: 0; AST Currently In Use: 0; AST Temp Closed: 0 | 0 | 0 | 0 | 22006-117-003502 | SHAHEEN, INC.
34132 | Inert | 2019-11-01 | 1987-01-01 |  | Petroleum | Unleaded gasoline | Unleaded gasoline | Retail | Steel | Steel | Coated & cathodic protection (sti-P3) |  | Steel |  |  | Galvanic Cathodic | Catchment Basin, Single walled catchment basin | Automatic shutoff device At 95% full, Flow Rest 90% Full | Flow Rest 90% Full |  |  | Statistical Inventory Reconciliation (SIR) | [8 empty] | UST Currently In Use: 0; UST Temp Close: 0; AST Currently In Use: 0; AST Temp Closed: 0 | 0 | 0 | 0 | 22006-117-003502 | SHAHEEN, INC.
34133 | Permanently Closed | 1992-02-17 | 1967-01-01 | 1992-02-17 | Petroleum | Unleaded gasoline | Unleaded gasoline |  | Steel | Steel |  | Painted or None | Steel |  | 1901-01-01 | [15 empty] | UST Currently In Use: 3; UST Temp Close: 0; AST Currently In Use: 0; AST Temp Closed: 0 | 3 | 0 | 2 | 25489-021-003504 | PARIS OIL LLC
34134 | Permanently Closed | 1992-02-17 | 1967-01-01 | 1992-02-17 | Petroleum | Unleaded gasoline | Unleaded gasoline |  | Steel | Steel |  | Painted or None | Steel |  | 1901-01-01 | [15 empty] | UST Currently In Use: 3; UST Temp Close: 0; AST Currently In Use: 0; AST Temp Closed: 0 | 3 | 0 | 2 | 25489-021-003504 | PARIS OIL LLC
34135 | Retired | 1988-08-08 | 1943-01-01 01:00 |  | Petroleum | Unleaded gasoline | Unleaded gasoline |  | Steel | Steel |  | Painted or None | Steel |  | 1901-01-01 | [15 empty] | UST Currently In Use: 3; UST Temp Close: 0; AST Currently In Use: 0; AST Temp Closed: 0 | 3 | 0 | 2 | 25489-021-003504 | PARIS OIL LLC
34136 | Retired | 1988-08-08 | 1943-01-01 01:00 |  | Petroleum | Unleaded gasoline | Unleaded gasoline |  | Steel | Steel |  | Painted or None | Steel |  | 1901-01-01 | [15 empty] | UST Currently In Use: 3; UST Temp Close: 0; AST Currently In Use: 0; AST Temp Closed: 0 | 3 | 0 | 2 | 25489-021-003504 | PARIS OIL LLC
34137 | Permanently Closed | 1990-03-09 | 1974-01-01 |  | Petroleum | Unleaded gasoline | Unleaded gasoline |  | Steel | Steel |  | Painted or None | Steel |  | 1901-01-01 | [15 empty] | UST Currently In Use: 0; UST Temp Close: 0; AST Currently In Use: 0; AST Temp Closed: 0 | 0 | 0 | 2 | 15225-021-003505 | W H THOMAS OIL CO INC
34138 | Permanently Closed | 1990-03-09 | 1974-01-01 |  | Petroleum | Unleaded gasoline | Unleaded gasoline |  | Steel | Steel |  | Painted or None | Steel |  | 1901-01-01 | [15 empty] | UST Currently In Use: 0; UST Temp Close: 0; AST Currently In Use: 0; AST Temp Closed: 0 | 0 | 0 | 2 | 15225-021-003505 | W H THOMAS OIL CO INC
34139 | Permanently Closed | 1988-01-01 | 1962-01-01 | 1988-01-01 | Petroleum | Unleaded gasoline | Unleaded gasoline |  | Steel | Steel |  | Painted or None | Steel |  | 1901-01-01 | [15 empty] | UST Currently In Use: 0; UST Temp Close: 0; AST Currently In Use: 0; AST Temp Closed: 0 | 0 | 0 | 3 | 17494-021-003506 | DONNIE HEADLEY
34140 | Permanently Closed | 1988-01-01 | 1962-01-01 | 1988-01-01 | Petroleum | Unleaded gasoline | Unleaded gasoline |  | Steel | Steel |  | Painted or None | Steel |  | 1901-01-01 | [15 empty] | UST Currently In Use: 0; UST Temp Close: 0; AST Currently In Use: 0; AST Temp Closed: 0 | 0 | 0 | 3 | 17494-021-003506 | DONNIE HEADLEY
34141 | Permanently Closed | 1998-12-21 | 1974-01-01 | 2000-01-12 | Petroleum | Unleaded gasoline | Unleaded gasoline |  | Steel | Steel |  | Painted or None | Steel |  | 1901-01-01 | [6 empty] | Statistical Inventory Reconciliation (SIR) | [8 empty] | UST Currently In Use: 0; UST Temp Close: 0; AST Currently In Use: 0; AST Temp Closed: 0 | 0 | 0 | 3 | 17494-021-003506 | DONNIE HEADLEY
34142 | Permanently Closed | 1997-06-01 | 1968-01-01 |  | Petroleum | Unleaded gasoline | Unleaded gasoline | Retail | Steel | Steel |  | Painted or None | Steel |  | 1901-01-01 | [6 empty] | Statistical Inventory Reconciliation (SIR) | [8 empty] | UST Currently In Use: 0; UST Temp Close: 0; AST Currently In Use: 0; AST Temp Closed: 0 | 0 | 0 | 3 | 15225-021-003510 | W H THOMAS OIL CO INC
34143 | Permanently Closed | 1997-01-01 | 1968-01-01 |  | Petroleum | Unleaded gasoline | Unleaded gasoline | Retail | Steel | Steel |  | Painted or None | Steel |  | 1901-01-01 | [6 empty] | Statistical Inventory Reconciliation (SIR) | [8 empty] | UST Currently In Use: 0; UST Temp Close: 0; AST Currently In Use: 0; AST Temp Closed: 0 | 0 | 0 | 3 | 15225-021-003510 | W H THOMAS OIL CO INC
34144 | Permanently Closed | 1997-06-01 | 1968-01-01 |  | Petroleum | Unleaded gasoline | Unleaded gasoline | Retail | Steel | Steel |  | Painted or None | Steel |  | 1901-01-01 | [6 empty] | Statistical Inventory Reconciliation (SIR) | [8 empty] | UST Currently In Use: 0; UST Temp Close: 0; AST Currently In Use: 0; AST Temp Closed: 0 | 0 | 0 | 3 | 15225-021-003510 | W H THOMAS OIL CO INC
34146 | Permanently Closed | 1989-10-27 | 1957-01-01 | 1989-10-27 | Petroleum | Unleaded gasoline | Unleaded gasoline |  | Steel | Steel |  | Painted or None | Steel |  | 1901-01-01 | [15 empty] | UST Currently In Use: 0; UST Temp Close: 0; AST Currently In Use: 0; AST Temp Closed: 0 | 0 | 0 | 3 | 15225-021-003511 | W H THOMAS OIL CO INC
34147 | Permanently Closed | 1989-10-27 | 1957-01-01 | 1989-10-27 | Petroleum | Unleaded gasoline | Unleaded gasoline |  | Steel | Steel |  | Painted or None | Steel |  | 1901-01-01 | [15 empty] | UST Currently In Use: 0; UST Temp Close: 0; AST Currently In Use: 0; AST Temp Closed: 0 | 0 | 0 | 3 | 15225-021-003511 | W H THOMAS OIL CO INC
34148 | Permanently Closed | 1989-10-27 | 1957-01-01 | 1989-10-27 | Petroleum | Unleaded gasoline | Unleaded gasoline |  | Steel | Steel |  | Painted or None | Steel |  | 1901-01-01 | [15 empty] | UST Currently In Use: 0; UST Temp Close: 0; AST Currently In Use: 0; AST Temp Closed: 0 | 0 | 0 | 3 | 15225-021-003511 | W H THOMAS OIL CO INC
34149 | Permanently Closed | 1901-01-01 | 1956-01-01 | 1987-02-01 | Petroleum | Unleaded gasoline | Unleaded gasoline |  | Steel | Steel |  | Painted or None | Steel |  | 1901-01-01 | [15 empty] | UST Currently In Use: 0; UST Temp Close: 0; AST Currently In Use: 0; AST Temp Closed: 0 | 0 | 0 | 3 | 15225-021-008611 | W H THOMAS OIL CO INC
34150 | Permanently Closed | 1901-01-01 | 1956-01-01 | 1987-02-01 | Petroleum | Unleaded gasoline | Unleaded gasoline |  | Steel | Steel |  | Painted or None | Steel |  | 1901-01-01 | [15 empty] | UST Currently In Use: 0; UST Temp Close: 0; AST Currently In Use: 0; AST Temp Closed: 0 | 0 | 0 | 3 | 15225-021-008611 | W H THOMAS OIL CO INC
34151 | Permanently Closed | 1901-01-01 | 1974-01-01 | 1987-02-01 | Petroleum | Unleaded gasoline | Unleaded gasoline |  | Steel | Steel |  | Painted or None | Steel |  | 1901-01-01 | [15 empty] | UST Currently In Use: 0; UST Temp Close: 0; AST Currently In Use: 0; AST Temp Closed: 0 | 0 | 0 | 3 | 15225-021-008611 | W H THOMAS OIL CO INC
34152 | Temporary Closed | 2007-01-01 | 1982-01-01 |  | Petroleum | Unleaded gasoline | Unleaded gasoline | Retail | Steel | Steel | Field installed cathodic protection |  | Steel |  |  | Field installed cathodic protection | Catchment Basin, Single walled catchment basin | Automatic shutoff device At 95% full | Automatic shutoff device At 95% full |  |  | Automatic Tank Gauge |  | Automatic flow restrictor (MLLD) | Automatic flow restrictor (MLLD) |  |  | Annual line testing | Annual line testing |  | UST Currently In Use: 0; UST Temp Close: 4; AST Currently In Use: 0; AST Temp Closed: 0 | 0 | 4 | 0 | 22789-021-008612 | PATRICK AND JESSIE DOSS
34153 | Temporary Closed | 2007-01-01 | 1982-01-01 |  | Petroleum | On road diesel | On road diesel | Retail | Steel | Steel | Field installed cathodic protection |  | Steel |  |  | Field installed cathodic protection | Catchment Basin, Single walled catchment basin | Automatic shutoff device At 95% full | Automatic shutoff device At 95% full |  |  | Automatic Tank Gauge |  | Automatic flow restrictor (MLLD) | Automatic flow restrictor (MLLD) |  |  | Annual line testing | Annual line testing |  | UST Currently In Use: 0; UST Temp Close: 4; AST Currently In Use: 0; AST Temp Closed: 0 | 0 | 4 | 0 | 22789-021-008612 | PATRICK AND JESSIE DOSS
34154 | Temporary Closed | 2007-01-01 | 1982-01-01 |  | Petroleum | Premium gasoline | Premium gasoline | Retail | Steel | Steel | Field installed cathodic protection |  | Steel |  |  | Field installed cathodic protection | Catchment Basin, Single walled catchment basin | Automatic shutoff device At 95% full | Automatic shutoff device At 95% full |  |  | Automatic Tank Gauge |  | Automatic flow restrictor (MLLD) | Automatic flow restrictor (MLLD) |  |  | Annual line testing | Annual line testing |  | UST Currently In Use: 0; UST Temp Close: 4; AST Currently In Use: 0; AST Temp Closed: 0 | 0 | 4 | 0 | 22789-021-008612 | PATRICK AND JESSIE DOSS
34155 | Temporary Closed | 2007-01-01 | 1982-01-01 |  | Petroleum | Unleaded gasoline | Unleaded gasoline | Retail | Steel | Steel | Field installed cathodic protection |  | Steel |  |  | Field installed cathodic protection | Catchment Basin, Single walled catchment basin | Automatic shutoff device At 95% full | Automatic shutoff device At 95% full |  |  | Automatic Tank Gauge |  | Automatic flow restrictor (MLLD) | Automatic flow restrictor (MLLD) |  |  | Annual line testing | Annual line testing |  | UST Currently In Use: 0; UST Temp Close: 4; AST Currently In Use: 0; AST Temp Closed: 0 | 0 | 4 | 0 | 22789-021-008612 | PATRICK AND JESSIE DOSS
34156 | Temporary Closed | 2012-04-18 | 1987-01-05 |  | Petroleum | Premium gasoline | Premium gasoline | Retail | Steel | Steel | Coated & cathodic protection (sti-P3) |  | Fiberglass reinforced plastic |  |  | Other, FLXS ISOLA | Catchment Basin, Single walled catchment basin | Automatic shutoff device At 95% full | Automatic shutoff device At 95% full |  |  | Statistical Inventory Reconciliation (SIR) | [8 empty] | UST Currently In Use: 0; UST Temp Close: 3; AST Currently In Use: 0; AST Temp Closed: 0 | 0 | 3 | 0 | 24504-021-014434 | ALLEN CATON
34157 | Temporary Closed | 2008-08-01 | 1987-01-05 |  | Petroleum | Unleaded gasoline | Unleaded gasoline | Retail | Steel | Steel | Coated & cathodic protection (sti-P3) |  | Fiberglass reinforced plastic |  |  | Other, FLXS ISOLA | Catchment Basin, Single walled catchment basin | Automatic shutoff device At 95% full | Automatic shutoff device At 95% full |  |  | Statistical Inventory Reconciliation (SIR) | [8 empty] | UST Currently In Use: 0; UST Temp Close: 3; AST Currently In Use: 0; AST Temp Closed: 0 | 0 | 3 | 0 | 24504-021-014434 | ALLEN CATON
34158 | Temporary Closed | 2012-04-18 | 1987-01-05 |  | Petroleum | Unleaded gasoline | Unleaded gasoline | Retail | Steel | Steel | Coated & cathodic protection (sti-P3) |  | Fiberglass reinforced plastic |  |  | Other, FLXS ISOLA | Catchment Basin, Single walled catchment basin | Automatic shutoff device At 95% full | Automatic shutoff device At 95% full |  |  | Statistical Inventory Reconciliation (SIR) | [8 empty] | UST Currently In Use: 0; UST Temp Close: 3; AST Currently In Use: 0; AST Temp Closed: 0 | 0 | 3 | 0 | 24504-021-014434 | ALLEN CATON
34159 | Currently in Use |  | 1987-07-01 |  | Petroleum | Unleaded gasoline | Unleaded gasoline | Retail | Steel | Steel | Coated & cathodic protection (sti-P3) |  | Flexible |  |  |  | Catchment Basin, Single walled catchment basin | Flow Rest 90% Full | Flow Rest 90% Full |  |  | Continuous Automatic Tank Gauge |  | Automatic flow restrictor (MLLD), Containment Sump | Containment Sump | Interstitial Monitoring within Secondary Containment |  | Annual line testing, Continuous alarm system | Continuous alarm system |  | UST Currently In Use: 3; UST Temp Close: 0; AST Currently In Use: 0; AST Temp Closed: 0 | 3 | 0 | 1 | 25546-021-014838 | HEADLEY FOOD MARTS
34161 | Currently in Use |  | 1987-07-05 |  | Petroleum | Premium gasoline | Premium gasoline | Retail | Steel | Steel | Coated & cathodic protection (sti-P3) |  | Flexible |  |  |  | Catchment Basin, Single walled catchment basin | Flow Rest 90% Full | Flow Rest 90% Full |  |  | Continuous Automatic Tank Gauge |  | Automatic flow restrictor (MLLD) | Automatic flow restrictor (MLLD) | Interstitial Monitoring within Secondary Containment |  | Annual line testing, Continuous alarm system | Continuous alarm system |  | UST Currently In Use: 3; UST Temp Close: 0; AST Currently In Use: 0; AST Temp Closed: 0 | 3 | 0 | 1 | 25546-021-014838 | HEADLEY FOOD MARTS
34162 | Currently in Use |  | 1987-07-05 |  | Petroleum | On road diesel | On road diesel | Retail | Steel | Steel | Coated & cathodic protection (sti-P3) |  | Flexible |  |  |  | Catchment Basin, Single walled catchment basin | Flow Rest 90% Full | Flow Rest 90% Full |  |  | Continuous Automatic Tank Gauge |  | Automatic flow restrictor (MLLD), Containment Sump | Containment Sump | Interstitial Monitoring within Secondary Containment |  | Annual line testing, Continuous alarm system | Continuous alarm system |  | UST Currently In Use: 3; UST Temp Close: 0; AST Currently In Use: 0; AST Temp Closed: 0 | 3 | 0 | 1 | 25546-021-014838 | HEADLEY FOOD MARTS
34163 | Permanently Closed | 2002-05-10 | 1987-07-05 | 2002-05-10 | Petroleum | Kerosene | Kerosene | Retail | Steel | Steel | Coated & cathodic protection (sti-P3) |  | Fiberglass reinforced plastic |  |  | None | Catchment Basin, Single walled catchment basin | Automatic shutoff device At 95% full | Automatic shutoff device At 95% full |  |  | Statistical Inventory Reconciliation (SIR) |  | Containment Sump | Containment Sump | [5 empty] | UST Currently In Use: 3; UST Temp Close: 0; AST Currently In Use: 0; AST Temp Closed: 0 | 3 | 0 | 1 | 25546-021-014838 | HEADLEY FOOD MARTS
34164 | Permanently Closed | 1901-01-01 | 1969-01-01 | 1986-06-01 | Petroleum | Unleaded gasoline | Unleaded gasoline |  | Steel | Steel |  | Painted or None | Steel |  | 1901-01-01 | [15 empty] | UST Currently In Use: 0; UST Temp Close: 0; AST Currently In Use: 0; AST Temp Closed: 0 | 0 | 0 | 2 | 15225-117-003474 | W H THOMAS OIL CO INC
34165 | Permanently Closed | 1901-01-01 | 1969-01-01 | 1986-06-01 | Petroleum | Unleaded gasoline | Unleaded gasoline |  | Steel | Steel |  | Painted or None | Steel |  | 1901-01-01 | [15 empty] | UST Currently In Use: 0; UST Temp Close: 0; AST Currently In Use: 0; AST Temp Closed: 0 | 0 | 0 | 2 | 15225-117-003474 | W H THOMAS OIL CO INC
34166 | Permanently Closed | 1991-09-03 | 1960-01-01 |  | Petroleum | Unleaded gasoline | Unleaded gasoline |  | Steel | Steel |  | Painted or None | Steel |  | 1901-01-01 |  | Catchment Basin, Single walled catchment basin |  |  |  |  | Automatic Tank Gauge, Statistical Inventory Reconciliation (SIR) | [5 empty] | Statistical inventory reconciliation (SIR) | Statistical inventory reconciliation (SIR) |  | UST Currently In Use: 0; UST Temp Close: 0; AST Currently In Use: 0; AST Temp Closed: 0 | 0 | 0 | 8 | 15225-117-003475 | W H THOMAS OIL CO INC
34167 | Permanently Closed | 1991-09-03 | 1966-01-01 |  | Petroleum | Unleaded gasoline | Unleaded gasoline |  | Steel | Steel |  | Painted or None | Steel |  | 1901-01-01 |  | Catchment Basin, Single walled catchment basin |  |  |  |  | Automatic Tank Gauge, Statistical Inventory Reconciliation (SIR) | [5 empty] | Statistical inventory reconciliation (SIR) | Statistical inventory reconciliation (SIR) |  | UST Currently In Use: 0; UST Temp Close: 0; AST Currently In Use: 0; AST Temp Closed: 0 | 0 | 0 | 8 | 15225-117-003475 | W H THOMAS OIL CO INC
34168 | Permanently Closed | 1991-09-03 | 1974-01-01 |  | Petroleum | Unleaded gasoline | Unleaded gasoline |  | Steel | Steel |  | Painted or None | Steel |  | 1901-01-01 |  | Catchment Basin, Single walled catchment basin |  |  |  |  | Automatic Tank Gauge, Statistical Inventory Reconciliation (SIR) | [5 empty] | Statistical inventory reconciliation (SIR) | Statistical inventory reconciliation (SIR) |  | UST Currently In Use: 0; UST Temp Close: 0; AST Currently In Use: 0; AST Temp Closed: 0 | 0 | 0 | 8 | 15225-117-003475 | W H THOMAS OIL CO INC
34169 | Permanently Closed | 1991-09-03 | 1974-01-01 |  | Petroleum | Unleaded gasoline | Unleaded gasoline |  | Steel | Steel |  | Painted or None | Steel |  | 1901-01-01 |  | Catchment Basin, Single walled catchment basin |  |  |  |  | Automatic Tank Gauge, Statistical Inventory Reconciliation (SIR) | [8 empty] | UST Currently In Use: 0; UST Temp Close: 0; AST Currently In Use: 0; AST Temp Closed: 0 | 0 | 0 | 8 | 15225-117-003475 | W H THOMAS OIL CO INC
34170 | Permanently Closed | 1996-06-01 | 1983-01-01 | 1996-06-14 | Petroleum | On road diesel | On road diesel |  | Steel | Steel | Coated & cathodic protection (sti-P3) |  | Steel |  | 1901-01-01 |  | Catchment Basin, Single walled catchment basin | [13 empty] | UST Currently In Use: 0; UST Temp Close: 0; AST Currently In Use: 0; AST Temp Closed: 0 | 0 | 0 | 8 | 15225-117-003475 | W H THOMAS OIL CO INC
34171 | Permanently Closed | 1996-09-30 | 1961-01-01 | 1996-09-30 | Petroleum | Unleaded gasoline | Unleaded gasoline |  | Steel | Steel |  | Painted or None | Steel |  | 1901-01-01 | [6 empty] | Statistical Inventory Reconciliation (SIR) | [8 empty] | UST Currently In Use: 0; UST Temp Close: 0; AST Currently In Use: 0; AST Temp Closed: 0 | 0 | 0 | 7 | 15225-117-003478 | W H THOMAS OIL CO INC
34172 | Permanently Closed | 1996-09-30 | 1961-01-01 | 1996-09-30 | Petroleum | Unleaded gasoline | Unleaded gasoline |  | Steel | Steel |  | Painted or None | Steel |  | 1901-01-01 | [6 empty] | Statistical Inventory Reconciliation (SIR) | [8 empty] | UST Currently In Use: 0; UST Temp Close: 0; AST Currently In Use: 0; AST Temp Closed: 0 | 0 | 0 | 7 | 15225-117-003478 | W H THOMAS OIL CO INC
34173 | Permanently Closed | 1996-09-30 | 1961-01-01 | 1996-09-30 | Petroleum | Unleaded gasoline | Unleaded gasoline |  | Steel | Steel |  | Painted or None | Steel |  | 1901-01-01 | [6 empty] | Statistical Inventory Reconciliation (SIR) | [8 empty] | UST Currently In Use: 0; UST Temp Close: 0; AST Currently In Use: 0; AST Temp Closed: 0 | 0 | 0 | 7 | 15225-117-003478 | W H THOMAS OIL CO INC
34174 | Permanently Closed | 1901-01-01 | 1963-01-01 | 1988-10-01 | Petroleum | Unleaded gasoline | Unleaded gasoline |  | Steel | Steel |  | Painted or None | Steel |  | 1901-01-01 | [15 empty] | UST Currently In Use: 0; UST Temp Close: 0; AST Currently In Use: 0; AST Temp Closed: 0 | 0 | 0 | 2 | 15225-117-003482 | W H THOMAS OIL CO INC
34175 | Permanently Closed | 1901-01-01 | 1954-01-01 | 1988-10-01 | Petroleum | Unleaded gasoline | Unleaded gasoline |  | Steel | Steel |  | Painted or None | Steel |  | 1901-01-01 | [15 empty] | UST Currently In Use: 0; UST Temp Close: 0; AST Currently In Use: 0; AST Temp Closed: 0 | 0 | 0 | 2 | 15225-117-003482 | W H THOMAS OIL CO INC
34176 | Permanently Closed | 1993-12-01 | 1982-01-01 | 1993-12-01 | Petroleum | Unleaded gasoline | Unleaded gasoline |  | Steel | Steel |  | Painted or None | Steel |  | 1901-01-01 | [6 empty] | Statistical Inventory Reconciliation (SIR) | [8 empty] | UST Currently In Use: 0; UST Temp Close: 0; AST Currently In Use: 0; AST Temp Closed: 0 | 0 | 0 | 4 | 15225-117-003488 | W H THOMAS OIL CO INC
34177 | Permanently Closed | 1993-12-01 | 1982-01-01 | 1993-12-01 | Petroleum | Unleaded gasoline | Unleaded gasoline |  | Steel | Steel |  | Painted or None | Steel |  | 1901-01-01 | [6 empty] | Statistical Inventory Reconciliation (SIR) | [8 empty] | UST Currently In Use: 0; UST Temp Close: 0; AST Currently In Use: 0; AST Temp Closed: 0 | 0 | 0 | 4 | 15225-117-003488 | W H THOMAS OIL CO INC
34178 | Permanently Closed | 1993-12-01 | 1982-01-01 | 1993-12-01 | Petroleum | Unleaded gasoline | Unleaded gasoline |  | Steel | Steel |  | Painted or None | Steel |  | 1901-01-01 | [6 empty] | Statistical Inventory Reconciliation (SIR) | [8 empty] | UST Currently In Use: 0; UST Temp Close: 0; AST Currently In Use: 0; AST Temp Closed: 0 | 0 | 0 | 4 | 15225-117-003488 | W H THOMAS OIL CO INC
34179 | Permanently Closed | 1993-12-01 | 1982-01-01 | 1993-12-01 | Petroleum | On road diesel | On road diesel |  | Steel | Steel |  | Painted or None | Steel |  | 1901-01-01 | [6 empty] | Statistical Inventory Reconciliation (SIR) | [8 empty] | UST Currently In Use: 0; UST Temp Close: 0; AST Currently In Use: 0; AST Temp Closed: 0 | 0 | 0 | 4 | 15225-117-003488 | W H THOMAS OIL CO INC
34180 | Permanently Closed | 1990-01-17 | 1983-01-01 | 1990-01-17 | Petroleum | Unleaded gasoline | Unleaded gasoline |  | Steel | Steel | Coated & cathodic protection (sti-P3) |  | Steel |  | 1901-01-01 | [15 empty] | UST Currently In Use: 0; UST Temp Close: 0; AST Currently In Use: 0; AST Temp Closed: 0 | 0 | 0 | 3 | 15225-117-003490 | W H THOMAS OIL CO INC
34181 | Permanently Closed | 1990-01-17 | 1983-01-01 | 1990-01-17 | Petroleum | Unleaded gasoline | Unleaded gasoline |  | Steel | Steel | Coated & cathodic protection (sti-P3) |  | Steel |  | 1901-01-01 | [15 empty] | UST Currently In Use: 0; UST Temp Close: 0; AST Currently In Use: 0; AST Temp Closed: 0 | 0 | 0 | 3 | 15225-117-003490 | W H THOMAS OIL CO INC
34182 | Permanently Closed | 1990-01-17 | 1983-01-01 | 1990-01-17 | Petroleum | Unleaded gasoline | Unleaded gasoline |  | Steel | Steel | Coated & cathodic protection (sti-P3) |  | Steel |  | 1901-01-01 | [15 empty] | UST Currently In Use: 0; UST Temp Close: 0; AST Currently In Use: 0; AST Temp Closed: 0 | 0 | 0 | 3 | 15225-117-003490 | W H THOMAS OIL CO INC
34183 | Permanently Closed | 1998-12-22 | 1976-01-01 | 1999-10-28 | Petroleum | Unleaded gasoline | Unleaded gasoline |  | Steel | Steel |  | Painted or None | Steel |  | 1901-01-01 | [6 empty] | Statistical Inventory Reconciliation (SIR) | [8 empty] | UST Currently In Use: 0; UST Temp Close: 0; AST Currently In Use: 3; AST Temp Closed: 0 | 0 | 0 | 4 | 21006-117-003491 | JUDITH WOOD
34184 | Permanently Closed | 1998-12-22 | 1976-01-01 | 1999-10-28 | Petroleum | Unleaded gasoline | Unleaded gasoline |  | Steel | Steel |  | Painted or None | Steel |  | 1901-01-01 | [6 empty] | Statistical Inventory Reconciliation (SIR) | [8 empty] | UST Currently In Use: 0; UST Temp Close: 0; AST Currently In Use: 3; AST Temp Closed: 0 | 0 | 0 | 4 | 21006-117-003491 | JUDITH WOOD
34185 | Permanently Closed | 1998-12-22 | 1976-01-01 | 1999-10-28 | Petroleum | Unleaded gasoline | Unleaded gasoline |  | Steel | Steel |  | Painted or None | Steel |  | 1901-01-01 | [6 empty] | Statistical Inventory Reconciliation (SIR) | [8 empty] | UST Currently In Use: 0; UST Temp Close: 0; AST Currently In Use: 3; AST Temp Closed: 0 | 0 | 0 | 4 | 21006-117-003491 | JUDITH WOOD
34186 | Permanently Closed | 1998-12-22 | 1976-01-01 | 1999-10-28 | Petroleum | Unleaded gasoline | Unleaded gasoline |  | Steel | Steel |  | Painted or None | Steel |  | 1901-01-01 | [6 empty] | Statistical Inventory Reconciliation (SIR) | [8 empty] | UST Currently In Use: 0; UST Temp Close: 0; AST Currently In Use: 3; AST Temp Closed: 0 | 0 | 0 | 4 | 21006-117-003491 | JUDITH WOOD
34187 | Permanently Closed | 1990-05-14 | 1952-01-01 | 1990-05-14 | Petroleum | Unleaded gasoline | Unleaded gasoline |  | Steel | Steel |  | Painted or None | Steel |  | 1901-01-01 | [15 empty] | UST Currently In Use: 0; UST Temp Close: 0; AST Currently In Use: 0; AST Temp Closed: 0 | 0 | 0 | 5 | 15225-117-003493 | W H THOMAS OIL CO INC
34188 | Permanently Closed | 1990-05-14 | 1952-01-01 | 1990-05-14 | Petroleum | Unleaded gasoline | Unleaded gasoline |  | Steel | Steel |  | Painted or None | Steel |  | 1901-01-01 | [15 empty] | UST Currently In Use: 0; UST Temp Close: 0; AST Currently In Use: 0; AST Temp Closed: 0 | 0 | 0 | 5 | 15225-117-003493 | W H THOMAS OIL CO INC
34189 | Permanently Closed | 1990-05-14 | 1960-01-01 | 1990-05-14 | Petroleum | Unleaded gasoline | Unleaded gasoline |  | Steel | Steel |  | Painted or None | Steel |  | 1901-01-01 | [15 empty] | UST Currently In Use: 0; UST Temp Close: 0; AST Currently In Use: 0; AST Temp Closed: 0 | 0 | 0 | 5 | 15225-117-003493 | W H THOMAS OIL CO INC
34190 | Permanently Closed | 1990-05-14 | 1960-01-01 | 1990-05-14 | Petroleum | Unleaded gasoline | Unleaded gasoline |  | Steel | Steel |  | Painted or None | Steel |  | 1901-01-01 | [15 empty] | UST Currently In Use: 0; UST Temp Close: 0; AST Currently In Use: 0; AST Temp Closed: 0 | 0 | 0 | 5 | 15225-117-003493 | W H THOMAS OIL CO INC
34191 | Permanently Closed | 1990-05-14 | 1971-01-01 | 1990-05-14 | Petroleum | Unleaded gasoline | Unleaded gasoline |  | Steel | Steel |  | Painted or None | Steel |  | 1901-01-01 | [15 empty] | UST Currently In Use: 0; UST Temp Close: 0; AST Currently In Use: 0; AST Temp Closed: 0 | 0 | 0 | 5 | 15225-117-003493 | W H THOMAS OIL CO INC
34192 | Permanently Closed | 1901-01-01 | 1969-01-01 | 1986-06-01 | Petroleum | Unleaded gasoline | Unleaded gasoline |  | Steel | Steel |  | Painted or None | Steel |  | 1901-01-01 | [15 empty] | UST Currently In Use: 0; UST Temp Close: 0; AST Currently In Use: 0; AST Temp Closed: 0 | 0 | 0 | 3 | 15225-117-003494 | W H THOMAS OIL CO INC
34193 | Permanently Closed | 1901-01-01 | 1969-01-01 | 1986-06-01 | Petroleum | Unleaded gasoline | Unleaded gasoline |  | Steel | Steel |  | Painted or None | Steel |  | 1901-01-01 | [15 empty] | UST Currently In Use: 0; UST Temp Close: 0; AST Currently In Use: 0; AST Temp Closed: 0 | 0 | 0 | 3 | 15225-117-003494 | W H THOMAS OIL CO INC
34194 | Permanently Closed | 1901-01-01 | 1980-01-01 | 1986-06-01 | Petroleum | On road diesel | On road diesel |  | Steel | Steel |  | Painted or None | Steel |  | 1901-01-01 | [15 empty] | UST Currently In Use: 0; UST Temp Close: 0; AST Currently In Use: 0; AST Temp Closed: 0 | 0 | 0 | 3 | 15225-117-003494 | W H THOMAS OIL CO INC
34195 | Permanently Closed | 1994-03-08 | 1970-01-01 | 1994-03-08 | Petroleum | Unleaded gasoline | Unleaded gasoline |  | Steel | Steel |  | Painted or None | Steel |  | 1901-01-01 | [15 empty] | UST Currently In Use: 0; UST Temp Close: 3; AST Currently In Use: 0; AST Temp Closed: 0 | 0 | 3 | 3 | 19621-117-003497 | BILLY SMITH
34196 | Permanently Closed | 1994-03-08 | 1970-01-01 | 1994-03-08 | Petroleum | Unleaded gasoline | Unleaded gasoline |  | Steel | Steel |  | Painted or None | Steel |  | 1901-01-01 | [15 empty] | UST Currently In Use: 0; UST Temp Close: 3; AST Currently In Use: 0; AST Temp Closed: 0 | 0 | 3 | 3 | 19621-117-003497 | BILLY SMITH
34197 | Permanently Closed | 1994-03-08 | 1970-01-01 | 1994-03-08 | Petroleum | Unleaded gasoline | Unleaded gasoline |  | Steel | Steel |  | Painted or None | Steel |  | 1901-01-01 | [15 empty] | UST Currently In Use: 0; UST Temp Close: 3; AST Currently In Use: 0; AST Temp Closed: 0 | 0 | 3 | 3 | 19621-117-003497 | BILLY SMITH
34198 | Permanently Closed | 1990-02-01 | 1960-01-01 | 1990-02-01 | Petroleum | Unleaded gasoline | Unleaded gasoline |  | Steel | Steel |  | Painted or None | Steel |  | 1901-01-01 | [15 empty] | UST Currently In Use: 0; UST Temp Close: 0; AST Currently In Use: 0; AST Temp Closed: 0 | 0 | 0 | 3 | 15225-117-003501 | W H THOMAS OIL CO INC
34199 | Permanently Closed | 1990-02-01 | 1968-01-01 | 1990-02-01 | Petroleum | Unleaded gasoline | Unleaded gasoline |  | Steel | Steel |  | Painted or None | Steel |  | 1901-01-01 | [15 empty] | UST Currently In Use: 0; UST Temp Close: 0; AST Currently In Use: 0; AST Temp Closed: 0 | 0 | 0 | 3 | 15225-117-003501 | W H THOMAS OIL CO INC
34200 | Permanently Closed | 1990-02-01 | 1968-01-01 | 1990-02-01 | Petroleum | Unleaded gasoline | Unleaded gasoline |  | Steel | Steel |  | Painted or None | Steel |  | 1901-01-01 | [15 empty] | UST Currently In Use: 0; UST Temp Close: 0; AST Currently In Use: 0; AST Temp Closed: 0 | 0 | 0 | 3 | 15225-117-003501 | W H THOMAS OIL CO INC
34201 | Permanently Closed | 1998-10-26 | 1968-01-01 | 1998-10-26 | Petroleum | Unleaded gasoline | Unleaded gasoline |  | Steel | Steel |  | Painted or None | Steel |  | 1901-01-01 | [12 empty] | Annual line testing | Annual line testing |  | UST Currently In Use: 2; UST Temp Close: 0; AST Currently In Use: 0; AST Temp Closed: 0 | 2 | 0 | 3 | 24420-117-003503 | SPRING CREEK PROPERTIES LLC
34202 | Permanently Closed | 1998-10-26 | 1968-01-01 | 1998-10-26 | Petroleum | Unleaded gasoline | Unleaded gasoline |  | Steel | Steel |  | Painted or None | Steel |  | 1901-01-01 | [12 empty] | Annual line testing | Annual line testing |  | UST Currently In Use: 2; UST Temp Close: 0; AST Currently In Use: 0; AST Temp Closed: 0 | 2 | 0 | 3 | 24420-117-003503 | SPRING CREEK PROPERTIES LLC
34203 | Permanently Closed | 1997-10-01 | 1975-01-01 | 1997-10-29 | Petroleum | On road diesel | On road diesel | Industrial | Steel | Steel |  | Painted or None | Steel |  | 1901-01-01 | [6 empty] | Statistical Inventory Reconciliation (SIR) | [5 empty] | Annual line testing | Annual line testing |  | UST Currently In Use: 0; UST Temp Close: 0; AST Currently In Use: 0; AST Temp Closed: 0 | 0 | 0 | 2 | 15227-073-002257 | W J BULLOCK
34204 | Permanently Closed | 1997-10-01 | 1974-01-01 | 1997-10-29 | Petroleum | Unleaded gasoline | Unleaded gasoline | Industrial | Steel | Steel |  |  |  |  | 1901-01-01 | [6 empty] | Statistical Inventory Reconciliation (SIR) | [5 empty] | Annual line testing | Annual line testing |  | UST Currently In Use: 0; UST Temp Close: 0; AST Currently In Use: 0; AST Temp Closed: 0 | 0 | 0 | 2 | 15227-073-002257 | W J BULLOCK
34205 | Permanently Closed | 1998-11-01 | 1973-01-01 | 1999-03-17 | Petroleum | Unleaded gasoline | Unleaded gasoline |  | Steel | Steel |  | Painted or None | Steel |  | 1901-01-01 | [15 empty] | UST Currently In Use: 0; UST Temp Close: 0; AST Currently In Use: 0; AST Temp Closed: 0 | 0 | 0 | 2 | 15228-081-004648 | OPELIKA BACKHOE SERVICE
34206 | Permanently Closed | 1998-11-01 | 1973-01-01 | 1999-03-17 | Petroleum | On road diesel | On road diesel |  | Steel | Steel |  | Painted or None | Steel |  | 1901-01-01 | [15 empty] | UST Currently In Use: 0; UST Temp Close: 0; AST Currently In Use: 0; AST Temp Closed: 0 | 0 | 0 | 2 | 15228-081-004648 | OPELIKA BACKHOE SERVICE
34207 | Permanently Closed | 1990-11-01 | 1976-01-01 | 1990-11-01 | Petroleum | Unleaded gasoline | Unleaded gasoline |  | Steel | Steel |  |  | Steel |  | 1901-01-01 | [15 empty] | UST Currently In Use: 0; UST Temp Close: 0; AST Currently In Use: 0; AST Temp Closed: 0 | 0 | 0 | 1 | 15229-033-002555 | W J KELLEY
34208 | Permanently Closed | 1993-02-26 | 1975-01-01 | 1993-02-26 | Petroleum | Unleaded gasoline | Unleaded gasoline |  | Steel | Steel |  | Painted or None | Steel |  | 1901-01-01 | [15 empty] | UST Currently In Use: 0; UST Temp Close: 0; AST Currently In Use: 0; AST Temp Closed: 0 | 0 | 0 | 2 | 15230-039-004932 | W K EDGAR
34209 | Permanently Closed | 1993-02-26 | 1975-01-01 | 1993-02-26 | Petroleum | Unleaded gasoline | Unleaded gasoline |  | Steel | Steel |  | Painted or None | Steel |  | 1901-01-01 | [15 empty] | UST Currently In Use: 0; UST Temp Close: 0; AST Currently In Use: 0; AST Temp Closed: 0 | 0 | 0 | 2 | 15230-039-004932 | W K EDGAR
34210 | Permanently Closed | 1997-10-10 | 1968-01-01 | 1997-12-30 | Petroleum | Unleaded gasoline | Unleaded gasoline | Retail | Steel | Steel |  | Painted or None | Steel |  | 1901-01-01 | [6 empty] | Statistical Inventory Reconciliation (SIR) | [8 empty] | UST Currently In Use: 0; UST Temp Close: 0; AST Currently In Use: 0; AST Temp Closed: 0 | 0 | 0 | 2 | 15231-061-009985 | JO ANN LANG
34211 | Permanently Closed | 1997-10-10 | 1968-01-01 | 1997-12-30 | Petroleum | Unleaded gasoline | Unleaded gasoline | Retail | Steel | Steel |  | Painted or None | Steel |  | 1901-01-01 | [6 empty] | Statistical Inventory Reconciliation (SIR) | [8 empty] | UST Currently In Use: 0; UST Temp Close: 0; AST Currently In Use: 0; AST Temp Closed: 0 | 0 | 0 | 2 | 15231-061-009985 | JO ANN LANG
34212 | Permanently Closed | 1901-01-01 | 1960-01-01 | 1989-02-15 | Petroleum | Unleaded gasoline | Unleaded gasoline |  | Steel | Steel |  |  |  |  | 1901-01-01 | [15 empty] | UST Currently In Use: 0; UST Temp Close: 0; AST Currently In Use: 0; AST Temp Closed: 0 | 0 | 0 | 4 | 15232-111-006734 | W L GRABEN
34213 | Permanently Closed | 1901-01-01 | 1960-01-01 | 1989-02-15 | Petroleum | Unleaded gasoline | Unleaded gasoline |  | Steel | Steel |  | Painted or None | Steel |  | 1901-01-01 | [15 empty] | UST Currently In Use: 0; UST Temp Close: 0; AST Currently In Use: 0; AST Temp Closed: 0 | 0 | 0 | 4 | 15232-111-006734 | W L GRABEN
34214 | Permanently Closed | 1901-01-01 | 1960-01-01 | 1989-02-15 | Petroleum | Unleaded gasoline | Unleaded gasoline |  | Steel | Steel |  | Painted or None | Steel |  | 1901-01-01 | [15 empty] | UST Currently In Use: 0; UST Temp Close: 0; AST Currently In Use: 0; AST Temp Closed: 0 | 0 | 0 | 4 | 15232-111-006734 | W L GRABEN
34215 | Permanently Closed | 1901-01-01 | 1973-01-01 | 1989-02-15 | Petroleum | Unleaded gasoline | Unleaded gasoline |  | Steel | Steel |  | Painted or None | Steel |  | 1901-01-01 | [15 empty] | UST Currently In Use: 0; UST Temp Close: 0; AST Currently In Use: 0; AST Temp Closed: 0 | 0 | 0 | 4 | 15232-111-006734 | W L GRABEN
34216 | Permanently Closed | 1992-02-18 | 1973-01-01 | 1992-02-18 | Petroleum | On road diesel | On road diesel |  | Steel | Steel |  | Painted or None | Steel |  | 1901-01-01 | [15 empty] | UST Currently In Use: 1; UST Temp Close: 1; AST Currently In Use: 0; AST Temp Closed: 0 | 1 | 1 | 4 | 15235-085-004154 | DUFFY G CASEY
34217 | Temporary Closed | 2004-05-01 | 1973-01-01 |  | Petroleum | Premium gasoline | Premium gasoline |  | Steel | Steel | Field installed cathodic protection |  | Steel |  |  | Field installed cathodic protection | Catchment Basin, Single walled catchment basin | Automatic shutoff device At 95% full | Automatic shutoff device At 95% full |  |  | Statistical Inventory Reconciliation (SIR) | [7 empty] | Suction Piping | UST Currently In Use: 1; UST Temp Close: 1; AST Currently In Use: 0; AST Temp Closed: 0 | 1 | 1 | 4 | 15235-085-004154 | DUFFY G CASEY
34218 | Currently in Use |  | 1978-01-01 |  | Petroleum | Unleaded gasoline | Unleaded gasoline |  | Steel | Steel | Field installed cathodic protection |  | Steel |  |  | Field installed cathodic protection | Catchment Basin, Single walled catchment basin | Automatic shutoff device At 95% full | Automatic shutoff device At 95% full |  |  | Statistical Inventory Reconciliation (SIR) | [8 empty] | UST Currently In Use: 1; UST Temp Close: 1; AST Currently In Use: 0; AST Temp Closed: 0 | 1 | 1 | 4 | 15235-085-004154 | DUFFY G CASEY
34219 | Retired | 2006-03-03 | 1978-01-01 | 2006-03-03 | Petroleum | Unleaded gasoline | Unleaded gasoline |  | Steel | Steel | Field installed cathodic protection |  | Steel |  | 1901-01-01 | Field installed cathodic protection | Catchment Basin, Single walled catchment basin | Automatic shutoff device At 95% full | Automatic shutoff device At 95% full |  |  | Statistical Inventory Reconciliation (SIR) | [8 empty] | UST Currently In Use: 1; UST Temp Close: 1; AST Currently In Use: 0; AST Temp Closed: 0 | 1 | 1 | 4 | 15235-085-004154 | DUFFY G CASEY
34220 | Permanently Closed | 1972-01-01 | 1951-01-01 | 1992-02-18 | Petroleum | Kerosene | Kerosene |  | Steel | Steel |  |  | Steel |  | 1901-01-01 | [15 empty] | UST Currently In Use: 1; UST Temp Close: 1; AST Currently In Use: 0; AST Temp Closed: 0 | 1 | 1 | 4 | 15235-085-004154 | DUFFY G CASEY
34221 | Permanently Closed | 1972-01-01 | 1951-01-01 | 1992-02-18 | Petroleum | Unleaded gasoline | Unleaded gasoline |  | Steel | Steel |  |  | Steel |  | 1901-01-01 | [15 empty] | UST Currently In Use: 1; UST Temp Close: 1; AST Currently In Use: 0; AST Temp Closed: 0 | 1 | 1 | 4 | 15235-085-004154 | DUFFY G CASEY
34222 | Permanently Closed | 1972-01-01 | 1951-01-01 | 1992-02-18 | Petroleum | Unleaded gasoline | Unleaded gasoline |  | Steel | Steel |  |  | Steel |  | 1901-01-01 | [15 empty] | UST Currently In Use: 1; UST Temp Close: 1; AST Currently In Use: 0; AST Temp Closed: 0 | 1 | 1 | 4 | 15235-085-004154 | DUFFY G CASEY
34223 | Permanently Closed | 1998-02-01 | 1983-01-01 | 1998-02-12 | Petroleum | On road diesel | On road diesel |  | Steel | Steel |  | Painted or None | Steel |  | 1901-01-01 | [15 empty] | UST Currently In Use: 0; UST Temp Close: 0; AST Currently In Use: 0; AST Temp Closed: 0 | 0 | 0 | 2 | 15236-053-001055 | J E GODWIN JR
34224 | Permanently Closed | 1998-02-01 | 1983-01-01 | 1998-02-12 | Petroleum | Unleaded gasoline | Unleaded gasoline |  | Steel | Steel |  | Painted or None | Steel |  | 1901-01-01 | [15 empty] | UST Currently In Use: 0; UST Temp Close: 0; AST Currently In Use: 0; AST Temp Closed: 0 | 0 | 0 | 2 | 15236-053-001055 | J E GODWIN JR
34225 | Permanently Closed | 1992-12-17 | 1968-01-01 | 1992-12-17 | Petroleum | On road diesel | On road diesel |  | Steel | Steel |  | Painted or None | Steel |  | 1901-01-01 | [15 empty] | UST Currently In Use: 0; UST Temp Close: 0; AST Currently In Use: 2; AST Temp Closed: 0 | 0 | 0 | 2 | 15237-133-004632 | W M BURNETT TRUCK LINES INC
34226 | Permanently Closed | 1992-12-17 | 1968-01-01 | 1992-12-17 | Petroleum | On road diesel | On road diesel |  | Steel | Steel |  | Painted or None | Steel |  | 1901-01-01 | [15 empty] | UST Currently In Use: 0; UST Temp Close: 0; AST Currently In Use: 2; AST Temp Closed: 0 | 0 | 0 | 2 | 15237-133-004632 | W M BURNETT TRUCK LINES INC
34227 | Permanently Closed | 1996-01-01 | 1984-01-01 | 1997-02-24 | Petroleum | On road diesel | On road diesel | Bulk facility | Steel | Steel |  | Painted or None | Steel |  | 1901-01-01 | [15 empty] | UST Currently In Use: 0; UST Temp Close: 0; AST Currently In Use: 0; AST Temp Closed: 0 | 0 | 0 | 3 | 15238-061-012295 | W M DONNELL
34228 | Permanently Closed | 1996-01-01 | 1984-01-01 | 1997-02-24 | Petroleum | On road diesel | On road diesel | Bulk facility | Steel | Steel |  | Painted or None | Steel |  | 1901-01-01 | [15 empty] | UST Currently In Use: 0; UST Temp Close: 0; AST Currently In Use: 0; AST Temp Closed: 0 | 0 | 0 | 3 | 15238-061-012295 | W M DONNELL
34229 | Permanently Closed | 1996-01-01 | 1984-01-01 | 1997-02-24 | Petroleum | On road diesel | On road diesel | Bulk facility | Steel | Steel |  | Painted or None | Steel |  | 1901-01-01 | [15 empty] | UST Currently In Use: 0; UST Temp Close: 0; AST Currently In Use: 0; AST Temp Closed: 0 | 0 | 0 | 3 | 15238-061-012295 | W M DONNELL
34230 | Permanently Closed | 1986-05-07 | 1963-01-01 | 1986-05-07 | Petroleum | Kerosene | Kerosene |  | Steel | Steel |  | Painted or None | Steel |  | 1901-01-01 | [15 empty] | UST Currently In Use: 0; UST Temp Close: 0; AST Currently In Use: 0; AST Temp Closed: 0 | 0 | 0 | 1 | 15239-133-010070 | W M HARGETT
34231 | Retired | 1968-04-01 | 1963-01-01 |  | Petroleum | Other, OTHER | Other |  | Steel | Steel |  | Painted or None | Steel |  | 1901-01-01 | [15 empty] | UST Currently In Use: 0; UST Temp Close: 0; AST Currently In Use: 0; AST Temp Closed: 0 | 0 | 0 | 1 | 15239-133-010070 | W M HARGETT
34232 | Retired | 1968-04-01 | 1973-01-01 |  | Petroleum | Other, OTHER | Other |  | Steel | Steel |  | Painted or None | Steel |  | 1901-01-01 | [15 empty] | UST Currently In Use: 0; UST Temp Close: 0; AST Currently In Use: 0; AST Temp Closed: 0 | 0 | 0 | 1 | 15239-133-010070 | W M HARGETT
34233 | Permanently Closed | 1991-06-28 | 1967-01-01 | 1991-06-28 | Petroleum | Unleaded gasoline | Unleaded gasoline |  | Steel | Steel |  | Painted or None | Steel |  | 1901-01-01 | [15 empty] | UST Currently In Use: 0; UST Temp Close: 0; AST Currently In Use: 0; AST Temp Closed: 0 | 0 | 0 | 4 | 15240-003-001784 | W M HODGSON SR ESTATE
34234 | Permanently Closed | 1991-06-28 | 1967-01-01 | 1991-06-28 | Petroleum | Unleaded gasoline | Unleaded gasoline |  | Steel | Steel |  | Painted or None | Steel |  | 1901-01-01 | [15 empty] | UST Currently In Use: 0; UST Temp Close: 0; AST Currently In Use: 0; AST Temp Closed: 0 | 0 | 0 | 4 | 15240-003-001784 | W M HODGSON SR ESTATE
34235 | Permanently Closed | 1991-06-28 | 1964-01-01 | 1991-06-28 | Petroleum | On road diesel | On road diesel |  | Steel | Steel |  | Painted or None | Steel |  | 1901-01-01 | [15 empty] | UST Currently In Use: 0; UST Temp Close: 0; AST Currently In Use: 0; AST Temp Closed: 0 | 0 | 0 | 4 | 15240-003-001784 | W M HODGSON SR ESTATE
34236 | Permanently Closed | 1991-06-28 | 1964-01-01 | 1991-06-28 | Petroleum | Unleaded gasoline | Unleaded gasoline |  | Steel | Steel |  | Painted or None | Steel |  | 1901-01-01 | [15 empty] | UST Currently In Use: 0; UST Temp Close: 0; AST Currently In Use: 0; AST Temp Closed: 0 | 0 | 0 | 4 | 15240-003-001784 | W M HODGSON SR ESTATE
34237 | Permanently Closed | 1901-01-01 | 1958-01-01 | 1987-04-22 | Petroleum | Unleaded gasoline | Unleaded gasoline |  | Steel | Steel |  | Painted or None | Steel |  | 1901-01-01 | [15 empty] | UST Currently In Use: 0; UST Temp Close: 0; AST Currently In Use: 0; AST Temp Closed: 0 | 0 | 0 | 5 | 15240-003-010371 | W M HODGSON SR ESTATE
34238 | Permanently Closed | 1901-01-01 | 1958-01-01 | 1987-04-22 | Petroleum | Unleaded gasoline | Unleaded gasoline |  | Steel | Steel |  | Painted or None | Steel |  | 1901-01-01 | [15 empty] | UST Currently In Use: 0; UST Temp Close: 0; AST Currently In Use: 0; AST Temp Closed: 0 | 0 | 0 | 5 | 15240-003-010371 | W M HODGSON SR ESTATE
34239 | Permanently Closed | 1901-01-01 | 1975-01-01 | 1987-04-22 | Petroleum | Unleaded gasoline | Unleaded gasoline |  | Steel | Steel |  | Painted or None | Steel |  | 1901-01-01 | [15 empty] | UST Currently In Use: 0; UST Temp Close: 0; AST Currently In Use: 0; AST Temp Closed: 0 | 0 | 0 | 5 | 15240-003-010371 | W M HODGSON SR ESTATE
34240 | Permanently Closed | 1901-01-01 | 1975-01-01 | 1987-04-22 | Petroleum | Unleaded gasoline | Unleaded gasoline |  | Steel | Steel |  | Painted or None | Steel |  | 1901-01-01 | [15 empty] | UST Currently In Use: 0; UST Temp Close: 0; AST Currently In Use: 0; AST Temp Closed: 0 | 0 | 0 | 5 | 15240-003-010371 | W M HODGSON SR ESTATE
34241 | Permanently Closed | 1978-06-01 | 1958-01-01 | 1987-04-22 | Petroleum | Other, OTHER | Other |  | Steel | Steel |  | Painted or None | Steel |  | 1901-01-01 | [15 empty] | UST Currently In Use: 0; UST Temp Close: 0; AST Currently In Use: 0; AST Temp Closed: 0 | 0 | 0 | 5 | 15240-003-010371 | W M HODGSON SR ESTATE
34242 | Retired | 1983-01-01 | 1970-01-01 |  | Petroleum | Unleaded gasoline | Unleaded gasoline |  | Steel | Steel |  | Painted or None | Steel |  | 1901-01-01 | [15 empty] | UST Currently In Use: 0; UST Temp Close: 0; AST Currently In Use: 0; AST Temp Closed: 0 | 0 | 0 | 0 | 15242-111-002386 | W PAGE ENLOE
34243 | Retired | 1983-01-01 | 1970-01-01 |  | Petroleum | Unleaded gasoline | Unleaded gasoline |  | Steel | Steel |  | Painted or None | Steel |  | 1901-01-01 | [15 empty] | UST Currently In Use: 0; UST Temp Close: 0; AST Currently In Use: 0; AST Temp Closed: 0 | 0 | 0 | 0 | 15242-111-002386 | W PAGE ENLOE
34244 | Retired | 1983-01-01 | 1970-01-01 |  | Petroleum | Unleaded gasoline | Unleaded gasoline |  | Steel | Steel |  | Painted or None | Steel |  | 1901-01-01 | [15 empty] | UST Currently In Use: 0; UST Temp Close: 0; AST Currently In Use: 0; AST Temp Closed: 0 | 0 | 0 | 0 | 15242-111-002386 | W PAGE ENLOE
34245 | Permanently Closed | 1992-11-10 | 1971-01-01 | 1992-11-10 | Petroleum | Used oil | Used oil |  | Steel | Steel |  |  | Steel |  | 1901-01-01 | [15 empty] | UST Currently In Use: 0; UST Temp Close: 0; AST Currently In Use: 0; AST Temp Closed: 0 | 0 | 0 | 1 | 15243-069-013034 | W R CHAPMAN
34246 | Permanently Closed | 1992-11-03 | 1976-01-01 | 1992-11-03 | Petroleum | Used oil | Used oil |  | Steel | Steel |  | Painted or None | Steel |  | 1901-01-01 | [15 empty] | UST Currently In Use: 0; UST Temp Close: 0; AST Currently In Use: 0; AST Temp Closed: 0 | 0 | 0 | 1 | 15243-097-012833 | W R CHAPMAN
34247 | Permanently Closed | 1992-11-12 | 1973-01-01 | 1992-11-12 | Petroleum | Used oil | Used oil |  | Steel | Steel |  |  |  |  | 1901-01-01 | [15 empty] | UST Currently In Use: 0; UST Temp Close: 0; AST Currently In Use: 0; AST Temp Closed: 0 | 0 | 0 | 1 | 15243-109-012826 | W R CHAPMAN
34248 | Permanently Closed | 1901-01-01 | 1983-01-01 | 1989-09-28 | Petroleum | On road diesel | On road diesel |  | Steel | Steel |  | Painted or None | Steel |  | 1901-01-01 | [15 empty] | UST Currently In Use: 0; UST Temp Close: 0; AST Currently In Use: 0; AST Temp Closed: 0 | 0 | 0 | 3 | 15245-073-007802 | W R GRACE & CO
34249 | Permanently Closed | 1985-01-01 | 1976-01-01 |  | Petroleum | On road diesel | On road diesel |  | Steel | Steel |  | Painted or None | Steel |  | 1901-01-01 | [15 empty] | UST Currently In Use: 0; UST Temp Close: 0; AST Currently In Use: 0; AST Temp Closed: 0 | 0 | 0 | 3 | 15245-073-007802 | W R GRACE & CO
34250 | Permanently Closed | 1985-01-01 | 1976-01-01 |  | Petroleum | On road diesel | On road diesel |  | Steel | Steel |  | Painted or None | Steel |  | 1901-01-01 | [15 empty] | UST Currently In Use: 0; UST Temp Close: 0; AST Currently In Use: 0; AST Temp Closed: 0 | 0 | 0 | 3 | 15245-073-007802 | W R GRACE & CO
34251 | Permanently Closed | 1982-03-01 | 1970-01-01 | 1988-08-17 | Petroleum | Unleaded gasoline | Unleaded gasoline |  | Steel | Steel |  | Painted or None | Steel |  | 1901-01-01 | [15 empty] | UST Currently In Use: 0; UST Temp Close: 0; AST Currently In Use: 0; AST Temp Closed: 0 | 0 | 0 | 2 | 15246-073-001201 | W R MORGAN
34252 | Permanently Closed | 1982-03-01 | 1970-01-01 | 1988-08-17 | Petroleum | Unleaded gasoline | Unleaded gasoline |  | Steel | Steel |  | Painted or None | Steel |  | 1901-01-01 | [15 empty] | UST Currently In Use: 0; UST Temp Close: 0; AST Currently In Use: 0; AST Temp Closed: 0 | 0 | 0 | 2 | 15246-073-001201 | W R MORGAN
34253 | Permanently Closed | 1992-12-21 | 1979-01-01 | 1993-01-22 | Petroleum | Unleaded gasoline | Unleaded gasoline |  | Steel | Steel |  |  | Steel |  | 1901-01-01 | [12 empty] | Annual line testing | Annual line testing |  | UST Currently In Use: 0; UST Temp Close: 0; AST Currently In Use: 3; AST Temp Closed: 0 | 0 | 0 | 4 | 15247-101-001870 | W S NEWELL INC
34254 | Permanently Closed | 1992-12-21 | 1979-01-01 | 1993-01-22 | Petroleum | On road diesel | On road diesel |  | Steel | Steel |  |  | Steel |  | 1901-01-01 | [12 empty] | Annual line testing | Annual line testing |  | UST Currently In Use: 0; UST Temp Close: 0; AST Currently In Use: 3; AST Temp Closed: 0 | 0 | 0 | 4 | 15247-101-001870 | W S NEWELL INC
34255 | Permanently Closed | 1992-12-21 | 1979-01-01 | 1993-01-22 | Petroleum | On road diesel | On road diesel |  | Steel | Steel |  |  | Steel |  | 1901-01-01 | [12 empty] | Annual line testing | Annual line testing |  | UST Currently In Use: 0; UST Temp Close: 0; AST Currently In Use: 3; AST Temp Closed: 0 | 0 | 0 | 4 | 15247-101-001870 | W S NEWELL INC
34256 | Permanently Closed | 1998-08-26 | 1978-01-01 | 1998-08-26 | Petroleum | Used oil | Used oil |  | Steel | Steel |  | Painted or None | Steel |  | 1901-01-01 | [12 empty] | Annual line testing | Annual line testing |  | UST Currently In Use: 0; UST Temp Close: 0; AST Currently In Use: 3; AST Temp Closed: 0 | 0 | 0 | 4 | 15247-101-001870 | W S NEWELL INC
34257 | Permanently Closed | 2003-11-21 | 1975-01-01 | 2024-11-05 | Petroleum | Unleaded gasoline | Unleaded gasoline | Retail | Steel | Steel | Interior lined (not allowed as a standalone method of corrosion protection) |  | Steel |  | 1901-01-01 | Field installed cathodic protection | Catchment Basin, Single walled catchment basin | Automatic shutoff device At 95% full | Automatic shutoff device At 95% full |  |  | Statistical Inventory Reconciliation (SIR) | [8 empty] | UST Currently In Use: 0; UST Temp Close: 0; AST Currently In Use: 0; AST Temp Closed: 0 | 0 | 0 | 3 | 15248-097-005651 | WALTER G. CHAVERS
34258 | Permanently Closed | 2003-11-21 | 1975-01-01 | 2024-11-05 | Petroleum | Unleaded gasoline | Unleaded gasoline | Retail | Steel | Steel | Interior lined (not allowed as a standalone method of corrosion protection) |  | Steel |  | 1901-01-01 | Field installed cathodic protection | Catchment Basin, Single walled catchment basin | Automatic shutoff device At 95% full | Automatic shutoff device At 95% full |  |  | Statistical Inventory Reconciliation (SIR) | [8 empty] | UST Currently In Use: 0; UST Temp Close: 0; AST Currently In Use: 0; AST Temp Closed: 0 | 0 | 0 | 3 | 15248-097-005651 | WALTER G. CHAVERS
34259 | Permanently Closed | 2003-11-21 | 1975-01-01 | 2024-11-05 | Petroleum | Mid-grade gasoline | Mid-grade gasoline | Retail | Steel | Steel | Interior lined (not allowed as a standalone method of corrosion protection) |  | Steel |  | 1901-01-01 | Field installed cathodic protection | Catchment Basin, Single walled catchment basin | Automatic shutoff device At 95% full | Automatic shutoff device At 95% full |  |  | Statistical Inventory Reconciliation (SIR) | [8 empty] | UST Currently In Use: 0; UST Temp Close: 0; AST Currently In Use: 0; AST Temp Closed: 0 | 0 | 0 | 3 | 15248-097-005651 | WALTER G. CHAVERS
34260 | Permanently Closed | 1901-01-01 | 1968-01-01 | 1987-01-01 | Petroleum | Unleaded gasoline | Unleaded gasoline |  | Steel | Steel |  | Painted or None | Steel |  | 1901-01-01 | [6 empty] | Statistical Inventory Reconciliation (SIR) | [8 empty] | UST Currently In Use: 0; UST Temp Close: 0; AST Currently In Use: 1; AST Temp Closed: 0 | 0 | 0 | 4 | 15249-055-006254 | W T PETERSON
34261 | Permanently Closed | 1901-01-01 | 1968-01-01 | 1987-01-01 | Petroleum | Unleaded gasoline | Unleaded gasoline |  | Steel | Steel |  | Painted or None | Steel |  | 1901-01-01 | [15 empty] | UST Currently In Use: 0; UST Temp Close: 0; AST Currently In Use: 1; AST Temp Closed: 0 | 0 | 0 | 4 | 15249-055-006254 | W T PETERSON
34262 | Permanently Closed | 2008-12-01 | 1987-01-01 | 2009-03-19 | Petroleum | Unleaded gasoline | Unleaded gasoline | Retail | Steel | Steel | Coated & cathodic protection (sti-P3) |  | Steel |  |  | Galvanic Cathodic | Catchment Basin, Single walled catchment basin | Flow Rest 90% Full | Flow Rest 90% Full |  |  | Statistical Inventory Reconciliation (SIR) | [8 empty] | UST Currently In Use: 0; UST Temp Close: 0; AST Currently In Use: 1; AST Temp Closed: 0 | 0 | 0 | 4 | 15249-055-006254 | W T PETERSON
34263 | Permanently Closed | 2008-12-01 | 1987-01-01 | 2009-03-19 | Petroleum | Premium gasoline | Premium gasoline | Retail | Steel | Steel | Coated & cathodic protection (sti-P3) |  | Steel |  |  | Galvanic Cathodic | Catchment Basin, Single walled catchment basin | Flow Rest 90% Full | Flow Rest 90% Full |  |  | Statistical Inventory Reconciliation (SIR) | [8 empty] | UST Currently In Use: 0; UST Temp Close: 0; AST Currently In Use: 1; AST Temp Closed: 0 | 0 | 0 | 4 | 15249-055-006254 | W T PETERSON
34264 | Cannot Locate or abandoned | 1998-12-22 | 1974-01-01 |  | Petroleum | Unleaded gasoline | Unleaded gasoline |  | Steel | Steel |  | Painted or None | Steel |  | 1901-01-01 | [15 empty] | UST Currently In Use: 0; UST Temp Close: 0; AST Currently In Use: 0; AST Temp Closed: 0 | 0 | 0 | 0 | 15251-029-001872 | W W WILSON
34265 | Cannot Locate or abandoned | 1998-12-22 | 1974-01-01 |  | Petroleum | Unleaded gasoline | Unleaded gasoline |  | Steel | Steel |  | Painted or None | Steel |  | 1901-01-01 | [15 empty] | UST Currently In Use: 0; UST Temp Close: 0; AST Currently In Use: 0; AST Temp Closed: 0 | 0 | 0 | 0 | 15251-029-001872 | W W WILSON
34266 | Cannot Locate or abandoned | 1998-12-22 | 1974-01-01 |  | Petroleum | Unleaded gasoline | Unleaded gasoline |  | Steel | Steel |  | Painted or None | Steel |  | 1901-01-01 | [15 empty] | UST Currently In Use: 0; UST Temp Close: 0; AST Currently In Use: 0; AST Temp Closed: 0 | 0 | 0 | 0 | 15251-029-001872 | W W WILSON
34267 | Permanently Closed | 1997-10-27 | 1978-01-01 | 1997-10-27 | Petroleum | Unleaded gasoline | Unleaded gasoline | Retail | Steel | Steel |  | Painted or None | Steel |  | 1901-01-01 | [15 empty] | UST Currently In Use: 0; UST Temp Close: 0; AST Currently In Use: 0; AST Temp Closed: 0 | 0 | 0 | 1 | 15252-011-011112 | WACO INC DBA SEDGEFIELDS
34269 | Permanently Closed | 1992-12-01 | 1973-01-01 | 1993-02-09 | Petroleum | Unleaded gasoline | Unleaded gasoline |  | Steel | Steel | Coated & cathodic protection (sti-P3) |  | Steel |  | 1901-01-01 |  |  | Flow Rest 90% Full | Flow Rest 90% Full | [11 empty] | UST Currently In Use: 0; UST Temp Close: 0; AST Currently In Use: 0; AST Temp Closed: 0 | 0 | 0 | 8 | 23300-069-011884 | PEOPLES SOUTH BANK
34270 | Permanently Closed | 1992-12-01 | 1973-01-01 | 1993-02-09 | Petroleum | On road diesel | On road diesel |  | Steel | Steel | Coated & cathodic protection (sti-P3) |  | Steel |  | 1901-01-01 |  |  | Flow Rest 90% Full | Flow Rest 90% Full | [11 empty] | UST Currently In Use: 0; UST Temp Close: 0; AST Currently In Use: 0; AST Temp Closed: 0 | 0 | 0 | 8 | 23300-069-011884 | PEOPLES SOUTH BANK
34271 | Permanently Closed | 1983-02-01 | 1963-01-01 | 1989-12-04 | Petroleum | Unleaded gasoline | Unleaded gasoline |  | Steel | Steel | Coated & cathodic protection (sti-P3) |  | Steel |  | 1901-01-01 |  |  | Flow Rest 90% Full | Flow Rest 90% Full | [11 empty] | UST Currently In Use: 0; UST Temp Close: 0; AST Currently In Use: 0; AST Temp Closed: 0 | 0 | 0 | 8 | 23300-069-011884 | PEOPLES SOUTH BANK
34272 | Permanently Closed | 1992-12-01 | 1963-01-01 | 1993-02-09 | Petroleum | On road diesel | On road diesel |  | Steel | Steel |  | Painted or None | Steel |  | 1901-01-01 | [15 empty] | UST Currently In Use: 0; UST Temp Close: 0; AST Currently In Use: 0; AST Temp Closed: 0 | 0 | 0 | 8 | 23300-069-011884 | PEOPLES SOUTH BANK
34273 | Permanently Closed | 2002-09-01 | 1986-08-01 | 2005-09-01 | Petroleum | Premium gasoline | Premium gasoline | Retail | Steel | Steel | Coated & cathodic protection (sti-P3) |  | Fiberglass reinforced plastic |  | 1901-01-01 | None | Catchment Basin, Single walled catchment basin | Automatic shutoff device At 95% full | Automatic shutoff device At 95% full |  |  | Continuous Automatic Tank Gauge | [8 empty] | UST Currently In Use: 0; UST Temp Close: 0; AST Currently In Use: 0; AST Temp Closed: 0 | 0 | 0 | 5 | 21704-021-008805 | CRAIG SMITH
34274 | Permanently Closed | 1997-06-19 | 1979-04-01 | 1997-06-19 | Petroleum | Unleaded gasoline | Unleaded gasoline | Retail | Steel | Steel |  | Painted or None | Steel |  | 1901-01-01 | [6 empty] | Statistical Inventory Reconciliation (SIR) | [8 empty] | UST Currently In Use: 0; UST Temp Close: 0; AST Currently In Use: 0; AST Temp Closed: 0 | 0 | 0 | 5 | 21704-021-008805 | CRAIG SMITH
34275 | Permanently Closed | 2002-09-01 | 1986-08-01 | 2005-09-01 | Petroleum | Mid-grade gasoline | Mid-grade gasoline | Retail | Steel | Steel | Coated & cathodic protection (sti-P3) |  | Fiberglass reinforced plastic |  | 1901-01-01 | None | Catchment Basin, Single walled catchment basin | Automatic shutoff device At 95% full | Automatic shutoff device At 95% full |  |  | Continuous Automatic Tank Gauge | [8 empty] | UST Currently In Use: 0; UST Temp Close: 0; AST Currently In Use: 0; AST Temp Closed: 0 | 0 | 0 | 5 | 21704-021-008805 | CRAIG SMITH
34276 | Permanently Closed | 2002-09-01 | 1986-08-01 | 2005-09-01 | Petroleum | On road diesel | On road diesel | Retail | Steel | Steel | Coated & cathodic protection (sti-P3) |  | Fiberglass reinforced plastic |  | 1901-01-01 |  | Catchment Basin, Single walled catchment basin | Automatic shutoff device At 95% full | Automatic shutoff device At 95% full |  |  | Continuous Automatic Tank Gauge | [8 empty] | UST Currently In Use: 0; UST Temp Close: 0; AST Currently In Use: 0; AST Temp Closed: 0 | 0 | 0 | 5 | 21704-021-008805 | CRAIG SMITH
34277 | Permanently Closed | 1901-01-01 | 1965-01-01 | 1989-07-31 | Petroleum | Unleaded gasoline | Unleaded gasoline |  | Steel | Steel |  | Painted or None | Steel |  | 1901-01-01 | [15 empty] | UST Currently In Use: 0; UST Temp Close: 0; AST Currently In Use: 0; AST Temp Closed: 0 | 0 | 0 | 3 | 15254-021-011771 | WADSWORTH OIL CO OF CLANTON INC
34278 | Permanently Closed | 1901-01-01 | 1965-01-01 | 1989-07-31 | Petroleum | Unleaded gasoline | Unleaded gasoline |  | Steel | Steel |  | Painted or None | Steel |  | 1901-01-01 | [15 empty] | UST Currently In Use: 0; UST Temp Close: 0; AST Currently In Use: 0; AST Temp Closed: 0 | 0 | 0 | 3 | 15254-021-011771 | WADSWORTH OIL CO OF CLANTON INC
34279 | Permanently Closed | 1901-01-01 | 1977-01-01 | 1989-07-31 | Petroleum | Unleaded gasoline | Unleaded gasoline |  | Steel | Steel |  | Painted or None | Steel |  | 1901-01-01 | [15 empty] | UST Currently In Use: 0; UST Temp Close: 0; AST Currently In Use: 0; AST Temp Closed: 0 | 0 | 0 | 3 | 15254-021-011771 | WADSWORTH OIL CO OF CLANTON INC
34280 | Cannot Locate or abandoned | 2003-10-01 | 1988-12-21 |  | Petroleum | Premium gasoline | Premium gasoline | Retail | Steel | Steel | Coated & cathodic protection (sti-P3) |  | Fiberglass reinforced plastic |  | 1901-01-01 |  | Catchment Basin, Single walled catchment basin | Automatic shutoff device At 95% full | Automatic shutoff device At 95% full |  |  | Statistical Inventory Reconciliation (SIR) | [5 empty] | Statistical inventory reconciliation (SIR) | Statistical inventory reconciliation (SIR) |  | UST Currently In Use: 0; UST Temp Close: 0; AST Currently In Use: 0; AST Temp Closed: 0 | 0 | 0 | 0 | 21287-021-011776 | AGHA P AFGAN
34281 | Cannot Locate or abandoned | 2003-10-01 | 1988-12-21 |  | Petroleum | Mid-grade gasoline | Mid-grade gasoline | Retail | Steel | Steel | Coated & cathodic protection (sti-P3) |  | Fiberglass reinforced plastic |  | 1901-01-01 |  | Catchment Basin, Single walled catchment basin | Automatic shutoff device At 95% full | Automatic shutoff device At 95% full |  |  | Statistical Inventory Reconciliation (SIR) | [5 empty] | Statistical inventory reconciliation (SIR) | Statistical inventory reconciliation (SIR) |  | UST Currently In Use: 0; UST Temp Close: 0; AST Currently In Use: 0; AST Temp Closed: 0 | 0 | 0 | 0 | 21287-021-011776 | AGHA P AFGAN
34282 | Cannot Locate or abandoned | 2003-10-01 | 1988-12-21 |  | Petroleum | Unleaded gasoline | Unleaded gasoline | Retail | Steel | Steel | Coated & cathodic protection (sti-P3) |  | Fiberglass reinforced plastic |  | 1901-01-01 |  | Catchment Basin, Single walled catchment basin | Automatic shutoff device At 95% full | Automatic shutoff device At 95% full |  |  | Statistical Inventory Reconciliation (SIR) | [5 empty] | Statistical inventory reconciliation (SIR) | Statistical inventory reconciliation (SIR) |  | UST Currently In Use: 0; UST Temp Close: 0; AST Currently In Use: 0; AST Temp Closed: 0 | 0 | 0 | 0 | 21287-021-011776 | AGHA P AFGAN
34283 | Permanently Closed | 1994-01-01 | 1979-11-15 | 1994-10-20 | Petroleum | Unleaded gasoline | Unleaded gasoline | Retail | Steel | Steel |  | Painted or None | Steel |  | 1901-01-01 | [6 empty] | Statistical Inventory Reconciliation (SIR) | [8 empty] | UST Currently In Use: 5; UST Temp Close: 0; AST Currently In Use: 0; AST Temp Closed: 0 | 5 | 0 | 7 | 22176-021-011777 | Circle K Stores, Inc.
34284 | Permanently Closed | 1994-01-01 | 1979-11-15 | 1994-10-20 | Petroleum | Unleaded gasoline | Unleaded gasoline | Retail | Steel | Steel |  | Painted or None | Steel |  | 1901-01-01 | [6 empty] | Statistical Inventory Reconciliation (SIR) | [8 empty] | UST Currently In Use: 5; UST Temp Close: 0; AST Currently In Use: 0; AST Temp Closed: 0 | 5 | 0 | 7 | 22176-021-011777 | Circle K Stores, Inc.
34285 | Permanently Closed | 1994-01-01 | 1979-11-15 | 1994-10-20 | Petroleum | Unleaded gasoline | Unleaded gasoline | Retail | Steel | Steel |  | Painted or None | Steel |  | 1901-01-01 | [6 empty] | Statistical Inventory Reconciliation (SIR) | [8 empty] | UST Currently In Use: 5; UST Temp Close: 0; AST Currently In Use: 0; AST Temp Closed: 0 | 5 | 0 | 7 | 22176-021-011777 | Circle K Stores, Inc.
34286 | Permanently Closed | 1994-01-01 | 1979-11-15 | 1994-10-20 | Petroleum | On road diesel | On road diesel | Retail | Steel | Steel |  | Painted or None | Steel |  | 1901-01-01 | [6 empty] | Statistical Inventory Reconciliation (SIR) | [8 empty] | UST Currently In Use: 5; UST Temp Close: 0; AST Currently In Use: 0; AST Temp Closed: 0 | 5 | 0 | 7 | 22176-021-011777 | Circle K Stores, Inc.
34287 | Permanently Closed | 1994-01-01 | 1979-11-15 | 1994-10-20 | Petroleum | On road diesel | On road diesel | Retail | Steel | Steel |  | Painted or None | Steel |  | 1901-01-01 | [6 empty] | Statistical Inventory Reconciliation (SIR) | [8 empty] | UST Currently In Use: 5; UST Temp Close: 0; AST Currently In Use: 0; AST Temp Closed: 0 | 5 | 0 | 7 | 22176-021-011777 | Circle K Stores, Inc.
34288 | Currently in Use |  | 1990-09-03 |  | Petroleum | Premium gasoline | Premium gasoline | Retail | Steel | Steel | Coated & cathodic protection (sti-P3) |  | Fiberglass reinforced plastic |  |  |  | Catchment Basin, Single walled catchment basin | Flow Rest 90% Full | Flow Rest 90% Full |  |  | Continuous Automatic Tank Gauge |  | Automatic shutoff device (AELLD), Containment Sump | Containment Sump | [5 empty] | UST Currently In Use: 3; UST Temp Close: 0; AST Currently In Use: 0; AST Temp Closed: 0 | 3 | 0 | 0 | 22176-021-015061 | Circle K Stores, Inc.
34289 | Currently in Use |  | 1990-09-03 |  | Petroleum | On road diesel | On road diesel | Retail | Steel | Steel | Coated & cathodic protection (sti-P3) |  | Fiberglass reinforced plastic |  |  |  | Catchment Basin, Single walled catchment basin | Flow Rest 90% Full | Flow Rest 90% Full |  |  | Continuous Automatic Tank Gauge |  | Automatic shutoff device (AELLD), Containment Sump | Containment Sump | [5 empty] | UST Currently In Use: 3; UST Temp Close: 0; AST Currently In Use: 0; AST Temp Closed: 0 | 3 | 0 | 0 | 22176-021-015061 | Circle K Stores, Inc.
34290 | Currently in Use |  | 1990-09-03 |  | Petroleum | Unleaded gasoline | Unleaded gasoline | Retail | Steel | Steel | Coated & cathodic protection (sti-P3) |  | Fiberglass reinforced plastic |  |  |  | Catchment Basin, Single walled catchment basin | Flow Rest 90% Full | Flow Rest 90% Full |  |  | Continuous Automatic Tank Gauge |  | Automatic shutoff device (AELLD), Containment Sump | Containment Sump | [5 empty] | UST Currently In Use: 3; UST Temp Close: 0; AST Currently In Use: 0; AST Temp Closed: 0 | 3 | 0 | 0 | 22176-021-015061 | Circle K Stores, Inc.
34291 | Currently in Use |  | 1990-06-13 |  | Petroleum | On road diesel | On road diesel | Retail | Single Wall, Steel | Steel | Coated & cathodic protection (sti-P3) |  | Double Wall, Fiberglass reinforced plastic |  |  |  | Catchment Basin, Single walled catchment basin | Flow Rest 90% Full | Flow Rest 90% Full |  |  | Continuous Automatic Tank Gauge | Single walled submersible pump containment sump | Automatic shutoff device (AELLD), Containment Sump | Containment Sump | [5 empty] | UST Currently In Use: 3; UST Temp Close: 0; AST Currently In Use: 0; AST Temp Closed: 0 | 3 | 0 | 0 | 22176-043-015324 | Circle K Stores, Inc.
34292 | Currently in Use |  | 1990-06-13 |  | Petroleum | Premium gasoline | Premium gasoline | Retail | Single Wall, Steel | Steel | Coated & cathodic protection (sti-P3) |  | Double Wall, Fiberglass reinforced plastic |  |  |  | Catchment Basin, Single walled catchment basin | Flow Rest 90% Full | Flow Rest 90% Full |  |  | Continuous Automatic Tank Gauge | Single walled submersible pump containment sump | Automatic shutoff device (AELLD), Containment Sump | Containment Sump | [5 empty] | UST Currently In Use: 3; UST Temp Close: 0; AST Currently In Use: 0; AST Temp Closed: 0 | 3 | 0 | 0 | 22176-043-015324 | Circle K Stores, Inc.
34293 | Currently in Use |  | 1990-06-13 |  | Petroleum | Unleaded gasoline | Unleaded gasoline | Retail | Single Wall, Steel | Steel | Coated & cathodic protection (sti-P3) |  | Double Wall, Fiberglass reinforced plastic |  |  |  | Catchment Basin, Single walled catchment basin | Flow Rest 90% Full | Flow Rest 90% Full |  |  | Continuous Automatic Tank Gauge | Single walled submersible pump containment sump | Automatic shutoff device (AELLD), Containment Sump | Containment Sump | [5 empty] | UST Currently In Use: 3; UST Temp Close: 0; AST Currently In Use: 0; AST Temp Closed: 0 | 3 | 0 | 0 | 22176-043-015324 | Circle K Stores, Inc.
34294 | Permanently Closed | 2005-12-29 | 1988-04-14 | 2005-12-29 | Petroleum | Unleaded gasoline | Unleaded gasoline | Retail | Fiberglass reinforced plastic | Fiberglass reinforced plastic |  |  | Fiberglass reinforced plastic |  | 1901-01-01 | None | Catchment Basin, Single walled catchment basin | Automatic shutoff device At 95% full | Automatic shutoff device At 95% full |  |  | Automatic Tank Gauge, Continuous Automatic Tank Gauge |  | Automatic shutoff device (AELLD) | Automatic shutoff device (AELLD) | [5 empty] | UST Currently In Use: 3; UST Temp Close: 0; AST Currently In Use: 0; AST Temp Closed: 0 | 3 | 0 | 3 | 22176-115-012646 | Circle K Stores, Inc.
34295 | Permanently Closed | 2005-12-29 | 1988-04-14 | 2005-12-29 | Petroleum | Mid-grade gasoline | Mid-grade gasoline | Retail | Fiberglass reinforced plastic | Fiberglass reinforced plastic |  |  | Fiberglass reinforced plastic |  | 1901-01-01 | None | Catchment Basin, Single walled catchment basin | Automatic shutoff device At 95% full | Automatic shutoff device At 95% full |  |  | Continuous Automatic Tank Gauge | [8 empty] | UST Currently In Use: 3; UST Temp Close: 0; AST Currently In Use: 0; AST Temp Closed: 0 | 3 | 0 | 3 | 22176-115-012646 | Circle K Stores, Inc.
34296 | Permanently Closed | 2005-12-29 | 1988-04-14 | 2005-12-29 | Petroleum | Premium gasoline | Premium gasoline | Retail | Fiberglass reinforced plastic | Fiberglass reinforced plastic |  |  | Fiberglass reinforced plastic |  | 1901-01-01 | None | Catchment Basin, Single walled catchment basin | Automatic shutoff device At 95% full | Automatic shutoff device At 95% full |  |  | Automatic Tank Gauge, Continuous Automatic Tank Gauge |  | Automatic shutoff device (AELLD) | Automatic shutoff device (AELLD) | [5 empty] | UST Currently In Use: 3; UST Temp Close: 0; AST Currently In Use: 0; AST Temp Closed: 0 | 3 | 0 | 3 | 22176-115-012646 | Circle K Stores, Inc.
34297 | Permanently Closed | 1989-12-08 | 1965-01-01 | 1989-12-11 | Petroleum | Unleaded gasoline | Unleaded gasoline |  | Steel | Steel |  | Painted or None | Steel |  | 1901-01-01 | [15 empty] | UST Currently In Use: 3; UST Temp Close: 0; AST Currently In Use: 0; AST Temp Closed: 0 | 3 | 0 | 4 | 25919-117-011773 | BEESWAX INVESTMENT PROPERTIES LLC
34298 | Permanently Closed | 1989-12-08 | 1965-01-01 | 1989-12-11 | Petroleum | Unleaded gasoline | Unleaded gasoline |  | Steel | Steel |  | Painted or None | Steel |  | 1901-01-01 | [15 empty] | UST Currently In Use: 3; UST Temp Close: 0; AST Currently In Use: 0; AST Temp Closed: 0 | 3 | 0 | 4 | 25919-117-011773 | BEESWAX INVESTMENT PROPERTIES LLC
34299 | Permanently Closed | 1989-12-08 | 1965-01-01 | 1989-12-11 | Petroleum | Unleaded gasoline | Unleaded gasoline |  | Steel | Steel |  | Painted or None | Steel |  | 1901-01-01 | [15 empty] | UST Currently In Use: 3; UST Temp Close: 0; AST Currently In Use: 0; AST Temp Closed: 0 | 3 | 0 | 4 | 25919-117-011773 | BEESWAX INVESTMENT PROPERTIES LLC
34300 | Permanently Closed | 1989-12-08 | 1965-01-01 | 1989-12-11 | Petroleum | Unleaded gasoline | Unleaded gasoline |  | Steel | Steel |  | Painted or None | Steel |  | 1901-01-01 | [15 empty] | UST Currently In Use: 3; UST Temp Close: 0; AST Currently In Use: 0; AST Temp Closed: 0 | 3 | 0 | 4 | 25919-117-011773 | BEESWAX INVESTMENT PROPERTIES LLC
34301 | Currently in Use | 2021-08-02 | 1989-12-20 |  | Petroleum | Premium gasoline | Premium gasoline | Retail | Steel | Steel | Coated & cathodic protection (sti-P3) |  | Fiberglass reinforced plastic |  |  |  | Catchment Basin, Single walled catchment basin | Automatic shutoff device At 95% full, Flow Rest 90% Full | Flow Rest 90% Full |  |  | Continuous Automatic Tank Gauge |  | Automatic flow restrictor (MLLD) | Automatic flow restrictor (MLLD) |  |  | Annual line testing | Annual line testing |  | UST Currently In Use: 3; UST Temp Close: 0; AST Currently In Use: 0; AST Temp Closed: 0 | 3 | 0 | 4 | 25919-117-011773 | BEESWAX INVESTMENT PROPERTIES LLC
34302 | Currently in Use | 2021-08-02 | 1989-12-20 |  | Petroleum | Mid-grade gasoline | Mid-grade gasoline | Retail | Steel | Steel | Coated & cathodic protection (sti-P3) |  | Fiberglass reinforced plastic |  |  |  | Catchment Basin, Single walled catchment basin | Automatic shutoff device At 95% full, Flow Rest 90% Full | Flow Rest 90% Full |  |  | Continuous Automatic Tank Gauge |  | Automatic flow restrictor (MLLD) | Automatic flow restrictor (MLLD) |  |  | Annual line testing | Annual line testing |  | UST Currently In Use: 3; UST Temp Close: 0; AST Currently In Use: 0; AST Temp Closed: 0 | 3 | 0 | 4 | 25919-117-011773 | BEESWAX INVESTMENT PROPERTIES LLC
34303 | Currently in Use | 2021-08-02 | 1989-12-20 |  | Petroleum | Unleaded gasoline | Unleaded gasoline | Retail | Steel | Steel | Coated & cathodic protection (sti-P3) |  | Fiberglass reinforced plastic |  |  |  | Catchment Basin, Single walled catchment basin | Automatic shutoff device At 95% full, Flow Rest 90% Full | Flow Rest 90% Full |  |  | Continuous Automatic Tank Gauge |  | Automatic flow restrictor (MLLD) | Automatic flow restrictor (MLLD) |  |  | Annual line testing | Annual line testing |  | UST Currently In Use: 3; UST Temp Close: 0; AST Currently In Use: 0; AST Temp Closed: 0 | 3 | 0 | 4 | 25919-117-011773 | BEESWAX INVESTMENT PROPERTIES LLC
34304 | Currently in Use |  | 1972-10-01 |  | Petroleum | On road diesel | On road diesel | Retail | Steel | Steel | Field installed cathodic protection |  | Fiberglass reinforced plastic |  |  |  | Catchment Basin, Single walled catchment basin | Automatic shutoff device At 95% full | Automatic shutoff device At 95% full |  |  | Continuous Automatic Tank Gauge |  | Automatic shutoff device (AELLD) | Automatic shutoff device (AELLD) |  |  | Automatic electronic line leak detector (AELLD) | Automatic electronic line leak detector (AELLD) |  | UST Currently In Use: 3; UST Temp Close: 0; AST Currently In Use: 0; AST Temp Closed: 0 | 3 | 0 | 0 | 13951-117-011774 | QUALITY PETROLEUM OF ALABAMA INC
34305 | Currently in Use |  | 1972-10-01 |  | Petroleum | Premium gasoline | Premium gasoline | Retail | Steel | Steel | Field installed cathodic protection |  | Fiberglass reinforced plastic |  |  |  | Catchment Basin, Single walled catchment basin | Flow Rest 90% Full | Flow Rest 90% Full |  |  | Continuous Automatic Tank Gauge |  | Automatic shutoff device (AELLD) | Automatic shutoff device (AELLD) |  |  | Automatic electronic line leak detector (AELLD) | Automatic electronic line leak detector (AELLD) |  | UST Currently In Use: 3; UST Temp Close: 0; AST Currently In Use: 0; AST Temp Closed: 0 | 3 | 0 | 0 | 13951-117-011774 | QUALITY PETROLEUM OF ALABAMA INC
34306 | Currently in Use |  | 1978-10-15 |  | Petroleum | Unleaded gasoline | Unleaded gasoline | Retail | Steel | Steel | Field installed cathodic protection |  | Fiberglass reinforced plastic |  |  |  | Catchment Basin, Single walled catchment basin | Flow Rest 90% Full | Flow Rest 90% Full |  |  | Continuous Automatic Tank Gauge |  | Automatic shutoff device (AELLD) | Automatic shutoff device (AELLD) |  |  | Automatic electronic line leak detector (AELLD) | Automatic electronic line leak detector (AELLD) |  | UST Currently In Use: 3; UST Temp Close: 0; AST Currently In Use: 0; AST Temp Closed: 0 | 3 | 0 | 0 | 13951-117-011774 | QUALITY PETROLEUM OF ALABAMA INC
34308 | Currently in Use |  | 1989-04-01 |  | Petroleum | Unleaded gasoline | Unleaded gasoline | Retail | Steel | Steel | Coated & cathodic protection (sti-P3) |  | Double Wall, Fiberglass reinforced plastic |  | 1901-01-01 | None | Catchment Basin, Single walled catchment basin | Automatic shutoff device At 95% full | Automatic shutoff device At 95% full |  |  | Continuous Automatic Tank Gauge |  | Automatic flow restrictor (MLLD), Containment Sump | Containment Sump |  |  | Annual line testing | Annual line testing |  | UST Currently In Use: 4; UST Temp Close: 0; AST Currently In Use: 0; AST Temp Closed: 0 | 4 | 0 | 0 | 22176-117-014462 | Circle K Stores, Inc.
34309 | Currently in Use |  | 1989-04-01 |  | Petroleum | On road diesel | On road diesel | Retail | Steel | Steel | Coated & cathodic protection (sti-P3) |  | Double Wall, Fiberglass reinforced plastic |  | 1901-01-01 | None | Catchment Basin, Single walled catchment basin | Automatic shutoff device At 95% full | Automatic shutoff device At 95% full |  |  | Continuous Automatic Tank Gauge |  | Automatic flow restrictor (MLLD), Containment Sump | Containment Sump |  |  | Annual line testing | Annual line testing |  | UST Currently In Use: 4; UST Temp Close: 0; AST Currently In Use: 0; AST Temp Closed: 0 | 4 | 0 | 0 | 22176-117-014462 | Circle K Stores, Inc.
34310 | Currently in Use |  | 1989-04-01 |  | Petroleum | Premium gasoline | Premium gasoline | Retail | Steel | Steel | Coated & cathodic protection (sti-P3) |  | Double Wall, Fiberglass reinforced plastic |  | 1901-01-01 | None | Catchment Basin, Single walled catchment basin | Automatic shutoff device At 95% full | Automatic shutoff device At 95% full |  |  | Continuous Automatic Tank Gauge |  | Automatic flow restrictor (MLLD), Containment Sump | Containment Sump |  |  | Annual line testing | Annual line testing |  | UST Currently In Use: 4; UST Temp Close: 0; AST Currently In Use: 0; AST Temp Closed: 0 | 4 | 0 | 0 | 22176-117-014462 | Circle K Stores, Inc.
34311 | Currently in Use |  | 1989-04-01 |  | Petroleum | On road diesel | On road diesel | Retail | Steel | Steel | Coated & cathodic protection (sti-P3) |  | Double Wall, Fiberglass reinforced plastic |  | 1901-01-01 | None | Catchment Basin, Single walled catchment basin | Automatic shutoff device At 95% full | Automatic shutoff device At 95% full |  |  | Continuous Automatic Tank Gauge |  | Automatic flow restrictor (MLLD), Containment Sump | Containment Sump |  |  | Annual line testing | Annual line testing |  | UST Currently In Use: 4; UST Temp Close: 0; AST Currently In Use: 0; AST Temp Closed: 0 | 4 | 0 | 0 | 22176-117-014462 | Circle K Stores, Inc.
34312 | Permanently Closed | 1901-01-01 | 1958-01-01 | 1989-11-21 | Petroleum | Unleaded gasoline | Unleaded gasoline |  | Steel | Steel |  | Painted or None | Steel |  | 1901-01-01 | [15 empty] | UST Currently In Use: 0; UST Temp Close: 0; AST Currently In Use: 0; AST Temp Closed: 0 | 0 | 0 | 3 | 15257-011-010454 | W T WADSWORTH OIL CO INC
34313 | Permanently Closed | 1901-01-01 | 1958-01-01 | 1989-11-21 | Petroleum | Unleaded gasoline | Unleaded gasoline |  | Steel | Steel |  | Painted or None | Steel |  | 1901-01-01 | [15 empty] | UST Currently In Use: 0; UST Temp Close: 0; AST Currently In Use: 0; AST Temp Closed: 0 | 0 | 0 | 3 | 15257-011-010454 | W T WADSWORTH OIL CO INC
34314 | Permanently Closed | 1901-01-01 | 1958-01-01 | 1989-11-21 | Petroleum | Unleaded gasoline | Unleaded gasoline |  | Steel | Steel |  | Painted or None | Steel |  | 1901-01-01 | [15 empty] | UST Currently In Use: 0; UST Temp Close: 0; AST Currently In Use: 0; AST Temp Closed: 0 | 0 | 0 | 3 | 15257-011-010454 | W T WADSWORTH OIL CO INC
34315 | Permanently Closed | 2006-03-06 | 1984-01-01 | 2007-01-05 | Petroleum | Unleaded gasoline | Unleaded gasoline | Retail | Steel | Steel | Field installed cathodic protection |  | Steel |  | 1901-01-01 | Field installed cathodic protection | Catchment Basin, Single walled catchment basin | Automatic shutoff device At 95% full | Automatic shutoff device At 95% full | [11 empty] | UST Currently In Use: 0; UST Temp Close: 0; AST Currently In Use: 0; AST Temp Closed: 0 | 0 | 0 | 3 | 20909-011-014069 | ROBERT GREEN, JR.
34316 | Permanently Closed | 2006-03-06 | 1984-01-01 | 2007-01-05 | Petroleum | Unleaded gasoline | Unleaded gasoline | Retail | Steel | Steel | Field installed cathodic protection |  | Steel |  | 1901-01-01 | Field installed cathodic protection | Catchment Basin, Single walled catchment basin | Automatic shutoff device At 95% full | Automatic shutoff device At 95% full | [11 empty] | UST Currently In Use: 0; UST Temp Close: 0; AST Currently In Use: 0; AST Temp Closed: 0 | 0 | 0 | 3 | 20909-011-014069 | ROBERT GREEN, JR.
34317 | Permanently Closed | 2006-03-06 | 1984-01-01 | 2007-01-05 | Petroleum | Unleaded gasoline | Unleaded gasoline | Retail | Steel | Steel | Field installed cathodic protection |  | Steel |  | 1901-01-01 | Field installed cathodic protection | Catchment Basin, Single walled catchment basin | Automatic shutoff device At 95% full | Automatic shutoff device At 95% full | [11 empty] | UST Currently In Use: 0; UST Temp Close: 0; AST Currently In Use: 0; AST Temp Closed: 0 | 0 | 0 | 3 | 20909-011-014069 | ROBERT GREEN, JR.
34318 | Permanently Closed | 2019-05-05 | 1981-01-01 | 2019-05-06 | Petroleum | On road diesel | On road diesel | Retail | Steel | Steel | Field installed cathodic protection |  | Steel |  |  | Field installed cathodic protection | Catchment Basin, Single walled catchment basin | Audible high level alarm At 90% full | Audible high level alarm At 90% full |  |  | Continuous Automatic Tank Gauge |  | Automatic flow restrictor (MLLD) | Automatic flow restrictor (MLLD) |  |  | Annual line testing | Annual line testing |  | UST Currently In Use: 2; UST Temp Close: 0; AST Currently In Use: 0; AST Temp Closed: 0 | 2 | 0 | 6 | 24858-087-009157 | AKHILKAMAR M PATEL
34320 | Permanently Closed | 1901-01-01 | 1964-01-01 | 1987-05-01 | Petroleum | Unleaded gasoline | Unleaded gasoline |  | Steel | Steel |  | Painted or None | Steel |  | 1901-01-01 | [15 empty] | UST Currently In Use: 2; UST Temp Close: 0; AST Currently In Use: 0; AST Temp Closed: 0 | 2 | 0 | 6 | 24858-087-009157 | AKHILKAMAR M PATEL
34321 | Permanently Closed | 1901-01-01 | 1964-01-01 | 1987-05-01 | Petroleum | Unleaded gasoline | Unleaded gasoline |  | Steel | Steel |  | Painted or None | Steel |  | 1901-01-01 | [15 empty] | UST Currently In Use: 2; UST Temp Close: 0; AST Currently In Use: 0; AST Temp Closed: 0 | 2 | 0 | 6 | 24858-087-009157 | AKHILKAMAR M PATEL
34322 | Permanently Closed | 2018-03-08 | 1973-01-01 | 2019-04-30 | Petroleum | Premium gasoline | Premium gasoline | Retail | Steel | Steel | Field installed cathodic protection, Interior lined (not allowed as a standalone method of corrosion protection) |  | Steel |  |  | Field installed cathodic protection | Catchment Basin, Single walled catchment basin | Audible high level alarm At 90% full | Audible high level alarm At 90% full |  |  | Continuous Automatic Tank Gauge |  | Automatic flow restrictor (MLLD) | Automatic flow restrictor (MLLD) |  |  | Annual line testing | Annual line testing |  | UST Currently In Use: 2; UST Temp Close: 0; AST Currently In Use: 0; AST Temp Closed: 0 | 2 | 0 | 6 | 24858-087-009157 | AKHILKAMAR M PATEL
34323 | Permanently Closed | 2019-04-29 | 1988-01-01 | 2019-04-30 | Petroleum | Mid-grade gasoline | Mid-grade gasoline | Retail | Steel | Steel | Field installed cathodic protection |  | Steel |  |  | Field installed cathodic protection | Catchment Basin, Single walled catchment basin | Audible high level alarm At 90% full, Automatic shutoff device At 95% full | Automatic shutoff device At 95% full |  |  | Continuous Automatic Tank Gauge |  | Automatic flow restrictor (MLLD) | Automatic flow restrictor (MLLD) |  |  | Annual line testing | Annual line testing |  | UST Currently In Use: 2; UST Temp Close: 0; AST Currently In Use: 0; AST Temp Closed: 0 | 2 | 0 | 6 | 24858-087-009157 | AKHILKAMAR M PATEL
34324 | Permanently Closed | 2019-04-29 | 1988-01-01 | 2019-04-30 | Petroleum | Unleaded gasoline | Unleaded gasoline | Retail | Steel | Steel | Field installed cathodic protection |  | Steel |  |  | Field installed cathodic protection | Catchment Basin, Single walled catchment basin | Audible high level alarm At 90% full, Automatic shutoff device At 95% full | Automatic shutoff device At 95% full |  |  | Continuous Automatic Tank Gauge |  | Automatic flow restrictor (MLLD) | Automatic flow restrictor (MLLD) |  |  | Annual line testing | Annual line testing |  | UST Currently In Use: 2; UST Temp Close: 0; AST Currently In Use: 0; AST Temp Closed: 0 | 2 | 0 | 6 | 24858-087-009157 | AKHILKAMAR M PATEL
34325 | Permanently Closed | 1901-01-01 | 1958-01-01 | 2011-11-11 | Petroleum | Unleaded gasoline | Unleaded gasoline |  | Steel | Steel |  | Painted or None | Steel |  | 1901-01-01 | [15 empty] | UST Currently In Use: 0; UST Temp Close: 0; AST Currently In Use: 0; AST Temp Closed: 0 | 0 | 0 | 6 | 15257-087-009159 | W T WADSWORTH OIL CO INC
34326 | Permanently Closed | 1901-01-01 | 1958-01-01 | 2011-11-11 | Petroleum | Unleaded gasoline | Unleaded gasoline |  | Steel | Steel |  | Painted or None | Steel |  | 1901-01-01 | [15 empty] | UST Currently In Use: 0; UST Temp Close: 0; AST Currently In Use: 0; AST Temp Closed: 0 | 0 | 0 | 6 | 15257-087-009159 | W T WADSWORTH OIL CO INC
34327 | Permanently Closed | 1901-01-01 | 1973-01-01 | 2011-11-11 | Petroleum | Unleaded gasoline | Unleaded gasoline |  | Steel | Steel |  | Painted or None | Steel |  | 1901-01-01 | [15 empty] | UST Currently In Use: 0; UST Temp Close: 0; AST Currently In Use: 0; AST Temp Closed: 0 | 0 | 0 | 6 | 15257-087-009159 | W T WADSWORTH OIL CO INC
34328 | Permanently Closed | 2011-01-01 | 1990-09-10 | 2012-02-20 | Petroleum | Unleaded gasoline | Unleaded gasoline | Retail | Steel | Steel | Coated & cathodic protection (sti-P3) |  | Fiberglass reinforced plastic |  |  |  | Catchment Basin, Single walled catchment basin | Flow Rest 90% Full | Flow Rest 90% Full | Interstitial Monitoring within Secondary Containment |  | Automatic Tank Gauge, Statistical Inventory Reconciliation (SIR) |  |  |  |  | INTERSTITIAL BARRIER | Statistical inventory reconciliation (SIR) | Statistical inventory reconciliation (SIR) |  | UST Currently In Use: 0; UST Temp Close: 0; AST Currently In Use: 0; AST Temp Closed: 0 | 0 | 0 | 6 | 15257-087-009159 | W T WADSWORTH OIL CO INC
34329 | Permanently Closed | 2011-01-01 | 1990-09-10 | 2012-02-20 | Petroleum | Unleaded gasoline | Unleaded gasoline | Retail | Steel | Steel | Coated & cathodic protection (sti-P3) |  | Fiberglass reinforced plastic |  |  |  | Catchment Basin, Single walled catchment basin | Flow Rest 90% Full | Flow Rest 90% Full | Interstitial Monitoring within Secondary Containment |  | Automatic Tank Gauge, Statistical Inventory Reconciliation (SIR) |  |  |  |  | INTERSTITIAL BARRIER | Statistical inventory reconciliation (SIR) | Statistical inventory reconciliation (SIR) |  | UST Currently In Use: 0; UST Temp Close: 0; AST Currently In Use: 0; AST Temp Closed: 0 | 0 | 0 | 6 | 15257-087-009159 | W T WADSWORTH OIL CO INC
34330 | Permanently Closed | 2011-01-01 | 1990-09-10 | 2012-02-20 | Petroleum | Unleaded gasoline | Unleaded gasoline | Retail | Steel | Steel | Coated & cathodic protection (sti-P3) |  | Fiberglass reinforced plastic |  |  |  | Catchment Basin, Single walled catchment basin | Flow Rest 90% Full | Flow Rest 90% Full | Interstitial Monitoring within Secondary Containment |  | Automatic Tank Gauge, Statistical Inventory Reconciliation (SIR) |  |  |  |  | INTERSTITIAL BARRIER | Statistical inventory reconciliation (SIR) | Statistical inventory reconciliation (SIR) |  | UST Currently In Use: 0; UST Temp Close: 0; AST Currently In Use: 0; AST Temp Closed: 0 | 0 | 0 | 6 | 15257-087-009159 | W T WADSWORTH OIL CO INC
34331 | Permanently Closed | 1998-06-02 | 1978-01-01 | 1998-06-02 | Petroleum | Unleaded gasoline | Unleaded gasoline | Retail | Steel | Steel |  | Painted or None | Steel |  | 1901-01-01 | [6 empty] | Statistical Inventory Reconciliation (SIR) | [5 empty] | Annual line testing, Statistical inventory reconciliation (SIR) | Statistical inventory reconciliation (SIR) |  | UST Currently In Use: 3; UST Temp Close: 0; AST Currently In Use: 0; AST Temp Closed: 0 | 3 | 0 | 3 | 24255-087-009161 | GHANAPATI, INC.
34332 | Permanently Closed | 1998-06-02 | 1978-01-01 | 1998-06-02 | Petroleum | Unleaded gasoline | Unleaded gasoline | Retail | Steel | Steel |  | Painted or None | Steel |  | 1901-01-01 | [6 empty] | Statistical Inventory Reconciliation (SIR) | [5 empty] | Annual line testing, Statistical inventory reconciliation (SIR) | Statistical inventory reconciliation (SIR) |  | UST Currently In Use: 3; UST Temp Close: 0; AST Currently In Use: 0; AST Temp Closed: 0 | 3 | 0 | 3 | 24255-087-009161 | GHANAPATI, INC.
34333 | Currently in Use |  | 1988-07-12 |  | Petroleum | On road diesel | On road diesel | Retail | Steel | Steel | Coated & cathodic protection (sti-P3) |  | Flexible |  |  |  | Catchment Basin, Single walled catchment basin | Flow Rest 90% Full | Flow Rest 90% Full |  |  | Continuous Automatic Tank Gauge |  | Automatic flow restrictor (MLLD), Containment Sump | Containment Sump |  |  | Annual line testing, Continuous alarm system | Continuous alarm system |  | UST Currently In Use: 3; UST Temp Close: 0; AST Currently In Use: 0; AST Temp Closed: 0 | 3 | 0 | 3 | 24255-087-009161 | GHANAPATI, INC.
34334 | Permanently Closed | 1991-02-25 | 1977-01-01 | 1991-02-25 | Petroleum | On road diesel | On road diesel |  | Steel | Steel |  | Painted or None | Steel |  | 1901-01-01 | [15 empty] | UST Currently In Use: 3; UST Temp Close: 0; AST Currently In Use: 0; AST Temp Closed: 0 | 3 | 0 | 3 | 24255-087-009161 | GHANAPATI, INC.
34335 | Permanently Closed | 1990-03-27 | 1965-01-01 | 1990-03-28 | Petroleum | Unleaded gasoline | Unleaded gasoline |  | Steel | Steel |  | Painted or None | Steel |  | 1901-01-01 | [15 empty] | UST Currently In Use: 4; UST Temp Close: 0; AST Currently In Use: 0; AST Temp Closed: 0 | 4 | 0 | 3 | 20760-087-010444 | LAKE MARTIN, INC
34336 | Permanently Closed | 1990-03-27 | 1965-01-01 | 1990-03-28 | Petroleum | Unleaded gasoline | Unleaded gasoline |  | Steel | Steel |  | Painted or None | Steel |  | 1901-01-01 | [15 empty] | UST Currently In Use: 4; UST Temp Close: 0; AST Currently In Use: 0; AST Temp Closed: 0 | 4 | 0 | 3 | 20760-087-010444 | LAKE MARTIN, INC
34337 | Permanently Closed | 1990-03-27 | 1974-01-01 | 1990-03-28 | Petroleum | Unleaded gasoline | Unleaded gasoline |  | Steel | Steel |  | Painted or None | Steel |  | 1901-01-01 | [15 empty] | UST Currently In Use: 4; UST Temp Close: 0; AST Currently In Use: 0; AST Temp Closed: 0 | 4 | 0 | 3 | 20760-087-010444 | LAKE MARTIN, INC
34338 | Permanently Closed | 1901-01-01 | 1958-01-01 | 1989-08-01 | Petroleum | Unleaded gasoline | Unleaded gasoline |  | Steel | Steel |  | Painted or None | Steel |  | 1901-01-01 | [15 empty] | UST Currently In Use: 0; UST Temp Close: 0; AST Currently In Use: 0; AST Temp Closed: 0 | 0 | 0 | 6 | 15257-087-010445 | W T WADSWORTH OIL CO INC
34339 | Permanently Closed | 1901-01-01 | 1958-01-01 | 1989-08-01 | Petroleum | Unleaded gasoline | Unleaded gasoline |  | Steel | Steel |  | Painted or None | Steel |  | 1901-01-01 | [15 empty] | UST Currently In Use: 0; UST Temp Close: 0; AST Currently In Use: 0; AST Temp Closed: 0 | 0 | 0 | 6 | 15257-087-010445 | W T WADSWORTH OIL CO INC
34340 | Permanently Closed | 1901-01-01 | 1958-01-01 | 1989-08-01 | Petroleum | On road diesel | On road diesel |  | Steel | Steel |  | Painted or None | Steel |  | 1901-01-01 | [15 empty] | UST Currently In Use: 0; UST Temp Close: 0; AST Currently In Use: 0; AST Temp Closed: 0 | 0 | 0 | 6 | 15257-087-010445 | W T WADSWORTH OIL CO INC
34341 | Permanently Closed | 1901-01-01 | 1958-01-01 | 1989-08-01 | Petroleum | Unleaded gasoline | Unleaded gasoline |  | Steel | Steel |  | Painted or None | Steel |  | 1901-01-01 | [15 empty] | UST Currently In Use: 0; UST Temp Close: 0; AST Currently In Use: 0; AST Temp Closed: 0 | 0 | 0 | 6 | 15257-087-010445 | W T WADSWORTH OIL CO INC
34342 | Permanently Closed | 1981-11-01 | 1958-01-01 | 1989-08-01 | Petroleum | On road diesel | On road diesel |  | Steel | Steel |  | Painted or None | Steel |  | 1901-01-01 | [15 empty] | UST Currently In Use: 0; UST Temp Close: 0; AST Currently In Use: 0; AST Temp Closed: 0 | 0 | 0 | 6 | 15257-087-010445 | W T WADSWORTH OIL CO INC
34343 | Permanently Closed | 1901-01-01 | 1975-01-01 | 1989-08-01 | Petroleum | On road diesel | On road diesel |  | Steel | Steel |  | Painted or None | Steel |  | 1901-01-01 | [15 empty] | UST Currently In Use: 0; UST Temp Close: 0; AST Currently In Use: 0; AST Temp Closed: 0 | 0 | 0 | 6 | 15257-087-010445 | W T WADSWORTH OIL CO INC
34344 | Currently in Use |  | 1984-01-01 |  | Petroleum | Unleaded gasoline | Unleaded gasoline | Retail | Steel | Steel | Field installed cathodic protection |  | Steel |  |  | Field installed cathodic protection | Catchment Basin, Single walled catchment basin | Automatic shutoff device At 95% full | Automatic shutoff device At 95% full |  |  | Statistical Inventory Reconciliation (SIR) | [8 empty] | UST Currently In Use: 1; UST Temp Close: 0; AST Currently In Use: 0; AST Temp Closed: 0 | 1 | 0 | 2 | 23599-087-010447 | ADA LUMPKIN
34346 | Permanently Closed | 1901-01-01 | 1965-01-01 | 1990-09-21 | Petroleum | Kerosene | Kerosene |  | Steel | Steel |  | Painted or None | Steel |  | 1901-01-01 | [15 empty] | UST Currently In Use: 1; UST Temp Close: 0; AST Currently In Use: 0; AST Temp Closed: 0 | 1 | 0 | 2 | 23599-087-010447 | ADA LUMPKIN
34347 | Permanently Closed | 1901-01-01 | 1965-01-01 | 1990-09-21 | Petroleum | On road diesel | On road diesel |  | Steel | Steel |  | Painted or None | Steel |  | 1901-01-01 | [15 empty] | UST Currently In Use: 1; UST Temp Close: 0; AST Currently In Use: 0; AST Temp Closed: 0 | 1 | 0 | 2 | 23599-087-010447 | ADA LUMPKIN
34348 | Permanently Closed | 1901-01-01 | 1958-01-01 | 1989-10-30 | Petroleum | Unleaded gasoline | Unleaded gasoline |  | Steel | Steel |  | Painted or None | Steel |  | 1901-01-01 | [15 empty] | UST Currently In Use: 0; UST Temp Close: 0; AST Currently In Use: 0; AST Temp Closed: 0 | 0 | 0 | 4 | 15257-087-010450 | W T WADSWORTH OIL CO INC
34349 | Permanently Closed | 1901-01-01 | 1958-01-01 | 1989-10-30 | Petroleum | Unleaded gasoline | Unleaded gasoline |  | Steel | Steel |  | Painted or None | Steel |  | 1901-01-01 | [15 empty] | UST Currently In Use: 0; UST Temp Close: 0; AST Currently In Use: 0; AST Temp Closed: 0 | 0 | 0 | 4 | 15257-087-010450 | W T WADSWORTH OIL CO INC
34350 | Permanently Closed | 1901-01-01 | 1958-01-01 | 1989-10-30 | Petroleum | Kerosene | Kerosene |  | Steel | Steel |  | Painted or None | Steel |  | 1901-01-01 | [15 empty] | UST Currently In Use: 0; UST Temp Close: 0; AST Currently In Use: 0; AST Temp Closed: 0 | 0 | 0 | 4 | 15257-087-010450 | W T WADSWORTH OIL CO INC
34351 | Permanently Closed | 1901-01-01 | 1976-01-01 | 1989-10-30 | Petroleum | Unleaded gasoline | Unleaded gasoline |  | Steel | Steel |  | Painted or None | Steel |  | 1901-01-01 | [15 empty] | UST Currently In Use: 0; UST Temp Close: 0; AST Currently In Use: 0; AST Temp Closed: 0 | 0 | 0 | 4 | 15257-087-010450 | W T WADSWORTH OIL CO INC
34352 | Currently in Use |  | 1983-01-01 |  | Petroleum | Unleaded gasoline | Unleaded gasoline | Retail | Steel | Steel | Field installed cathodic protection |  | Steel |  | 1901-01-01 | Field installed cathodic protection | Catchment Basin, Single walled catchment basin | Automatic shutoff device At 95% full, Flow Rest 90% Full | Flow Rest 90% Full |  |  | Automatic Tank Gauge |  | Automatic flow restrictor (MLLD) | Automatic flow restrictor (MLLD) |  |  | Annual line testing | Annual line testing |  | UST Currently In Use: 3; UST Temp Close: 1; AST Currently In Use: 0; AST Temp Closed: 0 | 3 | 1 | 0 | 20760-087-010451 | LAKE MARTIN, INC
34353 | Currently in Use |  | 1983-01-01 |  | Petroleum | On road diesel | On road diesel | Retail | Steel | Steel | Field installed cathodic protection |  | Steel |  | 1901-01-01 | Field installed cathodic protection | Catchment Basin, Single walled catchment basin | Automatic shutoff device At 95% full, Flow Rest 90% Full | Flow Rest 90% Full |  |  | Automatic Tank Gauge |  | Automatic flow restrictor (MLLD) | Automatic flow restrictor (MLLD) |  |  | Annual line testing | Annual line testing |  | UST Currently In Use: 3; UST Temp Close: 1; AST Currently In Use: 0; AST Temp Closed: 0 | 3 | 1 | 0 | 20760-087-010451 | LAKE MARTIN, INC
34354 | Currently in Use |  | 1983-01-01 |  | Petroleum | Premium gasoline | Premium gasoline | Retail | Steel | Steel | Field installed cathodic protection |  | Steel |  | 1901-01-01 | Field installed cathodic protection | Catchment Basin, Single walled catchment basin | Automatic shutoff device At 95% full, Flow Rest 90% Full | Flow Rest 90% Full |  |  | Automatic Tank Gauge |  | Automatic flow restrictor (MLLD) | Automatic flow restrictor (MLLD) |  |  | Annual line testing | Annual line testing |  | UST Currently In Use: 3; UST Temp Close: 1; AST Currently In Use: 0; AST Temp Closed: 0 | 3 | 1 | 0 | 20760-087-010451 | LAKE MARTIN, INC
34355 | Temporary Closed | 2012-05-17 | 1978-01-01 |  | Petroleum | Kerosene | Kerosene | Retail | Steel | Steel | Field installed cathodic protection, Interior lined (not allowed as a standalone method of corrosion protection) |  | Steel |  | 1901-01-01 | Field installed cathodic protection | Catchment Basin, Single walled catchment basin | Automatic shutoff device At 95% full | Automatic shutoff device At 95% full |  |  | Automatic Tank Gauge |  | Automatic shutoff device (AELLD) | Automatic shutoff device (AELLD) | [5 empty] | UST Currently In Use: 3; UST Temp Close: 1; AST Currently In Use: 0; AST Temp Closed: 0 | 3 | 1 | 0 | 20760-087-010451 | LAKE MARTIN, INC
34356 | Permanently Closed | 2007-03-15 | 1985-01-01 | 2017-06-30 | Petroleum | Unleaded gasoline | Unleaded gasoline | Retail | Steel | Steel | Field installed cathodic protection |  | Steel |  |  | Field installed cathodic protection | Catchment Basin, Single walled catchment basin | Flow Rest 90% Full | Flow Rest 90% Full |  |  | Continuous Automatic Tank Gauge | [5 empty] | Annual line testing | Annual line testing |  | UST Currently In Use: 0; UST Temp Close: 0; AST Currently In Use: 0; AST Temp Closed: 0 | 0 | 0 | 3 | 15257-087-010452 | W T WADSWORTH OIL CO INC
34357 | Permanently Closed | 2007-03-15 | 1978-01-01 | 2017-06-30 | Petroleum | Mid-grade gasoline | Mid-grade gasoline | Retail | Steel | Steel | Field installed cathodic protection |  | Steel |  |  | Field installed cathodic protection | Catchment Basin, Single walled catchment basin | Flow Rest 90% Full | Flow Rest 90% Full |  |  | Continuous Automatic Tank Gauge | [8 empty] | UST Currently In Use: 0; UST Temp Close: 0; AST Currently In Use: 0; AST Temp Closed: 0 | 0 | 0 | 3 | 15257-087-010452 | W T WADSWORTH OIL CO INC
34358 | Permanently Closed | 2007-03-15 | 1978-01-01 | 2017-06-30 | Petroleum | Premium gasoline | Premium gasoline | Retail | Steel | Steel | Field installed cathodic protection |  | Steel |  |  | Field installed cathodic protection | Catchment Basin, Single walled catchment basin | Flow Rest 90% Full | Flow Rest 90% Full |  |  | Continuous Automatic Tank Gauge | [8 empty] | UST Currently In Use: 0; UST Temp Close: 0; AST Currently In Use: 0; AST Temp Closed: 0 | 0 | 0 | 3 | 15257-087-010452 | W T WADSWORTH OIL CO INC
34359 | Permanently Closed | 1998-12-01 | 1985-01-01 |  | Petroleum | Unleaded gasoline | Unleaded gasoline | Retail | Steel | Steel | Coated & cathodic protection (sti-P3) |  | Steel |  | 1901-01-01 | [6 empty] | Statistical Inventory Reconciliation (SIR) | [8 empty] | UST Currently In Use: 0; UST Temp Close: 0; AST Currently In Use: 0; AST Temp Closed: 0 | 0 | 0 | 4 | 15257-087-010455 | W T WADSWORTH OIL CO INC
34360 | Permanently Closed | 1998-12-01 | 1961-01-01 |  | Petroleum | Unleaded gasoline | Unleaded gasoline | Retail | Steel | Steel |  | Painted or None | Steel |  | 1901-01-01 | [6 empty] | Statistical Inventory Reconciliation (SIR) | [8 empty] | UST Currently In Use: 0; UST Temp Close: 0; AST Currently In Use: 0; AST Temp Closed: 0 | 0 | 0 | 4 | 15257-087-010455 | W T WADSWORTH OIL CO INC
34361 | Permanently Closed | 1998-12-01 | 1961-01-01 |  | Petroleum | Unleaded gasoline | Unleaded gasoline | Retail | Steel | Steel |  | Painted or None | Steel |  | 1901-01-01 | [6 empty] | Statistical Inventory Reconciliation (SIR) | [8 empty] | UST Currently In Use: 0; UST Temp Close: 0; AST Currently In Use: 0; AST Temp Closed: 0 | 0 | 0 | 4 | 15257-087-010455 | W T WADSWORTH OIL CO INC
34362 | Permanently Closed | 1998-12-01 | 1961-01-01 |  | Petroleum | Unleaded gasoline | Unleaded gasoline | Retail | Steel | Steel |  | Painted or None | Steel |  | 1901-01-01 | [6 empty] | Statistical Inventory Reconciliation (SIR) | [8 empty] | UST Currently In Use: 0; UST Temp Close: 0; AST Currently In Use: 0; AST Temp Closed: 0 | 0 | 0 | 4 | 15257-087-010455 | W T WADSWORTH OIL CO INC
34363 | Permanently Closed | 1996-10-01 | 1981-01-01 | 1996-11-08 | Petroleum | Unleaded gasoline | Unleaded gasoline | Retail | Steel | Steel |  | Painted or None | Steel |  | 1901-01-01 | [6 empty] | Statistical Inventory Reconciliation (SIR) | [8 empty] | UST Currently In Use: 0; UST Temp Close: 0; AST Currently In Use: 0; AST Temp Closed: 0 | 0 | 0 | 2 | 15257-087-010456 | W T WADSWORTH OIL CO INC
34364 | Permanently Closed | 1996-10-01 | 1981-01-01 | 1996-11-08 | Petroleum | Unleaded gasoline | Unleaded gasoline | Retail | Steel | Steel |  | Painted or None | Steel |  | 1901-01-01 | [6 empty] | Statistical Inventory Reconciliation (SIR) | [8 empty] | UST Currently In Use: 0; UST Temp Close: 0; AST Currently In Use: 0; AST Temp Closed: 0 | 0 | 0 | 2 | 15257-087-010456 | W T WADSWORTH OIL CO INC
34365 | Permanently Closed | 1901-01-01 | 1976-01-01 | 1990-11-06 | Petroleum | Unleaded gasoline | Unleaded gasoline |  | Steel | Steel |  | Painted or None | Steel |  | 1901-01-01 | [15 empty] | UST Currently In Use: 0; UST Temp Close: 0; AST Currently In Use: 0; AST Temp Closed: 0 | 0 | 0 | 2 | 15257-087-010457 | W T WADSWORTH OIL CO INC
34366 | Permanently Closed | 1901-01-01 | 1976-01-01 | 1990-11-06 | Petroleum | Unleaded gasoline | Unleaded gasoline |  | Steel | Steel |  | Painted or None | Steel |  | 1901-01-01 | [15 empty] | UST Currently In Use: 0; UST Temp Close: 0; AST Currently In Use: 0; AST Temp Closed: 0 | 0 | 0 | 2 | 15257-087-010457 | W T WADSWORTH OIL CO INC
34367 | Permanently Closed | 1983-01-01 | 1959-01-01 | 1989-06-16 | Petroleum | Unleaded gasoline | Unleaded gasoline |  | Steel | Steel |  | Painted or None | Steel |  | 1901-01-01 | [15 empty] | UST Currently In Use: 0; UST Temp Close: 0; AST Currently In Use: 0; AST Temp Closed: 0 | 0 | 0 | 3 | 15257-087-014177 | W T WADSWORTH OIL CO INC
34368 | Permanently Closed | 1983-01-01 | 1959-01-01 | 1989-06-16 | Petroleum | Unleaded gasoline | Unleaded gasoline |  | Steel | Steel |  | Painted or None | Steel |  | 1901-01-01 | [15 empty] | UST Currently In Use: 0; UST Temp Close: 0; AST Currently In Use: 0; AST Temp Closed: 0 | 0 | 0 | 3 | 15257-087-014177 | W T WADSWORTH OIL CO INC
34369 | Permanently Closed | 1983-01-01 | 1959-01-01 | 1989-06-16 | Petroleum | Unleaded gasoline | Unleaded gasoline |  | Steel | Steel |  | Painted or None | Steel |  | 1901-01-01 | [15 empty] | UST Currently In Use: 0; UST Temp Close: 0; AST Currently In Use: 0; AST Temp Closed: 0 | 0 | 0 | 3 | 15257-087-014177 | W T WADSWORTH OIL CO INC
34370 | Permanently Closed | 1901-01-01 | 1974-01-01 | 1989-10-01 | Petroleum | Unleaded gasoline | Unleaded gasoline |  | Steel | Steel |  | Painted or None | Steel |  | 1901-01-01 | [15 empty] | UST Currently In Use: 0; UST Temp Close: 0; AST Currently In Use: 0; AST Temp Closed: 0 | 0 | 0 | 2 | 15257-123-010448 | W T WADSWORTH OIL CO INC
34371 | Permanently Closed | 1901-01-01 | 1974-01-01 | 1989-10-01 | Petroleum | Unleaded gasoline | Unleaded gasoline |  | Steel | Steel |  | Painted or None | Steel |  | 1901-01-01 | [15 empty] | UST Currently In Use: 0; UST Temp Close: 0; AST Currently In Use: 0; AST Temp Closed: 0 | 0 | 0 | 2 | 15257-123-010448 | W T WADSWORTH OIL CO INC
34372 | Permanently Closed | 1901-01-01 | 1974-01-01 | 1988-11-28 | Petroleum | Unleaded gasoline | Unleaded gasoline |  | Steel | Steel |  | Painted or None | Steel |  | 1901-01-01 | [15 empty] | UST Currently In Use: 0; UST Temp Close: 0; AST Currently In Use: 0; AST Temp Closed: 0 | 0 | 0 | 2 | 15257-123-010449 | W T WADSWORTH OIL CO INC
34373 | Permanently Closed | 1901-01-01 | 1974-01-01 | 1988-11-28 | Petroleum | Unleaded gasoline | Unleaded gasoline |  | Steel | Steel |  | Painted or None | Steel |  | 1901-01-01 | [15 empty] | UST Currently In Use: 0; UST Temp Close: 0; AST Currently In Use: 0; AST Temp Closed: 0 | 0 | 0 | 2 | 15257-123-010449 | W T WADSWORTH OIL CO INC
34375 | Permanently Closed | 1901-01-01 | 1963-01-01 | 2011-11-11 | Petroleum | Unleaded gasoline | Unleaded gasoline |  | Steel | Steel |  | Painted or None | Steel |  | 1901-01-01 | [15 empty] | UST Currently In Use: 0; UST Temp Close: 0; AST Currently In Use: 0; AST Temp Closed: 0 | 0 | 0 | 4 | 15258-133-009420 | WADSWORTH SUPPLY
34376 | Permanently Closed | 1901-01-01 | 1963-01-01 | 2011-11-11 | Petroleum | Unleaded gasoline | Unleaded gasoline |  | Steel | Steel |  | Painted or None | Steel |  | 1901-01-01 | [15 empty] | UST Currently In Use: 0; UST Temp Close: 0; AST Currently In Use: 0; AST Temp Closed: 0 | 0 | 0 | 4 | 15258-133-009420 | WADSWORTH SUPPLY
34377 | Permanently Closed | 1901-01-01 | 1963-01-01 | 2011-11-11 | Petroleum | Unleaded gasoline | Unleaded gasoline |  | Steel | Steel |  | Painted or None | Steel |  | 1901-01-01 | [15 empty] | UST Currently In Use: 0; UST Temp Close: 0; AST Currently In Use: 0; AST Temp Closed: 0 | 0 | 0 | 4 | 15258-133-009420 | WADSWORTH SUPPLY
34378 | Permanently Closed | 1901-01-01 | 1963-01-01 | 2011-11-11 | Petroleum | Unleaded gasoline | Unleaded gasoline |  | Steel | Steel |  | Painted or None | Steel |  | 1901-01-01 | [15 empty] | UST Currently In Use: 0; UST Temp Close: 0; AST Currently In Use: 0; AST Temp Closed: 0 | 0 | 0 | 4 | 15258-133-009420 | WADSWORTH SUPPLY
34379 | Permanently Closed | 1991-12-04 | 1972-01-01 | 1991-12-04 | Petroleum | Used oil | Used oil |  | Fiberglass coated steel | Fiberglass coated steel | Interior lined (not allowed as a standalone method of corrosion protection) |  | Fiberglass reinforced plastic |  | 1901-01-01 | [15 empty] | UST Currently In Use: 0; UST Temp Close: 0; AST Currently In Use: 0; AST Temp Closed: 0 | 0 | 0 | 1 | 15259-095-001294 | WAGNER DIV - COOPER INDUSTRIES
34380 | Permanently Closed | 1993-05-20 | 1981-01-01 | 1993-05-20 | Petroleum | Unleaded gasoline | Unleaded gasoline |  | Steel | Steel |  | Painted or None | Steel |  | 1901-01-01 | [15 empty] | UST Currently In Use: 0; UST Temp Close: 0; AST Currently In Use: 0; AST Temp Closed: 0 | 0 | 0 | 5 | 15260-129-000157 | WALCO OIL CO INC
34381 | Permanently Closed | 1993-05-20 | 1981-01-01 | 1993-05-20 | Petroleum | Unleaded gasoline | Unleaded gasoline |  | Steel | Steel |  | Painted or None | Steel |  | 1901-01-01 | [15 empty] | UST Currently In Use: 0; UST Temp Close: 0; AST Currently In Use: 0; AST Temp Closed: 0 | 0 | 0 | 5 | 15260-129-000157 | WALCO OIL CO INC
34382 | Permanently Closed | 1993-05-20 | 1981-01-01 | 1993-05-20 | Petroleum | Unleaded gasoline | Unleaded gasoline |  | Fiberglass coated steel | Fiberglass coated steel |  |  | Steel |  | 1901-01-01 | [15 empty] | UST Currently In Use: 0; UST Temp Close: 0; AST Currently In Use: 0; AST Temp Closed: 0 | 0 | 0 | 5 | 15260-129-000157 | WALCO OIL CO INC
34383 | Permanently Closed | 1993-05-20 | 1981-01-01 | 1993-05-20 | Petroleum | On road diesel | On road diesel |  | Steel | Steel |  | Painted or None | Steel |  | 1901-01-01 | [15 empty] | UST Currently In Use: 0; UST Temp Close: 0; AST Currently In Use: 0; AST Temp Closed: 0 | 0 | 0 | 5 | 15260-129-000157 | WALCO OIL CO INC
34384 | Permanently Closed | 1993-05-20 | 1983-01-01 | 1993-05-20 | Petroleum | Kerosene | Kerosene |  | Steel | Steel |  | Painted or None | Steel |  | 1901-01-01 | [15 empty] | UST Currently In Use: 0; UST Temp Close: 0; AST Currently In Use: 0; AST Temp Closed: 0 | 0 | 0 | 5 | 15260-129-000157 | WALCO OIL CO INC
34385 | Temporary Closed | 2007-05-01 | 1972-01-01 |  | Petroleum | On road diesel | On road diesel | Retail | Single Wall, Steel | Steel | Field installed cathodic protection |  | Single Wall, Steel |  | 1901-01-01 | Field installed cathodic protection | Catchment Basin, Single walled catchment basin | Automatic shutoff device At 95% full | Automatic shutoff device At 95% full |  |  | Statistical Inventory Reconciliation (SIR) | [8 empty] | UST Currently In Use: 0; UST Temp Close: 4; AST Currently In Use: 0; AST Temp Closed: 0 | 0 | 4 | 0 | 15261-027-011406 | WALDROP'S SERVICE STATION
34386 | Temporary Closed | 2007-05-01 | 1972-01-01 |  | Petroleum | Premium gasoline | Premium gasoline | Retail | Single Wall, Steel | Steel | Field installed cathodic protection |  | Single Wall, Steel |  | 1901-01-01 | Field installed cathodic protection | Catchment Basin, Single walled catchment basin | Automatic shutoff device At 95% full | Automatic shutoff device At 95% full |  |  | Statistical Inventory Reconciliation (SIR) | [8 empty] | UST Currently In Use: 0; UST Temp Close: 4; AST Currently In Use: 0; AST Temp Closed: 0 | 0 | 4 | 0 | 15261-027-011406 | WALDROP'S SERVICE STATION
34387 | Temporary Closed | 2007-05-01 | 1972-01-01 |  | Petroleum | Unleaded gasoline | Unleaded gasoline | Retail | Single Wall, Steel | Steel | Field installed cathodic protection |  | Single Wall, Steel |  | 1901-01-01 | Field installed cathodic protection | Catchment Basin, Single walled catchment basin | Automatic shutoff device At 95% full | Automatic shutoff device At 95% full |  |  | Statistical Inventory Reconciliation (SIR) | [5 empty] | Annual line testing | Annual line testing |  | UST Currently In Use: 0; UST Temp Close: 4; AST Currently In Use: 0; AST Temp Closed: 0 | 0 | 4 | 0 | 15261-027-011406 | WALDROP'S SERVICE STATION
34389 | Temporary Closed | 2007-05-01 | 1972-01-01 |  | Petroleum | On road diesel | On road diesel | Retail | Single Wall, Steel | Steel | Field installed cathodic protection |  | Single Wall, Steel |  | 1901-01-01 | Field installed cathodic protection | Catchment Basin, Single walled catchment basin | Automatic shutoff device At 95% full | Automatic shutoff device At 95% full |  |  | Statistical Inventory Reconciliation (SIR) | [8 empty] | UST Currently In Use: 0; UST Temp Close: 4; AST Currently In Use: 0; AST Temp Closed: 0 | 0 | 4 | 0 | 15261-027-011406 | WALDROP'S SERVICE STATION
34390 | Permanently Closed | 2014-01-29 | 1980-01-01 | 2016-10-21 | Petroleum | On road diesel | On road diesel | Retail | Single Wall, Steel | Steel | Field installed cathodic protection |  | Single Wall, Steel |  |  | Field installed cathodic protection | Catchment Basin, Single walled catchment basin | Automatic shutoff device At 95% full | Automatic shutoff device At 95% full |  |  | Statistical Inventory Reconciliation (SIR) | [8 empty] | UST Currently In Use: 0; UST Temp Close: 0; AST Currently In Use: 0; AST Temp Closed: 0 | 0 | 0 | 1 | 15262-043-010591 | WALKER BROTHERS LUMBER COMPANY
34391 | Permanently Closed | 1991-10-29 | 1972-01-01 | 1991-10-29 | Petroleum | Unleaded gasoline | Unleaded gasoline | Local government | Steel | Steel |  |  |  |  | 1901-01-01 | [15 empty] | UST Currently In Use: 0; UST Temp Close: 0; AST Currently In Use: 0; AST Temp Closed: 0 | 0 | 0 | 1 | 15266-127-000712 | WALKER COUNTY BOARD OF EDUCATION
34392 | Permanently Closed | 1994-02-16 | 1982-01-01 | 1994-02-16 | Petroleum | On road diesel | On road diesel |  | Fiberglass reinforced plastic | Fiberglass reinforced plastic |  |  | Fiberglass reinforced plastic |  | 1901-01-01 | [15 empty] | UST Currently In Use: 0; UST Temp Close: 0; AST Currently In Use: 0; AST Temp Closed: 0 | 0 | 0 | 1 | 15267-073-009523 | WALKER DRUG CO
34393 | Permanently Closed | 1901-01-01 | 1973-01-01 | 1989-07-11 | Petroleum | Unleaded gasoline | Unleaded gasoline |  | Steel | Steel |  |  | Steel |  | 1901-01-01 | [15 empty] | UST Currently In Use: 0; UST Temp Close: 0; AST Currently In Use: 0; AST Temp Closed: 0 | 0 | 0 | 3 | 15268-017-002429 | WALKER OIL CO
34394 | Permanently Closed | 1901-01-01 | 1973-01-01 | 1989-07-11 | Petroleum | Unleaded gasoline | Unleaded gasoline |  | Steel | Steel |  |  | Steel |  | 1901-01-01 | [15 empty] | UST Currently In Use: 0; UST Temp Close: 0; AST Currently In Use: 0; AST Temp Closed: 0 | 0 | 0 | 3 | 15268-017-002429 | WALKER OIL CO
34395 | Permanently Closed | 1901-01-01 | 1973-01-01 | 1989-07-11 | Petroleum | Unleaded gasoline | Unleaded gasoline |  | Steel | Steel |  |  | Steel |  | 1901-01-01 | [15 empty] | UST Currently In Use: 0; UST Temp Close: 0; AST Currently In Use: 0; AST Temp Closed: 0 | 0 | 0 | 3 | 15268-017-002429 | WALKER OIL CO
34396 | Permanently Closed | 1990-03-27 | 1980-01-01 | 1990-03-27 | Petroleum | Unleaded gasoline | Unleaded gasoline |  | Steel | Steel |  | Painted or None | Steel |  | 1901-01-01 | [15 empty] | UST Currently In Use: 0; UST Temp Close: 0; AST Currently In Use: 0; AST Temp Closed: 0 | 0 | 0 | 3 | 15269-099-003360 | WALKER OIL CO INC
34397 | Permanently Closed | 1990-03-27 | 1980-01-01 | 1990-03-27 | Petroleum | Unleaded gasoline | Unleaded gasoline |  | Steel | Steel |  | Painted or None | Steel |  | 1901-01-01 | [15 empty] | UST Currently In Use: 0; UST Temp Close: 0; AST Currently In Use: 0; AST Temp Closed: 0 | 0 | 0 | 3 | 15269-099-003360 | WALKER OIL CO INC
34398 | Permanently Closed | 1990-03-27 | 1980-01-01 | 1990-03-27 | Petroleum | Unleaded gasoline | Unleaded gasoline |  | Steel | Steel |  | Painted or None | Steel |  | 1901-01-01 | [15 empty] | UST Currently In Use: 0; UST Temp Close: 0; AST Currently In Use: 0; AST Temp Closed: 0 | 0 | 0 | 3 | 15269-099-003360 | WALKER OIL CO INC
34399 | Permanently Closed | 1994-07-01 | 1977-01-01 | 1995-02-01 | Petroleum | Unleaded gasoline | Unleaded gasoline |  | Steel | Steel |  | Painted or None | Steel |  | 1901-01-01 | [15 empty] | UST Currently In Use: 0; UST Temp Close: 0; AST Currently In Use: 0; AST Temp Closed: 0 | 0 | 0 | 2 | 15270-127-001830 | WALKER SERVICES CO INC
34400 | Permanently Closed | 1994-07-01 | 1977-01-01 | 1995-02-01 | Petroleum | On road diesel | On road diesel |  | Steel | Steel |  | Painted or None | Steel |  | 1901-01-01 | [15 empty] | UST Currently In Use: 0; UST Temp Close: 0; AST Currently In Use: 0; AST Temp Closed: 0 | 0 | 0 | 2 | 15270-127-001830 | WALKER SERVICES CO INC
34401 | Permanently Closed | 1998-04-01 | 1971-01-01 | 1998-04-06 | Petroleum | Unleaded gasoline | Unleaded gasoline | State/federal government | Steel | Steel |  | Painted or None | Steel |  | 1901-01-01 | [15 empty] | UST Currently In Use: 0; UST Temp Close: 0; AST Currently In Use: 0; AST Temp Closed: 0 | 0 | 0 | 10 | 15271-127-010467 | WALKER STATE TECHNICAL COLLEGE
34402 | Permanently Closed | 1998-04-01 | 1971-01-01 | 1998-04-06 | Petroleum | Unleaded gasoline | Unleaded gasoline | State/federal government | Steel | Steel |  | Painted or None | Steel |  | 1901-01-01 | [15 empty] | UST Currently In Use: 0; UST Temp Close: 0; AST Currently In Use: 0; AST Temp Closed: 0 | 0 | 0 | 10 | 15271-127-010467 | WALKER STATE TECHNICAL COLLEGE
34403 | Permanently Closed | 1976-06-01 | 1963-01-01 |  | Petroleum | Other, X | Other | State/federal government | Steel | Steel |  |  |  |  | 1901-01-01 | [15 empty] | UST Currently In Use: 0; UST Temp Close: 0; AST Currently In Use: 0; AST Temp Closed: 0 | 0 | 0 | 10 | 15271-127-010467 | WALKER STATE TECHNICAL COLLEGE
34404 | Permanently Closed | 1998-04-01 | 1962-01-01 | 1998-04-06 | Petroleum | Used oil | Used oil | State/federal government |  |  |  | Painted or None |  |  | 1901-01-01 | [15 empty] | UST Currently In Use: 0; UST Temp Close: 0; AST Currently In Use: 0; AST Temp Closed: 0 | 0 | 0 | 10 | 15271-127-010467 | WALKER STATE TECHNICAL COLLEGE
34405 | Permanently Closed | 1998-04-01 | 1977-01-01 | 1998-04-06 | Petroleum | On road diesel | On road diesel | State/federal government | Steel | Steel |  | Painted or None | Steel |  | 1901-01-01 | [15 empty] | UST Currently In Use: 0; UST Temp Close: 0; AST Currently In Use: 0; AST Temp Closed: 0 | 0 | 0 | 10 | 15271-127-010467 | WALKER STATE TECHNICAL COLLEGE
34406 | Permanently Closed | 1998-04-01 | 1976-01-01 | 1998-04-06 | Petroleum | Used oil | Used oil | State/federal government |  |  |  | Painted or None | Steel |  | 1901-01-01 | [15 empty] | UST Currently In Use: 0; UST Temp Close: 0; AST Currently In Use: 0; AST Temp Closed: 0 | 0 | 0 | 10 | 15271-127-010467 | WALKER STATE TECHNICAL COLLEGE
34407 | Permanently Closed | 1998-04-01 | 1977-01-01 | 1998-04-06 | Petroleum | On road diesel | On road diesel | State/federal government | Steel | Steel |  | Painted or None | Steel |  | 1901-01-01 | [15 empty] | UST Currently In Use: 0; UST Temp Close: 0; AST Currently In Use: 0; AST Temp Closed: 0 | 0 | 0 | 10 | 15271-127-010467 | WALKER STATE TECHNICAL COLLEGE
34408 | Permanently Closed | 1998-04-01 | 1977-01-01 | 1998-04-06 | Petroleum | Unleaded gasoline | Unleaded gasoline | State/federal government | Steel | Steel |  | Painted or None | Steel |  | 1901-01-01 | [15 empty] | UST Currently In Use: 0; UST Temp Close: 0; AST Currently In Use: 0; AST Temp Closed: 0 | 0 | 0 | 10 | 15271-127-010467 | WALKER STATE TECHNICAL COLLEGE
34409 | Permanently Closed | 1980-06-01 | 1958-01-01 |  | Petroleum | Other, X | Other | State/federal government | Steel | Steel |  |  |  |  | 1901-01-01 | [15 empty] | UST Currently In Use: 0; UST Temp Close: 0; AST Currently In Use: 0; AST Temp Closed: 0 | 0 | 0 | 10 | 15271-127-010467 | WALKER STATE TECHNICAL COLLEGE
34410 | Permanently Closed | 1980-06-01 | 1958-01-01 |  | Petroleum | Other, X | Other | State/federal government | Steel | Steel |  |  |  |  | 1901-01-01 | [15 empty] | UST Currently In Use: 0; UST Temp Close: 0; AST Currently In Use: 0; AST Temp Closed: 0 | 0 | 0 | 10 | 15271-127-010467 | WALKER STATE TECHNICAL COLLEGE
34411 | Permanently Closed | 1996-10-10 | 1981-01-01 | 1998-10-10 | Petroleum | Unleaded gasoline | Unleaded gasoline |  | Steel | Steel |  | Painted or None | Steel |  | 1901-01-01 | [15 empty] | UST Currently In Use: 0; UST Temp Close: 0; AST Currently In Use: 0; AST Temp Closed: 0 | 0 | 0 | 2 | 19067-089-008308 | CONNIE J PARVIN
34412 | Permanently Closed | 1996-10-10 | 1981-01-01 | 1998-10-10 | Petroleum | Unleaded gasoline | Unleaded gasoline |  | Steel | Steel |  | Painted or None | Steel |  | 1901-01-01 | [15 empty] | UST Currently In Use: 0; UST Temp Close: 0; AST Currently In Use: 0; AST Temp Closed: 0 | 0 | 0 | 2 | 19067-089-008308 | CONNIE J PARVIN
34413 | Retired | 1983-06-01 | 1968-01-01 |  | Petroleum | Unleaded gasoline | Unleaded gasoline |  | Steel | Steel |  | Painted or None | Steel |  | 1901-01-01 | [15 empty] | UST Currently In Use: 0; UST Temp Close: 0; AST Currently In Use: 0; AST Temp Closed: 0 | 0 | 0 | 2 | 19067-089-008308 | CONNIE J PARVIN
34414 | Permanently Closed | 1990-09-12 | 1967-01-01 | 1990-09-13 | Petroleum | Unleaded gasoline | Unleaded gasoline |  | Steel | Steel |  | Painted or None | Steel |  | 1901-01-01 | [15 empty] | UST Currently In Use: 0; UST Temp Close: 0; AST Currently In Use: 0; AST Temp Closed: 0 | 0 | 0 | 2 | 15273-045-003183 | WALLACE GROCERY
34415 | Permanently Closed | 1990-09-12 | 1967-01-01 | 1990-09-13 | Petroleum | Unleaded gasoline | Unleaded gasoline |  | Steel | Steel |  | Painted or None | Steel |  | 1901-01-01 | [15 empty] | UST Currently In Use: 0; UST Temp Close: 0; AST Currently In Use: 0; AST Temp Closed: 0 | 0 | 0 | 2 | 15273-045-003183 | WALLACE GROCERY
34416 | Permanently Closed | 1996-03-15 | 1981-01-01 | 1996-03-15 | Petroleum | Unleaded gasoline | Unleaded gasoline | State/federal government | Steel | Steel |  | Painted or None | Steel |  | 1901-01-01 | [15 empty] | UST Currently In Use: 0; UST Temp Close: 0; AST Currently In Use: 0; AST Temp Closed: 0 | 0 | 0 | 2 | 15274-043-010344 | WALLACE STATE COMMUNITY COLLEGE
34417 | Permanently Closed | 1996-03-15 | 1982-01-01 | 1996-03-15 | Petroleum | On road diesel | On road diesel | State/federal government | Steel | Steel |  | Painted or None | Steel |  | 1901-01-01 | [15 empty] | UST Currently In Use: 0; UST Temp Close: 0; AST Currently In Use: 0; AST Temp Closed: 0 | 0 | 0 | 2 | 15274-043-010344 | WALLACE STATE COMMUNITY COLLEGE
34418 | Permanently Closed | 1991-08-28 | 1973-01-01 | 1991-08-28 | Petroleum | Unleaded gasoline | Unleaded gasoline |  | Steel | Steel |  | Painted or None | Steel |  | 1901-01-01 | [15 empty] | UST Currently In Use: 0; UST Temp Close: 0; AST Currently In Use: 0; AST Temp Closed: 0 | 0 | 0 | 1 | 15275-097-006918 | WALLER BROTHERS
34419 | Permanently Closed | 2000-02-02 | 1986-05-10 | 2007-07-21 | Petroleum | Unleaded gasoline | Unleaded gasoline | Retail | Steel | Steel | Coated & cathodic protection (sti-P3) |  | Fiberglass reinforced plastic |  | 1901-01-01 | None | Catchment Basin, Single walled catchment basin | Automatic shutoff device At 95% full | Automatic shutoff device At 95% full | [11 empty] | UST Currently In Use: 0; UST Temp Close: 0; AST Currently In Use: 0; AST Temp Closed: 0 | 0 | 0 | 2 | 15276-133-006863 | JEANIENE CHURCH
34420 | Permanently Closed | 2000-02-02 | 1986-05-10 | 2007-07-21 | Petroleum | Unleaded gasoline | Unleaded gasoline | Retail | Steel | Steel | Coated & cathodic protection (sti-P3) |  | Fiberglass reinforced plastic |  | 1901-01-01 | None | Catchment Basin, Single walled catchment basin | Automatic shutoff device At 95% full | Automatic shutoff device At 95% full | [11 empty] | UST Currently In Use: 0; UST Temp Close: 0; AST Currently In Use: 0; AST Temp Closed: 0 | 0 | 0 | 2 | 15276-133-006863 | JEANIENE CHURCH
34421 | Currently in Use |  | 1971-10-12 |  | Petroleum | Unleaded gasoline | Unleaded gasoline | Retail | Steel | Steel | Field installed cathodic protection |  | Fiberglass reinforced plastic |  |  |  | Catchment Basin, Single walled catchment basin | Automatic shutoff device At 95% full, Flow Rest 90% Full | Flow Rest 90% Full |  |  | Statistical Inventory Reconciliation (SIR) |  | Automatic flow restrictor (MLLD) | Automatic flow restrictor (MLLD) | Interstitial Monitoring within Secondary Containment |  | Statistical inventory reconciliation (SIR) | Statistical inventory reconciliation (SIR) |  | UST Currently In Use: 4; UST Temp Close: 0; AST Currently In Use: 1; AST Temp Closed: 0 | 4 | 0 | 1 | 15277-069-000330 | WALTER H HAMRICK
34422 | Currently in Use |  | 1971-10-12 |  | Petroleum | On road diesel | On road diesel | Retail | Steel | Steel | Field installed cathodic protection |  | Fiberglass reinforced plastic |  |  |  | Catchment Basin, Single walled catchment basin | Automatic shutoff device At 95% full, Flow Rest 90% Full | Flow Rest 90% Full |  |  | Statistical Inventory Reconciliation (SIR) |  | Automatic flow restrictor (MLLD) | Automatic flow restrictor (MLLD) | Interstitial Monitoring within Secondary Containment |  | Annual line testing, Statistical inventory reconciliation (SIR) | Statistical inventory reconciliation (SIR) |  | UST Currently In Use: 4; UST Temp Close: 0; AST Currently In Use: 1; AST Temp Closed: 0 | 4 | 0 | 1 | 15277-069-000330 | WALTER H HAMRICK
34423 | Currently in Use |  | 1981-07-05 |  | Petroleum | Unleaded gasoline | Unleaded gasoline | Retail | Steel | Steel | Field installed cathodic protection |  | Fiberglass reinforced plastic |  |  |  | Catchment Basin, Single walled catchment basin | Automatic shutoff device At 95% full, Flow Rest 90% Full | Flow Rest 90% Full |  |  | Statistical Inventory Reconciliation (SIR) |  | Automatic flow restrictor (MLLD) | Automatic flow restrictor (MLLD) | Interstitial Monitoring within Secondary Containment |  | Statistical inventory reconciliation (SIR) | Statistical inventory reconciliation (SIR) |  | UST Currently In Use: 4; UST Temp Close: 0; AST Currently In Use: 1; AST Temp Closed: 0 | 4 | 0 | 1 | 15277-069-000330 | WALTER H HAMRICK
34424 | Currently in Use |  | 1981-07-05 |  | Petroleum | Unleaded gasoline | Unleaded gasoline | Retail | Steel | Steel | Field installed cathodic protection |  | Fiberglass reinforced plastic |  |  |  | Catchment Basin, Single walled catchment basin | Automatic shutoff device At 95% full, Flow Rest 90% Full | Flow Rest 90% Full |  |  | Statistical Inventory Reconciliation (SIR) |  | Automatic flow restrictor (MLLD) | Automatic flow restrictor (MLLD) | Interstitial Monitoring within Secondary Containment |  | Annual line testing, Statistical inventory reconciliation (SIR) | Statistical inventory reconciliation (SIR) |  | UST Currently In Use: 4; UST Temp Close: 0; AST Currently In Use: 1; AST Temp Closed: 0 | 4 | 0 | 1 | 15277-069-000330 | WALTER H HAMRICK
34425 | Permanently Closed | 1996-02-01 | 1969-01-01 |  | Petroleum | Used oil | Used oil | Retail | Steel | Steel |  | Painted or None | Steel |  | 1901-01-01 | [6 empty] | Manual Tank Gauging (only tanks 1000 gal. or less and 48” or 64” in diameter) | [8 empty] | UST Currently In Use: 4; UST Temp Close: 0; AST Currently In Use: 1; AST Temp Closed: 0 | 4 | 0 | 1 | 15277-069-000330 | WALTER H HAMRICK
34426 | Permanently Closed | 2011-03-05 | 1978-01-01 | 2012-07-09 | Petroleum | Unleaded gasoline | Unleaded gasoline | Retail | Single Wall, Steel | Steel | Field installed cathodic protection |  | Single Wall, Steel |  | 1901-01-01 | Field installed cathodic protection | Catchment Basin, Single walled catchment basin | Automatic shutoff device At 95% full | Automatic shutoff device At 95% full |  |  | Statistical Inventory Reconciliation (SIR) | [8 empty] | UST Currently In Use: 0; UST Temp Close: 0; AST Currently In Use: 0; AST Temp Closed: 0 | 0 | 0 | 3 | 15278-077-011968 | WALTER JOLY
34427 | Permanently Closed | 2011-12-01 | 1978-01-01 | 2012-07-09 | Petroleum | Mid-grade gasoline | Mid-grade gasoline | Retail | Single Wall, Steel | Steel | Field installed cathodic protection |  | Single Wall, Steel |  | 1901-01-01 | Field installed cathodic protection | Catchment Basin, Single walled catchment basin | Automatic shutoff device At 95% full | Automatic shutoff device At 95% full |  |  | Statistical Inventory Reconciliation (SIR) | [8 empty] | UST Currently In Use: 0; UST Temp Close: 0; AST Currently In Use: 0; AST Temp Closed: 0 | 0 | 0 | 3 | 15278-077-011968 | WALTER JOLY
34428 | Permanently Closed | 2011-12-01 | 1978-01-01 | 2012-07-09 | Petroleum | Premium gasoline | Premium gasoline | Retail | Single Wall, Steel | Steel | Field installed cathodic protection |  | Single Wall, Steel |  | 1901-01-01 | Field installed cathodic protection | Catchment Basin, Single walled catchment basin | Automatic shutoff device At 95% full | Automatic shutoff device At 95% full |  |  | Statistical Inventory Reconciliation (SIR) | [8 empty] | UST Currently In Use: 0; UST Temp Close: 0; AST Currently In Use: 0; AST Temp Closed: 0 | 0 | 0 | 3 | 15278-077-011968 | WALTER JOLY
34429 | Cannot Locate or abandoned | 1992-01-01 | 1980-01-01 |  | Petroleum | Unleaded gasoline | Unleaded gasoline |  | Steel | Steel |  | Painted or None | Steel |  | 1901-01-01 | [15 empty] | UST Currently In Use: 0; UST Temp Close: 0; AST Currently In Use: 0; AST Temp Closed: 0 | 0 | 0 | 0 | 15279-045-013303 | WALTER JONES
34430 | Cannot Locate or abandoned | 1992-01-01 | 1980-01-01 |  | Petroleum | Unleaded gasoline | Unleaded gasoline |  | Steel | Steel |  | Painted or None | Steel |  | 1901-01-01 | [15 empty] | UST Currently In Use: 0; UST Temp Close: 0; AST Currently In Use: 0; AST Temp Closed: 0 | 0 | 0 | 0 | 15279-045-013303 | WALTER JONES
34431 | Permanently Closed | 1987-07-05 | 1901-01-01 | 1987-07-05 | Petroleum | Used oil | Used oil |  | Steel | Steel | Coated & cathodic protection (sti-P3), Interior lined (not allowed as a standalone method of corrosion protection) |  |  |  | 1901-01-01 | Field installed cathodic protection | [14 empty] | UST Currently In Use: 0; UST Temp Close: 0; AST Currently In Use: 0; AST Temp Closed: 0 | 0 | 0 | 3 | 15281-025-011972 | WALTER PATRICK
34432 | Permanently Closed | 1987-07-05 | 1901-01-01 | 1987-07-05 | Petroleum | Used oil | Used oil |  | Steel | Steel | Coated & cathodic protection (sti-P3), Interior lined (not allowed as a standalone method of corrosion protection) |  |  |  | 1901-01-01 | Field installed cathodic protection | [14 empty] | UST Currently In Use: 0; UST Temp Close: 0; AST Currently In Use: 0; AST Temp Closed: 0 | 0 | 0 | 3 | 15281-025-011972 | WALTER PATRICK
34433 | Permanently Closed | 1987-07-05 | 1901-01-01 | 1987-07-05 | Petroleum | Used oil | Used oil |  | Steel | Steel | Coated & cathodic protection (sti-P3), Interior lined (not allowed as a standalone method of corrosion protection) |  |  |  | 1901-01-01 | Field installed cathodic protection | [14 empty] | UST Currently In Use: 0; UST Temp Close: 0; AST Currently In Use: 0; AST Temp Closed: 0 | 0 | 0 | 3 | 15281-025-011972 | WALTER PATRICK
34434 | Permanently Closed | 1990-01-16 | 1973-01-01 | 1990-01-16 | Petroleum | Unleaded gasoline | Unleaded gasoline |  | Steel | Steel |  | Painted or None | Steel |  | 1901-01-01 | [15 empty] | UST Currently In Use: 0; UST Temp Close: 0; AST Currently In Use: 0; AST Temp Closed: 0 | 0 | 0 | 3 | 15282-095-012976 | WALTER S HILBURN
34435 | Permanently Closed | 1990-01-16 | 1973-01-01 | 1990-01-16 | Petroleum | Unleaded gasoline | Unleaded gasoline |  | Steel | Steel |  | Painted or None | Steel |  | 1901-01-01 | [15 empty] | UST Currently In Use: 0; UST Temp Close: 0; AST Currently In Use: 0; AST Temp Closed: 0 | 0 | 0 | 3 | 15282-095-012976 | WALTER S HILBURN
34436 | Permanently Closed | 1990-01-16 | 1973-01-01 | 1990-01-16 | Petroleum | Unleaded gasoline | Unleaded gasoline |  | Steel | Steel |  | Painted or None | Steel |  | 1901-01-01 | [15 empty] | UST Currently In Use: 0; UST Temp Close: 0; AST Currently In Use: 0; AST Temp Closed: 0 | 0 | 0 | 3 | 15282-095-012976 | WALTER S HILBURN
34437 | Permanently Closed | 1901-01-01 | 1978-01-01 | 1988-07-01 | Petroleum | Unleaded gasoline | Unleaded gasoline |  | Steel | Steel |  | Painted or None | Steel |  | 1901-01-01 | [15 empty] | UST Currently In Use: 0; UST Temp Close: 0; AST Currently In Use: 0; AST Temp Closed: 0 | 0 | 0 | 2 | 15283-071-004440 | WALTER TIDWELL
34438 | Permanently Closed | 1901-01-01 | 1978-01-01 | 1988-07-01 | Petroleum | Unleaded gasoline | Unleaded gasoline |  | Steel | Steel |  | Painted or None | Steel |  | 1901-01-01 | [15 empty] | UST Currently In Use: 0; UST Temp Close: 0; AST Currently In Use: 0; AST Temp Closed: 0 | 0 | 0 | 2 | 15283-071-004440 | WALTER TIDWELL
34439 | Permanently Closed | 1990-09-21 | 1980-01-01 | 2017-07-10 | Petroleum | Unleaded gasoline | Unleaded gasoline |  | Steel | Steel |  | Painted or None | Steel |  | 1901-01-01 | [15 empty] | UST Currently In Use: 0; UST Temp Close: 0; AST Currently In Use: 0; AST Temp Closed: 0 | 0 | 0 | 8 | 15284-103-011894 | WALTON MCCURRY
34440 | Permanently Closed | 1991-03-18 | 1980-01-01 | 1991-03-18 | Petroleum | Unleaded gasoline | Unleaded gasoline |  | Steel | Steel |  | Painted or None | Steel |  | 1901-01-01 | [15 empty] | UST Currently In Use: 0; UST Temp Close: 0; AST Currently In Use: 0; AST Temp Closed: 0 | 0 | 0 | 8 | 15284-103-011894 | WALTON MCCURRY
34441 | Permanently Closed | 1991-03-18 | 1980-01-01 | 1991-03-18 | Petroleum | Unleaded gasoline | Unleaded gasoline |  | Steel | Steel |  | Painted or None | Steel |  | 1901-01-01 | [15 empty] | UST Currently In Use: 0; UST Temp Close: 0; AST Currently In Use: 0; AST Temp Closed: 0 | 0 | 0 | 8 | 15284-103-011894 | WALTON MCCURRY
34442 | Permanently Closed | 1991-03-18 | 1980-01-01 | 1991-03-18 | Petroleum | Unleaded gasoline | Unleaded gasoline |  | Steel | Steel |  | Painted or None | Steel |  | 1901-01-01 | [15 empty] | UST Currently In Use: 0; UST Temp Close: 0; AST Currently In Use: 0; AST Temp Closed: 0 | 0 | 0 | 8 | 15284-103-011894 | WALTON MCCURRY
34443 | Permanently Closed | 1990-06-15 | 1965-01-01 | 1990-06-15 | Petroleum | Unleaded gasoline | Unleaded gasoline |  | Steel | Steel |  | Painted or None | Steel |  | 1901-01-01 | [15 empty] | UST Currently In Use: 0; UST Temp Close: 0; AST Currently In Use: 0; AST Temp Closed: 0 | 0 | 0 | 1 | 15285-049-000198 | WARD KEITH GROCERY
34444 | Permanently Closed | 1992-01-27 | 1971-01-01 | 1992-01-27 | Petroleum | Used oil | Used oil |  | Steel | Steel |  |  | Steel |  | 1901-01-01 | [15 empty] | UST Currently In Use: 0; UST Temp Close: 0; AST Currently In Use: 0; AST Temp Closed: 0 | 0 | 0 | 1 | 15286-061-002279 | WARD MOTOR CO
34445 | Permanently Closed | 1999-01-04 | 1976-01-01 | 1999-01-04 | Petroleum | On road diesel | On road diesel |  | Steel | Steel |  | Painted or None | Steel |  | 1901-01-01 | [12 empty] | Annual line testing | Annual line testing |  | UST Currently In Use: 0; UST Temp Close: 0; AST Currently In Use: 2; AST Temp Closed: 1 | 0 | 0 | 2 | 17544-081-007979 | THOMAS M BOTSFORD AND D B JONES
34446 | Permanently Closed | 1999-01-04 | 1976-01-01 | 1999-01-04 | Petroleum | Used oil | Used oil |  | Steel | Steel |  | Painted or None | Steel |  | 1901-01-01 | [12 empty] | Annual line testing | Annual line testing |  | UST Currently In Use: 0; UST Temp Close: 0; AST Currently In Use: 2; AST Temp Closed: 1 | 0 | 0 | 2 | 17544-081-007979 | THOMAS M BOTSFORD AND D B JONES
34447 | Permanently Closed | 2011-01-01 | 1976-01-01 | 1997-10-09 | Petroleum | On road diesel | On road diesel |  | Steel | Steel |  | Painted or None | Steel |  | 1901-01-01 | [15 empty] | UST Currently In Use: 0; UST Temp Close: 0; AST Currently In Use: 0; AST Temp Closed: 0 | 0 | 0 | 2 | 15288-069-001229 | WAREHOUSE PROPERTIES
34448 | Permanently Closed | 2011-01-01 | 1976-01-01 | 1997-10-09 | Petroleum | Unleaded gasoline | Unleaded gasoline |  | Steel | Steel |  | Painted or None | Steel |  | 1901-01-01 | [15 empty] | UST Currently In Use: 0; UST Temp Close: 0; AST Currently In Use: 0; AST Temp Closed: 0 | 0 | 0 | 2 | 15288-069-001229 | WAREHOUSE PROPERTIES
34449 | Permanently Closed | 2011-01-01 | 1982-01-01 | 1998-10-27 | Petroleum | On road diesel | On road diesel |  | Steel | Steel |  | Painted or None | Steel |  | 1901-01-01 | [15 empty] | UST Currently In Use: 0; UST Temp Close: 0; AST Currently In Use: 0; AST Temp Closed: 0 | 0 | 0 | 1 | 15288-069-001239 | WAREHOUSE PROPERTIES
34450 | Permanently Closed | 1996-06-01 | 1977-01-01 | 2001-09-10 | Petroleum | On road diesel | On road diesel | Retail | Fiberglass reinforced plastic | Fiberglass reinforced plastic |  |  | Fiberglass reinforced plastic |  | 1901-01-01 | None | Catchment Basin, Single walled catchment basin | Audible high level alarm At 90% full | Audible high level alarm At 90% full |  |  | Automatic Tank Gauge | [8 empty] | UST Currently In Use: 0; UST Temp Close: 0; AST Currently In Use: 0; AST Temp Closed: 0 | 0 | 0 | 1 | 15289-069-003528 | WARNERS DIV OF WARNACO INC
34451 | Permanently Closed | 1996-04-01 | 1974-01-01 | 1996-04-02 | Petroleum | Unleaded gasoline | Unleaded gasoline | Retail | Steel | Steel |  |  |  |  | 1901-01-01 | [6 empty] | Statistical Inventory Reconciliation (SIR) | [5 empty] | Annual line testing, Statistical inventory reconciliation (SIR) | Statistical inventory reconciliation (SIR) |  | UST Currently In Use: 0; UST Temp Close: 0; AST Currently In Use: 0; AST Temp Closed: 0 | 0 | 0 | 6 | 15290-125-004780 | WARREN TIRE AND AUTO CENTER
34452 | Permanently Closed | 1996-04-01 | 1974-01-01 | 1996-04-02 | Petroleum | Unleaded gasoline | Unleaded gasoline | Retail | Steel | Steel |  |  |  |  | 1901-01-01 | [6 empty] | Statistical Inventory Reconciliation (SIR) | [5 empty] | Annual line testing, Statistical inventory reconciliation (SIR) | Statistical inventory reconciliation (SIR) |  | UST Currently In Use: 0; UST Temp Close: 0; AST Currently In Use: 0; AST Temp Closed: 0 | 0 | 0 | 6 | 15290-125-004780 | WARREN TIRE AND AUTO CENTER
34453 | Permanently Closed | 1996-04-01 | 1974-01-01 | 1996-04-02 | Petroleum | Unleaded gasoline | Unleaded gasoline | Retail | Steel | Steel |  |  |  |  | 1901-01-01 | [12 empty] | Annual line testing | Annual line testing |  | UST Currently In Use: 0; UST Temp Close: 0; AST Currently In Use: 0; AST Temp Closed: 0 | 0 | 0 | 6 | 15290-125-004780 | WARREN TIRE AND AUTO CENTER
34454 | Permanently Closed | 1994-12-01 | 1974-01-01 | 1995-12-20 | Petroleum | On road diesel | On road diesel | Retail | Steel | Steel |  |  |  |  | 1901-01-01 | [15 empty] | UST Currently In Use: 0; UST Temp Close: 0; AST Currently In Use: 0; AST Temp Closed: 0 | 0 | 0 | 6 | 15290-125-004780 | WARREN TIRE AND AUTO CENTER
34455 | Permanently Closed | 1996-02-01 | 1974-01-01 | 1996-04-02 | Petroleum | Used oil | Used oil |  | Steel | Steel |  |  |  |  | 1901-01-01 | [15 empty] | UST Currently In Use: 0; UST Temp Close: 0; AST Currently In Use: 0; AST Temp Closed: 0 | 0 | 0 | 6 | 15290-125-004780 | WARREN TIRE AND AUTO CENTER
34456 | Permanently Closed | 1901-01-01 | 1959-01-01 | 1988-10-03 | Petroleum | Unleaded gasoline | Unleaded gasoline |  | Steel | Steel |  | Painted or None | Steel |  | 1901-01-01 | [15 empty] | UST Currently In Use: 0; UST Temp Close: 0; AST Currently In Use: 0; AST Temp Closed: 0 | 0 | 0 | 3 | 15291-073-006730 | WARRIOR & GULF NAVIGATION CO
34457 | Permanently Closed | 1983-01-01 | 1974-01-01 | 1988-11-21 | Petroleum | On road diesel | On road diesel |  | Steel | Steel |  | Painted or None | Other, NO PIPING |  | 1901-01-01 | [15 empty] | UST Currently In Use: 0; UST Temp Close: 0; AST Currently In Use: 0; AST Temp Closed: 0 | 0 | 0 | 3 | 15291-073-006730 | WARRIOR & GULF NAVIGATION CO
34458 | Permanently Closed | 1975-01-01 | 1974-01-01 | 1989-01-17 | Petroleum | On road diesel | On road diesel |  | Steel | Steel |  | Painted or None | Other, NO PIPING |  | 1901-01-01 | [15 empty] | UST Currently In Use: 0; UST Temp Close: 0; AST Currently In Use: 0; AST Temp Closed: 0 | 0 | 0 | 3 | 15291-073-006730 | WARRIOR & GULF NAVIGATION CO
34459 | Currently in Use |  | 1977-12-01 |  | Petroleum | Unleaded gasoline | Unleaded gasoline | Retail | Single Wall, Steel | Steel | Field installed cathodic protection |  | Double Wall, Fiberglass reinforced plastic |  |  | Other, FLXS ISOLA | Catchment Basin, Single walled catchment basin | Flow Rest 90% Full | Flow Rest 90% Full |  |  | Continuous Automatic Tank Gauge |  | Automatic flow restrictor (MLLD) | Automatic flow restrictor (MLLD) | Interstitial Monitoring within Secondary Containment | SENSOR TO ATG | Annual line testing, Continuous alarm system | Continuous alarm system |  | UST Currently In Use: 3; UST Temp Close: 0; AST Currently In Use: 0; AST Temp Closed: 0 | 3 | 0 | 0 | 22176-063-005550 | Circle K Stores, Inc.
34461 | Currently in Use |  | 1977-12-01 |  | Petroleum | Premium gasoline | Premium gasoline | Retail | Single Wall, Steel | Steel | Field installed cathodic protection |  | Double Wall, Fiberglass reinforced plastic |  |  | Other, FLXS ISOLA | Catchment Basin, Single walled catchment basin | Flow Rest 90% Full | Flow Rest 90% Full |  |  | Continuous Automatic Tank Gauge |  | Automatic flow restrictor (MLLD) | Automatic flow restrictor (MLLD) | Interstitial Monitoring within Secondary Containment | SENSOR TO ATG | Annual line testing, Continuous alarm system | Continuous alarm system |  | UST Currently In Use: 3; UST Temp Close: 0; AST Currently In Use: 0; AST Temp Closed: 0 | 3 | 0 | 0 | 22176-063-005550 | Circle K Stores, Inc.
34463 | Currently in Use |  | 1977-12-01 |  | Petroleum | On road diesel | On road diesel | Retail | Single Wall, Steel | Steel | Field installed cathodic protection |  | Double Wall, Fiberglass reinforced plastic |  |  | Other, FLXS ISOLA | Catchment Basin, Single walled catchment basin | Flow Rest 90% Full | Flow Rest 90% Full |  |  | Continuous Automatic Tank Gauge |  | Automatic flow restrictor (MLLD) | Automatic flow restrictor (MLLD) | Interstitial Monitoring within Secondary Containment | SENSOR TO ATG | Annual line testing, Continuous alarm system | Continuous alarm system |  | UST Currently In Use: 3; UST Temp Close: 0; AST Currently In Use: 0; AST Temp Closed: 0 | 3 | 0 | 0 | 22176-063-005550 | Circle K Stores, Inc.
34464 | Permanently Closed | 1993-12-01 | 1980-01-01 | 1994-05-06 | Petroleum | Unleaded gasoline | Unleaded gasoline |  | Steel | Steel |  | Painted or None | Steel |  | 1901-01-01 | [15 empty] | UST Currently In Use: 0; UST Temp Close: 0; AST Currently In Use: 0; AST Temp Closed: 0 | 0 | 0 | 3 | 15292-121-005547 | CHATHAM OIL CO INC
34465 | Permanently Closed | 1993-12-01 | 1980-01-01 | 1994-05-06 | Petroleum | Unleaded gasoline | Unleaded gasoline |  | Steel | Steel |  | Painted or None | Steel |  | 1901-01-01 | [15 empty] | UST Currently In Use: 0; UST Temp Close: 0; AST Currently In Use: 0; AST Temp Closed: 0 | 0 | 0 | 3 | 15292-121-005547 | CHATHAM OIL CO INC
34466 | Permanently Closed | 1993-12-01 | 1980-01-01 | 1994-05-06 | Petroleum | On road diesel | On road diesel |  | Steel | Steel |  | Painted or None | Steel |  | 1901-01-01 | [15 empty] | UST Currently In Use: 0; UST Temp Close: 0; AST Currently In Use: 0; AST Temp Closed: 0 | 0 | 0 | 3 | 15292-121-005547 | CHATHAM OIL CO INC
34467 | Permanently Closed | 2003-08-01 | 1978-01-01 | 2008-07-01 | Petroleum | Unleaded gasoline | Unleaded gasoline |  | Steel | Steel | Field installed cathodic protection | Painted or None | Steel |  |  | Field installed cathodic protection | Catchment Basin, Single walled catchment basin | Flow Rest 90% Full | Flow Rest 90% Full |  |  | Statistical Inventory Reconciliation (SIR) | [5 empty] | Annual line testing | Annual line testing |  | UST Currently In Use: 0; UST Temp Close: 0; AST Currently In Use: 0; AST Temp Closed: 0 | 0 | 0 | 3 | 13526-121-005549 | MOORE OIL COMPANY, INC.
34468 | Permanently Closed | 2003-08-01 | 1978-01-01 | 2008-07-01 | Petroleum | Unleaded gasoline | Unleaded gasoline |  | Steel | Steel | Field installed cathodic protection | Painted or None | Steel |  |  | Field installed cathodic protection | Catchment Basin, Single walled catchment basin | Flow Rest 90% Full | Flow Rest 90% Full |  |  | Statistical Inventory Reconciliation (SIR) | [5 empty] | Annual line testing | Annual line testing |  | UST Currently In Use: 0; UST Temp Close: 0; AST Currently In Use: 0; AST Temp Closed: 0 | 0 | 0 | 3 | 13526-121-005549 | MOORE OIL COMPANY, INC.
34469 | Permanently Closed | 2005-08-01 | 1978-01-01 | 2008-07-02 | Petroleum | On road diesel | On road diesel |  | Steel | Steel | Field installed cathodic protection | Painted or None | Steel |  |  | Field installed cathodic protection | Catchment Basin, Single walled catchment basin | Flow Rest 90% Full | Flow Rest 90% Full |  |  | Statistical Inventory Reconciliation (SIR) | [5 empty] | Annual line testing | Annual line testing |  | UST Currently In Use: 0; UST Temp Close: 0; AST Currently In Use: 0; AST Temp Closed: 0 | 0 | 0 | 3 | 13526-121-005549 | MOORE OIL COMPANY, INC.
34470 | Currently in Use |  | 1979-01-01 |  | Petroleum | Unleaded gasoline | Unleaded gasoline | Retail | Steel | Steel | Field installed cathodic protection |  | Steel |  |  | Field installed cathodic protection | Catchment Basin, Single walled catchment basin | Automatic shutoff device At 95% full | Automatic shutoff device At 95% full |  |  | Continuous Automatic Tank Gauge |  | Automatic flow restrictor (MLLD) | Automatic flow restrictor (MLLD) |  |  | Annual line testing | Annual line testing |  | UST Currently In Use: 3; UST Temp Close: 0; AST Currently In Use: 0; AST Temp Closed: 0 | 3 | 0 | 1 | 22176-125-005548 | Circle K Stores, Inc.
34471 | Currently in Use |  | 1979-01-01 |  | Petroleum | Premium gasoline | Premium gasoline | Retail | Steel | Steel | Field installed cathodic protection |  | Steel |  |  | Field installed cathodic protection | Catchment Basin, Single walled catchment basin | Flow Rest 90% Full | Flow Rest 90% Full |  |  | Continuous Automatic Tank Gauge |  | Automatic flow restrictor (MLLD) | Automatic flow restrictor (MLLD) |  |  | Annual line testing | Annual line testing |  | UST Currently In Use: 3; UST Temp Close: 0; AST Currently In Use: 0; AST Temp Closed: 0 | 3 | 0 | 1 | 22176-125-005548 | Circle K Stores, Inc.
34472 | Permanently Closed | 2005-12-01 | 1979-01-01 |  | Petroleum | Premium gasoline | Premium gasoline | Retail | Steel | Steel | Field installed cathodic protection | Painted or None | Steel |  |  | Field installed cathodic protection | Catchment Basin, Single walled catchment basin | Flow Rest 90% Full | Flow Rest 90% Full |  |  | Statistical Inventory Reconciliation (SIR) | [5 empty] | Statistical inventory reconciliation (SIR) | Statistical inventory reconciliation (SIR) |  | UST Currently In Use: 3; UST Temp Close: 0; AST Currently In Use: 0; AST Temp Closed: 0 | 3 | 0 | 1 | 22176-125-005548 | Circle K Stores, Inc.
34473 | Currently in Use |  | 1979-01-01 |  | Petroleum | On road diesel | On road diesel | Retail | Steel | Steel | Field installed cathodic protection |  | Steel |  |  | Field installed cathodic protection | Catchment Basin, Single walled catchment basin | Flow Rest 90% Full | Flow Rest 90% Full |  |  | Continuous Automatic Tank Gauge |  | Automatic flow restrictor (MLLD), Containment Sump | Containment Sump |  |  | Annual line testing | Annual line testing |  | UST Currently In Use: 3; UST Temp Close: 0; AST Currently In Use: 0; AST Temp Closed: 0 | 3 | 0 | 1 | 22176-125-005548 | Circle K Stores, Inc.
34474 | Permanently Closed | 2008-10-07 | 1972-01-01 | 2008-10-07 | Petroleum | Premium gasoline | Premium gasoline | Retail | Steel | Steel | Coated & cathodic protection (sti-P3), Field installed cathodic protection, Interior lined (not allowed as a standalone method of corrosion protection) |  | Fiberglass reinforced plastic |  | 1901-01-01 |  | Catchment Basin, Single walled catchment basin | Flow Rest 90% Full | Flow Rest 90% Full |  |  | Statistical Inventory Reconciliation (SIR) | [5 empty] | Statistical inventory reconciliation (SIR) | Statistical inventory reconciliation (SIR) |  | UST Currently In Use: 0; UST Temp Close: 0; AST Currently In Use: 0; AST Temp Closed: 0 | 0 | 0 | 2 | 22176-125-005551 | Circle K Stores, Inc.
34475 | Permanently Closed | 2008-10-07 | 1972-01-01 | 2008-10-07 | Petroleum | Unleaded gasoline | Unleaded gasoline | Retail | Steel | Steel | Coated & cathodic protection (sti-P3), Field installed cathodic protection, Interior lined (not allowed as a standalone method of corrosion protection) |  | Fiberglass reinforced plastic |  | 1901-01-01 |  | Catchment Basin, Single walled catchment basin | Flow Rest 90% Full | Flow Rest 90% Full |  |  | Statistical Inventory Reconciliation (SIR) | [5 empty] | Statistical inventory reconciliation (SIR) | Statistical inventory reconciliation (SIR) |  | UST Currently In Use: 0; UST Temp Close: 0; AST Currently In Use: 0; AST Temp Closed: 0 | 0 | 0 | 2 | 22176-125-005551 | Circle K Stores, Inc.
34476 | Permanently Closed | 1998-09-17 | 1981-01-01 | 1998-09-17 | Petroleum | Unleaded gasoline | Unleaded gasoline | Retail | Steel | Steel |  | Painted or None | Steel |  | 1901-01-01 | [12 empty] | Annual line testing | Annual line testing |  | UST Currently In Use: 0; UST Temp Close: 0; AST Currently In Use: 0; AST Temp Closed: 0 | 0 | 0 | 4 | 22176-125-005552 | Circle K Stores, Inc.
34477 | Permanently Closed | 1998-09-17 | 1981-01-01 | 1998-09-17 | Petroleum | Unleaded gasoline | Unleaded gasoline | Retail | Steel | Steel |  | Painted or None | Steel |  | 1901-01-01 | [12 empty] | Annual line testing | Annual line testing |  | UST Currently In Use: 0; UST Temp Close: 0; AST Currently In Use: 0; AST Temp Closed: 0 | 0 | 0 | 4 | 22176-125-005552 | Circle K Stores, Inc.
34478 | Permanently Closed | 1998-09-17 | 1981-01-01 | 1998-09-17 | Petroleum | On road diesel | On road diesel | Retail | Steel | Steel |  | Painted or None | Steel |  | 1901-01-01 | [12 empty] | Annual line testing | Annual line testing |  | UST Currently In Use: 0; UST Temp Close: 0; AST Currently In Use: 0; AST Temp Closed: 0 | 0 | 0 | 4 | 22176-125-005552 | Circle K Stores, Inc.
34479 | Currently in Use |  | 1980-01-01 |  | Petroleum | Unleaded gasoline | Unleaded gasoline | Retail | Single Wall, Steel | Steel | Field installed cathodic protection |  | Flexible, Single Wall |  | 1996-01-01 | Other, FLXS ISOLA | Catchment Basin, Single walled catchment basin | Flow Rest 90% Full | Flow Rest 90% Full |  |  | Continuous Automatic Tank Gauge, Statistical Inventory Reconciliation (SIR) |  | Automatic flow restrictor (MLLD), Containment Sump | Containment Sump | Interstitial Monitoring within Secondary Containment | SENSOR TO ATG | Annual line testing, Continuous alarm system | Continuous alarm system |  | UST Currently In Use: 4; UST Temp Close: 0; AST Currently In Use: 0; AST Temp Closed: 0 | 4 | 0 | 0 | 23372-125-005553 | MIDSTATES PETROLEUM COMPANY
34481 | Currently in Use |  | 1980-01-01 |  | Petroleum | On road diesel | On road diesel | Retail | Single Wall, Steel | Steel | Field installed cathodic protection |  | Flexible, Single Wall |  | 1996-01-01 | Other, FLXS ISOLA | Catchment Basin, Single walled catchment basin | Flow Rest 90% Full | Flow Rest 90% Full |  |  | Continuous Automatic Tank Gauge |  | Automatic flow restrictor (MLLD), Containment Sump | Containment Sump | Interstitial Monitoring within Secondary Containment | SENSOR TO ATG | Annual line testing, Continuous alarm system | Continuous alarm system |  | UST Currently In Use: 4; UST Temp Close: 0; AST Currently In Use: 0; AST Temp Closed: 0 | 4 | 0 | 0 | 23372-125-005553 | MIDSTATES PETROLEUM COMPANY
34482 | Currently in Use |  | 1980-01-01 |  | Petroleum | Premium gasoline | Premium gasoline | Retail | Single Wall, Steel | Steel | Field installed cathodic protection |  | Flexible, Single Wall |  | 1996-01-01 | Other, FLXS ISOLA | Catchment Basin, Single walled catchment basin | Flow Rest 90% Full | Flow Rest 90% Full |  |  | Continuous Automatic Tank Gauge |  | Automatic flow restrictor (MLLD), Containment Sump | Containment Sump | Interstitial Monitoring within Secondary Containment | SENSOR TO ATG | Annual line testing, Continuous alarm system | Continuous alarm system |  | UST Currently In Use: 4; UST Temp Close: 0; AST Currently In Use: 0; AST Temp Closed: 0 | 4 | 0 | 0 | 23372-125-005553 | MIDSTATES PETROLEUM COMPANY
34483 | Permanently Closed | 1989-12-06 | 1901-01-01 | 1989-12-06 | Petroleum | Unleaded gasoline | Unleaded gasoline |  | Steel | Steel |  |  | Steel |  | 1901-01-01 | [15 empty] | UST Currently In Use: 0; UST Temp Close: 0; AST Currently In Use: 0; AST Temp Closed: 0 | 0 | 0 | 7 | 22176-125-005554 | Circle K Stores, Inc.
34484 | Permanently Closed | 1989-12-06 | 1901-01-01 | 1989-12-06 | Petroleum | Unleaded gasoline | Unleaded gasoline |  | Steel | Steel |  |  | Steel |  | 1901-01-01 | [15 empty] | UST Currently In Use: 0; UST Temp Close: 0; AST Currently In Use: 0; AST Temp Closed: 0 | 0 | 0 | 7 | 22176-125-005554 | Circle K Stores, Inc.
34485 | Permanently Closed | 1989-12-06 | 1901-01-01 | 1989-12-06 | Petroleum | Unleaded gasoline | Unleaded gasoline |  | Steel | Steel |  |  | Steel |  | 1901-01-01 | [15 empty] | UST Currently In Use: 0; UST Temp Close: 0; AST Currently In Use: 0; AST Temp Closed: 0 | 0 | 0 | 7 | 22176-125-005554 | Circle K Stores, Inc.
34486 | Permanently Closed | 2008-10-05 | 1981-01-01 | 2010-10-05 | Petroleum | Unleaded gasoline | Unleaded gasoline | Retail | Steel | Steel | Field installed cathodic protection | Painted or None | Fiberglass reinforced plastic |  | 1901-01-01 |  | Catchment Basin, Single walled catchment basin | Automatic shutoff device At 95% full | Automatic shutoff device At 95% full |  |  | Statistical Inventory Reconciliation (SIR) | [5 empty] | Statistical inventory reconciliation (SIR) | Statistical inventory reconciliation (SIR) |  | UST Currently In Use: 0; UST Temp Close: 0; AST Currently In Use: 0; AST Temp Closed: 0 | 0 | 0 | 7 | 22176-125-005554 | Circle K Stores, Inc.
34488 | Permanently Closed | 2008-10-05 | 1978-01-01 | 2010-10-05 | Petroleum | Premium gasoline | Premium gasoline | Retail | Steel | Steel | Field installed cathodic protection | Painted or None | Fiberglass reinforced plastic |  | 1901-01-01 |  | Catchment Basin, Single walled catchment basin | Automatic shutoff device At 95% full | Automatic shutoff device At 95% full |  |  | Statistical Inventory Reconciliation (SIR) | [5 empty] | Statistical inventory reconciliation (SIR) | Statistical inventory reconciliation (SIR) |  | UST Currently In Use: 0; UST Temp Close: 0; AST Currently In Use: 0; AST Temp Closed: 0 | 0 | 0 | 7 | 22176-125-005554 | Circle K Stores, Inc.
34489 | Permanently Closed | 2008-10-05 | 1978-01-01 | 2010-10-05 | Petroleum | On road diesel | On road diesel | Retail | Steel | Steel | Field installed cathodic protection | Painted or None | Fiberglass reinforced plastic |  | 1901-01-01 |  | Catchment Basin, Single walled catchment basin | Automatic shutoff device At 95% full | Automatic shutoff device At 95% full |  |  | Statistical Inventory Reconciliation (SIR) | [5 empty] | Statistical inventory reconciliation (SIR) | Statistical inventory reconciliation (SIR) |  | UST Currently In Use: 0; UST Temp Close: 0; AST Currently In Use: 0; AST Temp Closed: 0 | 0 | 0 | 7 | 22176-125-005554 | Circle K Stores, Inc.
34490 | Permanently Closed | 1901-01-01 | 1901-01-01 |  | Petroleum | Unleaded gasoline | Unleaded gasoline |  | Steel | Steel |  | Painted or None | Steel |  | 1901-01-01 | [15 empty] | UST Currently In Use: 0; UST Temp Close: 0; AST Currently In Use: 0; AST Temp Closed: 0 | 0 | 0 | 7 | 22176-125-005554 | Circle K Stores, Inc.
34491 | Currently in Use |  | 1982-01-01 |  | Petroleum | Unleaded gasoline | Unleaded gasoline | Retail | Steel | Steel | Field installed cathodic protection | Painted or None | Double Wall, Flexible |  |  |  | Catchment Basin, Single walled catchment basin | Flow Rest 90% Full | Flow Rest 90% Full |  | SENSOR TO ATG | Continuous Automatic Tank Gauge |  | Automatic flow restrictor (MLLD) | Automatic flow restrictor (MLLD) | Interstitial Monitoring within Secondary Containment | SENSOR TO ATG | Annual line testing, Continuous alarm system, Statistical inventory reconciliation (SIR) | Statistical inventory reconciliation (SIR) |  | UST Currently In Use: 2; UST Temp Close: 0; AST Currently In Use: 0; AST Temp Closed: 0 | 2 | 0 | 0 | 22176-125-008344 | Circle K Stores, Inc.
34493 | Permanently Closed | 1997-01-01 | 1980-01-01 | 1997-01-28 | Petroleum | Unleaded gasoline | Unleaded gasoline | Retail | Steel | Steel |  | Painted or None | Other, ENVIROFLEX |  | 1901-01-01 | None | Catchment Basin, Single walled catchment basin | Automatic shutoff device At 95% full | Automatic shutoff device At 95% full |  |  | Automatic Tank Gauge | [5 empty] | Annual line testing | Annual line testing |  | UST Currently In Use: 2; UST Temp Close: 0; AST Currently In Use: 0; AST Temp Closed: 0 | 2 | 0 | 4 | 22176-125-011342 | Circle K Stores, Inc.
34494 | Permanently Closed | 1997-01-01 | 1980-01-01 | 1997-01-28 | Petroleum | Unleaded gasoline | Unleaded gasoline | Retail | Steel | Steel |  | Painted or None | Other, ENVIROFLEX |  | 1901-01-01 | None | Catchment Basin, Single walled catchment basin | Automatic shutoff device At 95% full | Automatic shutoff device At 95% full |  |  | Automatic Tank Gauge | [5 empty] | Annual line testing | Annual line testing |  | UST Currently In Use: 2; UST Temp Close: 0; AST Currently In Use: 0; AST Temp Closed: 0 | 2 | 0 | 4 | 22176-125-011342 | Circle K Stores, Inc.
34495 | Permanently Closed | 1997-01-01 | 1980-01-01 | 1997-01-28 | Petroleum | Unleaded gasoline | Unleaded gasoline | Retail | Steel | Steel |  | Painted or None | Other, ENVIROFLEX |  | 1901-01-01 | None | Catchment Basin, Single walled catchment basin | Automatic shutoff device At 95% full | Automatic shutoff device At 95% full |  |  | Automatic Tank Gauge | [5 empty] | Annual line testing | Annual line testing |  | UST Currently In Use: 2; UST Temp Close: 0; AST Currently In Use: 0; AST Temp Closed: 0 | 2 | 0 | 4 | 22176-125-011342 | Circle K Stores, Inc.
34496 | Permanently Closed | 1997-01-01 | 1980-01-01 | 1997-01-28 | Petroleum | On road diesel | On road diesel | Retail | Steel | Steel |  | Painted or None | Steel |  | 1901-01-01 |  | Catchment Basin, Single walled catchment basin | Automatic shutoff device At 95% full | Automatic shutoff device At 95% full |  |  | Automatic Tank Gauge | [5 empty] | Annual line testing | Annual line testing |  | UST Currently In Use: 2; UST Temp Close: 0; AST Currently In Use: 0; AST Temp Closed: 0 | 2 | 0 | 4 | 22176-125-011342 | Circle K Stores, Inc.
34497 | Currently in Use |  | 1988-01-01 |  | Petroleum | Unleaded gasoline | Unleaded gasoline | Retail | Single Wall, Steel | Steel | Coated & cathodic protection (sti-P3), Field installed cathodic protection |  | Single Wall, Steel |  |  | Field installed cathodic protection | Catchment Basin, Single walled catchment basin | Automatic shutoff device At 95% full | Automatic shutoff device At 95% full |  |  | Statistical Inventory Reconciliation (SIR) |  | Automatic flow restrictor (MLLD) | Automatic flow restrictor (MLLD) |  |  | Annual line testing, Statistical inventory reconciliation (SIR) | Statistical inventory reconciliation (SIR) |  | UST Currently In Use: 3; UST Temp Close: 0; AST Currently In Use: 0; AST Temp Closed: 0 | 3 | 0 | 0 | 22176-125-014102 | Circle K Stores, Inc.
34498 | Currently in Use |  | 1988-01-01 |  | Petroleum | Unleaded gasoline | Unleaded gasoline | Retail | Single Wall, Steel | Steel | Coated & cathodic protection (sti-P3), Field installed cathodic protection |  | Single Wall, Steel |  |  | Field installed cathodic protection | Catchment Basin, Single walled catchment basin | Automatic shutoff device At 95% full | Automatic shutoff device At 95% full |  |  | Statistical Inventory Reconciliation (SIR) |  | Other, MANIFOLDED | Other |  |  | Other, MANIFOLDED | Other |  | UST Currently In Use: 3; UST Temp Close: 0; AST Currently In Use: 0; AST Temp Closed: 0 | 3 | 0 | 0 | 22176-125-014102 | Circle K Stores, Inc.
34499 | Currently in Use |  | 1988-01-01 |  | Petroleum | Premium gasoline | Premium gasoline | Retail | Steel | Steel | Coated & cathodic protection (sti-P3), Field installed cathodic protection |  | Steel |  |  | Field installed cathodic protection | Catchment Basin, Single walled catchment basin | Automatic shutoff device At 95% full | Automatic shutoff device At 95% full |  |  | Statistical Inventory Reconciliation (SIR) |  | Automatic flow restrictor (MLLD) | Automatic flow restrictor (MLLD) |  |  | Statistical inventory reconciliation (SIR) | Statistical inventory reconciliation (SIR) |  | UST Currently In Use: 3; UST Temp Close: 0; AST Currently In Use: 0; AST Temp Closed: 0 | 3 | 0 | 0 | 22176-125-014102 | Circle K Stores, Inc.
34500 | Permanently Closed | 1982-01-01 | 1971-01-01 | 2002-10-21 | Petroleum | Unleaded gasoline | Unleaded gasoline | State/federal government | Steel | Steel |  |  | Steel |  | 1901-01-01 | [15 empty] | UST Currently In Use: 0; UST Temp Close: 0; AST Currently In Use: 0; AST Temp Closed: 0 | 0 | 0 | 1 | 14587-073-010525 | AL ST MILITARY DEPT - CFMO ENV. OFF.
34501 | Permanently Closed | 1990-01-01 | 1958-01-01 | 1990-01-01 | Petroleum | Unleaded gasoline | Unleaded gasoline |  | Steel | Steel |  |  | Steel |  | 1901-01-01 | [15 empty] | UST Currently In Use: 0; UST Temp Close: 0; AST Currently In Use: 0; AST Temp Closed: 0 | 0 | 0 | 3 | 15295-099-002412 | WARRIOR TRACTOR AND EQUIPMENT CO INC
34502 | Permanently Closed | 1990-01-01 | 1974-01-01 | 1990-01-01 | Petroleum | On road diesel | On road diesel |  | Steel | Steel |  |  | Steel |  | 1901-01-01 | [15 empty] | UST Currently In Use: 0; UST Temp Close: 0; AST Currently In Use: 0; AST Temp Closed: 0 | 0 | 0 | 3 | 15295-099-002412 | WARRIOR TRACTOR AND EQUIPMENT CO INC
34503 | Permanently Closed | 1990-01-01 | 1980-01-01 | 1990-01-01 | Petroleum | Used oil | Used oil |  | Steel | Steel |  |  | Steel |  | 1901-01-01 | [15 empty] | UST Currently In Use: 0; UST Temp Close: 0; AST Currently In Use: 0; AST Temp Closed: 0 | 0 | 0 | 3 | 15295-099-002412 | WARRIOR TRACTOR AND EQUIPMENT CO INC
34504 | Permanently Closed | 1990-10-11 | 1974-01-01 | 1990-10-11 | Petroleum | Unleaded gasoline | Unleaded gasoline |  | Steel | Steel |  | Painted or None | Steel |  | 1901-01-01 | [15 empty] | UST Currently In Use: 0; UST Temp Close: 3; AST Currently In Use: 0; AST Temp Closed: 0 | 0 | 3 | 2 | 15295-117-001580 | WARRIOR TRACTOR AND EQUIPMENT CO INC
34505 | Permanently Closed | 1990-10-11 | 1974-01-01 | 1990-10-11 | Petroleum | On road diesel | On road diesel |  | Steel | Steel |  | Painted or None | Steel |  | 1901-01-01 | [15 empty] | UST Currently In Use: 0; UST Temp Close: 3; AST Currently In Use: 0; AST Temp Closed: 0 | 0 | 3 | 2 | 15295-117-001580 | WARRIOR TRACTOR AND EQUIPMENT CO INC
34506 | Currently in Use |  | 1993-10-01 |  | Petroleum | Used oil | Used oil | Industrial | Steel | Steel | Coated & cathodic protection (sti-P3) |  | Steel |  |  | Galvanic Cathodic | Catchment Basin, EXEMPT | Flow Rest 90% Full, EXEMPT | Flow Rest 90% Full |  |  | Automatic Tank Gauge | [8 empty] | UST Currently In Use: 5; UST Temp Close: 0; AST Currently In Use: 0; AST Temp Closed: 0 | 5 | 0 | 5 | 15295-125-007284 | WARRIOR TRACTOR AND EQUIPMENT CO INC
34507 | Permanently Closed | 1993-06-01 | 1972-01-01 | 1997-02-21 | Petroleum | Other, HYDROLIC | Other |  | Steel | Steel |  |  | Steel |  | 1901-01-01 | [15 empty] | UST Currently In Use: 5; UST Temp Close: 0; AST Currently In Use: 0; AST Temp Closed: 0 | 5 | 0 | 5 | 15295-125-007284 | WARRIOR TRACTOR AND EQUIPMENT CO INC
34508 | Permanently Closed | 1993-06-01 | 1972-01-01 | 1997-02-21 | Petroleum | Other, HYDROLIC | Other |  | Steel | Steel |  |  | Steel |  | 1901-01-01 | [15 empty] | UST Currently In Use: 5; UST Temp Close: 0; AST Currently In Use: 0; AST Temp Closed: 0 | 5 | 0 | 5 | 15295-125-007284 | WARRIOR TRACTOR AND EQUIPMENT CO INC
34509 | Permanently Closed | 1993-06-01 | 1972-01-01 | 1997-02-20 | Petroleum | Unleaded gasoline | Unleaded gasoline |  | Steel | Steel |  |  | Steel |  | 1901-01-01 | [15 empty] | UST Currently In Use: 5; UST Temp Close: 0; AST Currently In Use: 0; AST Temp Closed: 0 | 5 | 0 | 5 | 15295-125-007284 | WARRIOR TRACTOR AND EQUIPMENT CO INC
34510 | Permanently Closed | 1993-06-01 | 1972-01-01 | 1997-02-20 | Petroleum | Unleaded gasoline | Unleaded gasoline |  | Steel | Steel |  |  | Steel |  | 1901-01-01 | [15 empty] | UST Currently In Use: 5; UST Temp Close: 0; AST Currently In Use: 0; AST Temp Closed: 0 | 5 | 0 | 5 | 15295-125-007284 | WARRIOR TRACTOR AND EQUIPMENT CO INC
34511 | Permanently Closed | 1993-06-01 | 1972-01-01 | 1997-02-20 | Petroleum | On road diesel | On road diesel |  | Steel | Steel |  |  | Steel |  | 1901-01-01 | [15 empty] | UST Currently In Use: 5; UST Temp Close: 0; AST Currently In Use: 0; AST Temp Closed: 0 | 5 | 0 | 5 | 15295-125-007284 | WARRIOR TRACTOR AND EQUIPMENT CO INC
34512 | Permanently Closed | 2000-08-08 | 1976-01-01 | 1999-01-01 | Petroleum | Unleaded gasoline | Unleaded gasoline | Retail | Steel | Steel |  | Painted or None | Steel |  | 1901-01-01 | [6 empty] | Statistical Inventory Reconciliation (SIR) | [5 empty] | Statistical inventory reconciliation (SIR) | Statistical inventory reconciliation (SIR) |  | UST Currently In Use: 0; UST Temp Close: 0; AST Currently In Use: 0; AST Temp Closed: 0 | 0 | 0 | 3 | 17255-045-004666 | WIREGRASS SERVICES
34513 | Permanently Closed | 2000-08-08 | 1976-01-01 | 1999-01-01 | Petroleum | Unleaded gasoline | Unleaded gasoline | Retail | Steel | Steel |  | Painted or None | Steel |  | 1901-01-01 | [6 empty] | Statistical Inventory Reconciliation (SIR) | [8 empty] | UST Currently In Use: 0; UST Temp Close: 0; AST Currently In Use: 0; AST Temp Closed: 0 | 0 | 0 | 3 | 17255-045-004666 | WIREGRASS SERVICES
34514 | Permanently Closed | 2000-08-08 | 1976-01-01 | 1999-01-01 | Petroleum | On road diesel | On road diesel | Retail | Steel | Steel |  | Painted or None | Steel |  | 1901-01-01 | [6 empty] | Statistical Inventory Reconciliation (SIR) | [8 empty] | UST Currently In Use: 0; UST Temp Close: 0; AST Currently In Use: 0; AST Temp Closed: 0 | 0 | 0 | 3 | 17255-045-004666 | WIREGRASS SERVICES
34515 | Currently in Use |  | 1988-01-01 |  | Petroleum | Unleaded gasoline | Unleaded gasoline | Retail | Steel | Steel | Coated & cathodic protection (sti-P3) |  | Fiberglass reinforced plastic |  | 1901-01-01 | None | Catchment Basin, Single walled catchment basin | Audible high level alarm At 90% full | Audible high level alarm At 90% full |  |  | Automatic Tank Gauge |  | Automatic flow restrictor (MLLD) | Automatic flow restrictor (MLLD) |  |  | Annual line testing | Annual line testing |  | UST Currently In Use: 3; UST Temp Close: 0; AST Currently In Use: 0; AST Temp Closed: 0 | 3 | 0 | 0 | 25250-045-014637 | RAJESH KUMAR PATEL
34516 | Currently in Use |  | 1988-01-01 |  | Petroleum | Unleaded gasoline | Unleaded gasoline | Retail | Steel | Steel | Coated & cathodic protection (sti-P3) |  | Fiberglass reinforced plastic |  | 1901-01-01 | None | Catchment Basin, Single walled catchment basin | Audible high level alarm At 90% full | Audible high level alarm At 90% full |  |  | Automatic Tank Gauge |  | Automatic flow restrictor (MLLD) | Automatic flow restrictor (MLLD) |  |  | Annual line testing | Annual line testing |  | UST Currently In Use: 3; UST Temp Close: 0; AST Currently In Use: 0; AST Temp Closed: 0 | 3 | 0 | 0 | 25250-045-014637 | RAJESH KUMAR PATEL
34517 | Currently in Use |  | 1988-01-01 |  | Petroleum | Premium gasoline | Premium gasoline | Retail | Steel | Steel | Coated & cathodic protection (sti-P3) |  | Fiberglass reinforced plastic |  | 1901-01-01 | None | Catchment Basin, Single walled catchment basin | Audible high level alarm At 90% full | Audible high level alarm At 90% full |  |  | Automatic Tank Gauge |  | Automatic flow restrictor (MLLD) | Automatic flow restrictor (MLLD) |  |  | Annual line testing | Annual line testing |  | UST Currently In Use: 3; UST Temp Close: 0; AST Currently In Use: 0; AST Temp Closed: 0 | 3 | 0 | 0 | 25250-045-014637 | RAJESH KUMAR PATEL
34518 | Currently in Use |  | 1990-02-16 |  | Petroleum | Unleaded gasoline | Unleaded gasoline | Retail | Steel | Steel | Coated & cathodic protection (sti-P3) |  | Fiberglass reinforced plastic |  | 1901-01-01 |  | Catchment Basin, Single walled catchment basin | Audible high level alarm At 90% full, Automatic shutoff device At 95% full | Automatic shutoff device At 95% full |  |  | Automatic Tank Gauge |  | Automatic flow restrictor (MLLD) | Automatic flow restrictor (MLLD) |  |  | Annual line testing | Annual line testing |  | UST Currently In Use: 3; UST Temp Close: 0; AST Currently In Use: 0; AST Temp Closed: 0 | 3 | 0 | 0 | 12409-045-015235 | Tim Shirley
34519 | Currently in Use |  | 1990-02-16 |  | Petroleum | Premium gasoline | Premium gasoline | Retail | Steel | Steel | Coated & cathodic protection (sti-P3) |  | Fiberglass reinforced plastic |  | 1901-01-01 |  | Catchment Basin, Single walled catchment basin | Audible high level alarm At 90% full, Automatic shutoff device At 95% full | Automatic shutoff device At 95% full |  |  | Automatic Tank Gauge |  | Automatic flow restrictor (MLLD) | Automatic flow restrictor (MLLD) |  |  | Annual line testing | Annual line testing |  | UST Currently In Use: 3; UST Temp Close: 0; AST Currently In Use: 0; AST Temp Closed: 0 | 3 | 0 | 0 | 12409-045-015235 | Tim Shirley
34520 | Currently in Use |  | 1990-02-16 |  | Petroleum | On road diesel | On road diesel | Retail | Steel | Steel | Coated & cathodic protection (sti-P3) |  | Fiberglass reinforced plastic |  | 1901-01-01 |  | Catchment Basin, Single walled catchment basin | Audible high level alarm At 90% full, Automatic shutoff device At 95% full | Automatic shutoff device At 95% full |  |  | Automatic Tank Gauge |  | Automatic flow restrictor (MLLD) | Automatic flow restrictor (MLLD) |  |  | Annual line testing | Annual line testing |  | UST Currently In Use: 3; UST Temp Close: 0; AST Currently In Use: 0; AST Temp Closed: 0 | 3 | 0 | 0 | 12409-045-015235 | Tim Shirley
34521 | Permanently Closed | 1997-09-30 | 1977-01-01 | 1998-03-16 | Petroleum | Unleaded gasoline | Unleaded gasoline | Retail | Steel | Steel |  | Painted or None | Steel |  | 1901-01-01 | [15 empty] | UST Currently In Use: 0; UST Temp Close: 0; AST Currently In Use: 0; AST Temp Closed: 0 | 0 | 0 | 3 | 18071-069-012291 | KENNETH E GRANGER
34522 | Permanently Closed | 1997-09-30 | 1977-01-01 | 1998-03-16 | Petroleum | Unleaded gasoline | Unleaded gasoline | Retail |  |  |  | Painted or None | Steel |  | 1901-01-01 |  | Catchment Basin, Single walled catchment basin | [13 empty] | UST Currently In Use: 0; UST Temp Close: 0; AST Currently In Use: 0; AST Temp Closed: 0 | 0 | 0 | 3 | 18071-069-012291 | KENNETH E GRANGER
34523 | Permanently Closed | 1997-09-30 | 1977-01-01 | 1998-03-16 | Petroleum | Unleaded gasoline | Unleaded gasoline | Retail |  |  |  | Painted or None | Steel |  | 1901-01-01 |  | Catchment Basin, Single walled catchment basin | [13 empty] | UST Currently In Use: 0; UST Temp Close: 0; AST Currently In Use: 0; AST Temp Closed: 0 | 0 | 0 | 3 | 18071-069-012291 | KENNETH E GRANGER
34526 | Permanently Closed | 1996-01-01 | 1952-01-01 | 1997-06-30 | Petroleum | On road diesel | On road diesel |  | Steel | Steel |  | Painted or None | Steel |  | 1901-01-01 | [15 empty] | UST Currently In Use: 1; UST Temp Close: 0; AST Currently In Use: 0; AST Temp Closed: 0 | 1 | 0 | 3 | 15299-129-000771 | WASHINGTON COUNTY HOSPITAL
34527 | Permanently Closed | 1996-01-01 | 1968-01-01 | 1997-06-30 | Petroleum | Unleaded gasoline | Unleaded gasoline |  | Steel | Steel |  | Painted or None | Steel |  | 1901-01-01 | [15 empty] | UST Currently In Use: 1; UST Temp Close: 0; AST Currently In Use: 0; AST Temp Closed: 0 | 1 | 0 | 3 | 15299-129-000771 | WASHINGTON COUNTY HOSPITAL
34528 | Permanently Closed | 1997-07-02 | 1971-01-01 | 1997-07-02 | Petroleum | On road diesel | On road diesel |  | Steel | Steel |  | Painted or None | Steel |  | 1901-01-01 | [15 empty] | UST Currently In Use: 1; UST Temp Close: 0; AST Currently In Use: 0; AST Temp Closed: 0 | 1 | 0 | 3 | 15299-129-000771 | WASHINGTON COUNTY HOSPITAL
34529 | Permanently Closed | 1991-09-25 | 1974-01-01 | 1991-09-25 | Petroleum | On road diesel | On road diesel |  | Steel | Steel |  | Painted or None | Steel |  | 1901-01-01 | [15 empty] | UST Currently In Use: 0; UST Temp Close: 0; AST Currently In Use: 1; AST Temp Closed: 0 | 0 | 0 | 6 | 15300-101-008334 | WASTE AWAY
34530 | Permanently Closed | 1991-09-25 | 1974-01-01 | 1991-09-25 | Petroleum | On road diesel | On road diesel |  | Steel | Steel |  | Painted or None | Steel |  | 1901-01-01 | [15 empty] | UST Currently In Use: 0; UST Temp Close: 0; AST Currently In Use: 1; AST Temp Closed: 0 | 0 | 0 | 6 | 15300-101-008334 | WASTE AWAY
34531 | Permanently Closed | 1991-09-25 | 1974-01-01 | 1991-09-25 | Petroleum | Unleaded gasoline | Unleaded gasoline |  | Steel | Steel |  | Painted or None | Steel |  | 1901-01-01 | [15 empty] | UST Currently In Use: 0; UST Temp Close: 0; AST Currently In Use: 1; AST Temp Closed: 0 | 0 | 0 | 6 | 15300-101-008334 | WASTE AWAY
34532 | Permanently Closed | 1991-05-10 | 1974-01-01 | 1991-05-10 | Petroleum | Other, MOTOR OIL | Other |  | Steel | Steel |  | Painted or None | Steel |  | 1901-01-01 | [15 empty] | UST Currently In Use: 0; UST Temp Close: 0; AST Currently In Use: 1; AST Temp Closed: 0 | 0 | 0 | 6 | 15300-101-008334 | WASTE AWAY
34533 | Permanently Closed | 1991-05-10 | 1974-01-01 | 1991-05-10 | Petroleum | Other, MOTOR OIL | Other |  | Steel | Steel |  | Painted or None | Steel |  | 1901-01-01 | [15 empty] | UST Currently In Use: 0; UST Temp Close: 0; AST Currently In Use: 1; AST Temp Closed: 0 | 0 | 0 | 6 | 15300-101-008334 | WASTE AWAY
34534 | Permanently Closed | 1991-05-10 | 1974-01-01 | 1991-05-10 | Petroleum | Used oil | Used oil |  | Steel | Steel |  | Painted or None | Steel |  | 1901-01-01 | [15 empty] | UST Currently In Use: 0; UST Temp Close: 0; AST Currently In Use: 1; AST Temp Closed: 0 | 0 | 0 | 6 | 15300-101-008334 | WASTE AWAY
34535 | Retired | 1983-06-01 | 1974-01-01 |  | Petroleum | Other, OTHER | Other |  | Steel | Steel |  | Painted or None | Steel |  | 1901-01-01 | [15 empty] | UST Currently In Use: 0; UST Temp Close: 0; AST Currently In Use: 1; AST Temp Closed: 0 | 0 | 0 | 6 | 15300-101-008334 | WASTE AWAY
34536 | Permanently Closed | 1901-01-01 | 1971-01-01 | 1987-08-04 | Petroleum | On road diesel | On road diesel | State/federal government | Steel | Steel |  | Painted or None |  |  | 1901-01-01 | [12 empty] | Annual line testing | Annual line testing |  | UST Currently In Use: 0; UST Temp Close: 0; AST Currently In Use: 1; AST Temp Closed: 0 | 0 | 0 | 3 | 15301-073-008333 | WASTE AWAY BIRMINGHAM/NICOLE ROGERS
34537 | Permanently Closed | 1901-01-01 | 1972-01-01 | 1987-08-04 | Petroleum | On road diesel | On road diesel | State/federal government | Steel | Steel |  | Painted or None |  |  | 1901-01-01 | [15 empty] | UST Currently In Use: 0; UST Temp Close: 0; AST Currently In Use: 1; AST Temp Closed: 0 | 0 | 0 | 3 | 15301-073-008333 | WASTE AWAY BIRMINGHAM/NICOLE ROGERS
34538 | Permanently Closed | 1995-11-01 | 1988-01-01 | 1995-11-20 | Petroleum | On road diesel | On road diesel | State/federal government | Steel | Steel | Coated & cathodic protection (sti-P3) |  | Steel |  | 1901-01-01 | Field installed cathodic protection | [14 empty] | UST Currently In Use: 0; UST Temp Close: 0; AST Currently In Use: 1; AST Temp Closed: 0 | 0 | 0 | 3 | 15301-073-008333 | WASTE AWAY BIRMINGHAM/NICOLE ROGERS
34539 | Permanently Closed | 1992-06-19 | 1982-01-01 | 1992-06-19 | Petroleum | On road diesel | On road diesel |  | Steel | Steel | Coated & cathodic protection (sti-P3) |  | Steel |  | 1901-01-01 | [15 empty] | UST Currently In Use: 0; UST Temp Close: 0; AST Currently In Use: 0; AST Temp Closed: 0 | 0 | 0 | 2 | 15302-081-008336 | OPELIKA SCRAP
34540 | Permanently Closed | 1992-06-19 | 1982-01-01 | 1992-06-19 | Petroleum | Unleaded gasoline | Unleaded gasoline |  | Steel | Steel | Coated & cathodic protection (sti-P3) |  | Steel |  | 1901-01-01 | [15 empty] | UST Currently In Use: 0; UST Temp Close: 0; AST Currently In Use: 0; AST Temp Closed: 0 | 0 | 0 | 2 | 15302-081-008336 | OPELIKA SCRAP
34541 | Cannot Locate or abandoned | 2001-01-01 | 1982-01-01 |  | Petroleum | On road diesel | On road diesel |  | Fiberglass reinforced plastic | Fiberglass reinforced plastic |  |  |  |  | 1901-01-01 | [12 empty] | Annual line testing | Annual line testing |  | UST Currently In Use: 0; UST Temp Close: 0; AST Currently In Use: 0; AST Temp Closed: 0 | 0 | 0 | 1 | 22052-121-008337 | JAMES D. HOWARD
34542 | Permanently Closed | 1992-06-04 | 1982-01-01 | 1992-06-04 | Petroleum | Used oil | Used oil |  | Fiberglass reinforced plastic | Fiberglass reinforced plastic |  |  |  |  | 1901-01-01 | [12 empty] | Annual line testing | Annual line testing |  | UST Currently In Use: 0; UST Temp Close: 0; AST Currently In Use: 0; AST Temp Closed: 0 | 0 | 0 | 1 | 22052-121-008337 | JAMES D. HOWARD
34543 | Permanently Closed | 1993-09-22 | 1965-01-01 | 1993-09-22 | Petroleum | Unleaded gasoline | Unleaded gasoline | Local government | Steel | Steel |  | Painted or None | Steel |  | 1901-01-01 | [15 empty] | UST Currently In Use: 0; UST Temp Close: 0; AST Currently In Use: 0; AST Temp Closed: 0 | 0 | 0 | 2 | 15305-015-000159 | WATER WORKS AND SEWER BOARD ANNISTON
34544 | Permanently Closed | 1993-09-22 | 1968-01-01 | 1993-09-22 | Petroleum | On road diesel | On road diesel | Local government | Steel | Steel |  | Painted or None | Steel |  | 1901-01-01 | [15 empty] | UST Currently In Use: 0; UST Temp Close: 0; AST Currently In Use: 0; AST Temp Closed: 0 | 0 | 0 | 2 | 15305-015-000159 | WATER WORKS AND SEWER BOARD ANNISTON
34545 | Permanently Closed | 2018-08-30 | 1989-01-01 | 2018-08-30 | Petroleum | On road diesel | On road diesel | Emergency Power Generator, Local Government | Double Wall, Fiberglass reinforced plastic | Fiberglass reinforced plastic |  |  | Steel |  |  | Galvanic Cathodic | Catchment Basin, Single walled catchment basin | Automatic shutoff device At 95% full | Automatic shutoff device At 95% full | Interstitial Monitoring within Secondary Containment |  | Other | [8 empty] | UST Currently In Use: 0; UST Temp Close: 0; AST Currently In Use: 0; AST Temp Closed: 0 | 0 | 0 | 1 | 15305-015-014542 | WATER WORKS AND SEWER BOARD ANNISTON
34546 | Permanently Closed | 1998-12-18 | 1976-01-01 | 1998-12-18 | Petroleum | On road diesel | On road diesel | Emergency Power Generator, Local Government | Steel | Steel |  | Painted or None | Steel |  | 1901-01-01 | [15 empty] | UST Currently In Use: 0; UST Temp Close: 0; AST Currently In Use: 5; AST Temp Closed: 0 | 0 | 0 | 3 | 15306-101-005442 | WATER WORKS AND SANITARY SEWER BOARD
34547 | Permanently Closed | 1998-12-15 | 1976-01-01 | 1998-12-15 | Petroleum | On road diesel | On road diesel | Emergency Power Generator, Local Government | Steel | Steel |  | Painted or None | Steel |  | 1901-01-01 | [15 empty] | UST Currently In Use: 0; UST Temp Close: 0; AST Currently In Use: 5; AST Temp Closed: 0 | 0 | 0 | 3 | 15306-101-005442 | WATER WORKS AND SANITARY SEWER BOARD
34548 | Permanently Closed | 1993-11-10 | 1982-01-01 | 1993-11-10 | Petroleum | On road diesel | On road diesel | Industrial, Local Government | Steel | Steel |  | Painted or None | Steel |  | 1901-01-01 | [15 empty] | UST Currently In Use: 0; UST Temp Close: 0; AST Currently In Use: 5; AST Temp Closed: 0 | 0 | 0 | 3 | 15306-101-005442 | WATER WORKS AND SANITARY SEWER BOARD
34549 | Permanently Closed | 1995-05-02 | 1975-01-01 | 1995-05-04 | Petroleum | Unleaded gasoline | Unleaded gasoline | Industrial, Local Government | Steel | Steel |  | Painted or None | Steel |  | 1901-01-01 | [15 empty] | UST Currently In Use: 0; UST Temp Close: 0; AST Currently In Use: 0; AST Temp Closed: 0 | 0 | 0 | 3 | 15308-101-000115 | WATER WORKS AND SANITARY SEWER BOARD
34550 | Permanently Closed | 1995-05-02 | 1975-01-01 | 1995-05-04 | Petroleum | Unleaded gasoline | Unleaded gasoline | Industrial, Local Government | Steel | Steel |  | Painted or None | Steel |  | 1901-01-01 | [15 empty] | UST Currently In Use: 0; UST Temp Close: 0; AST Currently In Use: 0; AST Temp Closed: 0 | 0 | 0 | 3 | 15308-101-000115 | WATER WORKS AND SANITARY SEWER BOARD
34551 | Permanently Closed | 1995-05-02 | 1975-01-01 | 1995-05-04 | Petroleum | On road diesel | On road diesel | Industrial, Local Government | Steel | Steel |  | Painted or None | Steel |  | 1901-01-01 | [15 empty] | UST Currently In Use: 0; UST Temp Close: 0; AST Currently In Use: 0; AST Temp Closed: 0 | 0 | 0 | 3 | 15308-101-000115 | WATER WORKS AND SANITARY SEWER BOARD
34552 | Permanently Closed | 1981-05-01 | 1965-06-01 | 1989-12-14 | Petroleum | Unleaded gasoline | Unleaded gasoline | Local government | Steel | Steel |  |  | Steel |  | 1901-01-01 | [15 empty] | UST Currently In Use: 0; UST Temp Close: 0; AST Currently In Use: 0; AST Temp Closed: 0 | 0 | 0 | 1 | 15308-101-014610 | WATER WORKS AND SANITARY SEWER BOARD
34553 | Permanently Closed | 1990-01-01 | 1990-01-01 | 1990-02-12 | Petroleum | Unleaded gasoline | Unleaded gasoline | Local government | Steel | Steel |  | Painted or None | Steel |  | 1901-01-01 | [15 empty] | UST Currently In Use: 1; UST Temp Close: 0; AST Currently In Use: 0; AST Temp Closed: 0 | 1 | 0 | 1 | 15309-013-005434 | WATERWORKS AND SEWER BOARD
34554 | Permanently Closed | 1998-12-01 | 1961-01-01 | 1998-12-14 | Petroleum | Premium gasoline | Premium gasoline | Retail | Steel | Steel |  | Painted or None | Steel |  | 1901-01-01 | [6 empty] | Statistical Inventory Reconciliation (SIR) | [5 empty] | Annual line testing | Annual line testing |  | UST Currently In Use: 0; UST Temp Close: 0; AST Currently In Use: 0; AST Temp Closed: 0 | 0 | 0 | 4 | 22939-077-009335 | DIANE WHITE
34555 | Permanently Closed | 1998-12-01 | 1961-01-01 | 1998-12-14 | Petroleum | Premium gasoline | Premium gasoline | Retail | Steel | Steel |  | Painted or None | Steel |  | 1901-01-01 | [6 empty] | Statistical Inventory Reconciliation (SIR) | [5 empty] | Annual line testing | Annual line testing |  | UST Currently In Use: 0; UST Temp Close: 0; AST Currently In Use: 0; AST Temp Closed: 0 | 0 | 0 | 4 | 22939-077-009335 | DIANE WHITE
34556 | Permanently Closed | 2009-07-01 | 1978-01-01 | 2019-09-20 | Petroleum | Premium gasoline | Premium gasoline | Retail | Single Wall, Steel | Steel | Field installed cathodic protection |  | Single Wall, Steel |  | 1901-01-01 | Field installed cathodic protection | Catchment Basin, Single walled catchment basin | Automatic shutoff device At 95% full | Automatic shutoff device At 95% full |  |  | Statistical Inventory Reconciliation (SIR) | [8 empty] | UST Currently In Use: 0; UST Temp Close: 0; AST Currently In Use: 0; AST Temp Closed: 0 | 0 | 0 | 4 | 22939-077-009335 | DIANE WHITE
34557 | Permanently Closed | 2009-07-01 | 1961-01-01 | 2019-09-20 | Petroleum | Unleaded gasoline | Unleaded gasoline | Retail | Steel | Steel | Field installed cathodic protection |  | Steel |  | 1901-01-01 | Field installed cathodic protection | Catchment Basin, Single walled catchment basin | Automatic shutoff device At 95% full | Automatic shutoff device At 95% full |  |  | Statistical Inventory Reconciliation (SIR) | [8 empty] | UST Currently In Use: 0; UST Temp Close: 0; AST Currently In Use: 0; AST Temp Closed: 0 | 0 | 0 | 4 | 22939-077-009335 | DIANE WHITE
34558 | Permanently Closed | 1992-07-01 | 1982-01-01 | 1999-09-04 | Petroleum | Other, GAS | Other |  | Steel | Steel | Coated & cathodic protection (sti-P3) |  | Steel |  | 1901-01-01 | [15 empty] | UST Currently In Use: 0; UST Temp Close: 0; AST Currently In Use: 0; AST Temp Closed: 0 | 0 | 0 | 3 | 19548-077-009340 | BESSIE WILBANKS
34559 | Permanently Closed | 1992-07-01 | 1982-01-01 | 1999-09-04 | Petroleum | Other, GAS | Other |  | Steel | Steel | Coated & cathodic protection (sti-P3) |  | Steel |  | 1901-01-01 | [15 empty] | UST Currently In Use: 0; UST Temp Close: 0; AST Currently In Use: 0; AST Temp Closed: 0 | 0 | 0 | 3 | 19548-077-009340 | BESSIE WILBANKS
34560 | Permanently Closed | 1992-07-01 | 1982-01-01 | 1999-09-04 | Petroleum | Other, GAS | Other |  | Steel | Steel | Coated & cathodic protection (sti-P3) |  | Steel |  | 1901-01-01 | [15 empty] | UST Currently In Use: 0; UST Temp Close: 0; AST Currently In Use: 0; AST Temp Closed: 0 | 0 | 0 | 3 | 19548-077-009340 | BESSIE WILBANKS
34562 | Permanently Closed | 1993-06-01 | 1980-01-01 | 1993-06-01 | Petroleum | Unleaded gasoline | Unleaded gasoline |  | Steel | Steel |  | Painted or None | Steel |  | 1901-01-01 | [15 empty] | UST Currently In Use: 0; UST Temp Close: 0; AST Currently In Use: 0; AST Temp Closed: 0 | 0 | 0 | 2 | 15310-079-004853 | WATKINS OIL CO INC
34563 | Permanently Closed | 1993-06-01 | 1983-01-01 | 1993-06-01 | Petroleum | Unleaded gasoline | Unleaded gasoline |  | Steel | Steel |  | Painted or None | Steel |  | 1901-01-01 | [15 empty] | UST Currently In Use: 0; UST Temp Close: 0; AST Currently In Use: 0; AST Temp Closed: 0 | 0 | 0 | 2 | 15310-079-004853 | WATKINS OIL CO INC
34564 | Permanently Closed | 1901-01-01 | 1958-01-01 | 1990-10-03 | Petroleum | Other, OTHER | Other |  | Steel | Steel |  | Painted or None | Steel |  | 1901-01-01 | [15 empty] | UST Currently In Use: 0; UST Temp Close: 0; AST Currently In Use: 0; AST Temp Closed: 0 | 0 | 0 | 3 | 15310-079-009333 | WATKINS OIL CO INC
34565 | Permanently Closed | 1901-01-01 | 1958-01-01 | 1990-10-03 | Petroleum | Unleaded gasoline | Unleaded gasoline |  | Steel | Steel |  | Painted or None | Steel |  | 1901-01-01 | [15 empty] | UST Currently In Use: 0; UST Temp Close: 0; AST Currently In Use: 0; AST Temp Closed: 0 | 0 | 0 | 3 | 15310-079-009333 | WATKINS OIL CO INC
34566 | Permanently Closed | 1901-01-01 | 1970-01-01 | 1990-10-03 | Petroleum | Unleaded gasoline | Unleaded gasoline |  | Steel | Steel |  | Painted or None | Steel |  | 1901-01-01 | [15 empty] | UST Currently In Use: 0; UST Temp Close: 0; AST Currently In Use: 0; AST Temp Closed: 0 | 0 | 0 | 3 | 15310-079-009333 | WATKINS OIL CO INC
34567 | Permanently Closed | 1995-01-13 | 1965-01-01 | 2000-03-28 | Petroleum | Unleaded gasoline | Unleaded gasoline |  | Steel | Steel |  | Painted or None | Steel |  | 1901-01-01 | [15 empty] | UST Currently In Use: 0; UST Temp Close: 0; AST Currently In Use: 0; AST Temp Closed: 0 | 0 | 0 | 4 | 17623-079-009344 | ELIGA DIGGS SR
34568 | Permanently Closed | 1995-01-13 | 1965-01-01 | 2000-03-28 | Petroleum | Unleaded gasoline | Unleaded gasoline |  | Steel | Steel |  | Painted or None | Steel |  | 1901-01-01 | [15 empty] | UST Currently In Use: 0; UST Temp Close: 0; AST Currently In Use: 0; AST Temp Closed: 0 | 0 | 0 | 4 | 17623-079-009344 | ELIGA DIGGS SR
34569 | Permanently Closed | 1995-01-13 | 1965-01-01 | 2000-03-28 | Petroleum | Unleaded gasoline | Unleaded gasoline |  | Steel | Steel |  | Painted or None | Steel |  | 1901-01-01 | [15 empty] | UST Currently In Use: 0; UST Temp Close: 0; AST Currently In Use: 0; AST Temp Closed: 0 | 0 | 0 | 4 | 17623-079-009344 | ELIGA DIGGS SR
34570 | Permanently Closed | 1995-01-13 | 1965-01-01 | 2000-03-28 | Petroleum | On road diesel | On road diesel |  | Steel | Steel |  | Painted or None | Steel |  | 1901-01-01 | [15 empty] | UST Currently In Use: 0; UST Temp Close: 0; AST Currently In Use: 0; AST Temp Closed: 0 | 0 | 0 | 4 | 17623-079-009344 | ELIGA DIGGS SR
34571 | Permanently Closed | 1987-08-01 | 1965-01-01 | 1987-08-01 | Petroleum | Unleaded gasoline | Unleaded gasoline |  | Steel | Steel |  | Painted or None | Steel |  | 1901-01-01 | [15 empty] | UST Currently In Use: 0; UST Temp Close: 0; AST Currently In Use: 0; AST Temp Closed: 0 | 0 | 0 | 4 | 15310-079-009345 | WATKINS OIL CO INC
34572 | Permanently Closed | 1987-08-01 | 1965-01-01 | 1987-08-01 | Petroleum | Unleaded gasoline | Unleaded gasoline |  | Steel | Steel |  | Painted or None | Steel |  | 1901-01-01 | [15 empty] | UST Currently In Use: 0; UST Temp Close: 0; AST Currently In Use: 0; AST Temp Closed: 0 | 0 | 0 | 4 | 15310-079-009345 | WATKINS OIL CO INC
34573 | Permanently Closed | 1901-01-01 | 1980-01-01 |  | Petroleum | Unleaded gasoline | Unleaded gasoline |  | Steel | Steel |  | Painted or None | Steel |  | 1901-01-01 | [15 empty] | UST Currently In Use: 0; UST Temp Close: 0; AST Currently In Use: 0; AST Temp Closed: 0 | 0 | 0 | 4 | 15310-079-009345 | WATKINS OIL CO INC
34574 | Permanently Closed | 1901-01-01 | 1980-01-01 |  | Petroleum | Kerosene | Kerosene |  | Steel | Steel |  | Painted or None | Steel |  | 1901-01-01 | [15 empty] | UST Currently In Use: 0; UST Temp Close: 0; AST Currently In Use: 0; AST Temp Closed: 0 | 0 | 0 | 4 | 15310-079-009345 | WATKINS OIL CO INC
34575 | Permanently Closed | 1991-03-27 | 1962-01-01 | 1991-03-27 | Petroleum | Unleaded gasoline | Unleaded gasoline |  | Steel | Steel |  | Painted or None | Steel |  | 1901-01-01 | [15 empty] | UST Currently In Use: 0; UST Temp Close: 0; AST Currently In Use: 0; AST Temp Closed: 0 | 0 | 0 | 3 | 15310-083-001262 | WATKINS OIL CO INC
34576 | Permanently Closed | 1991-03-27 | 1962-01-01 | 1991-03-27 | Petroleum | Unleaded gasoline | Unleaded gasoline |  | Steel | Steel |  | Painted or None | Steel |  | 1901-01-01 | [15 empty] | UST Currently In Use: 0; UST Temp Close: 0; AST Currently In Use: 0; AST Temp Closed: 0 | 0 | 0 | 3 | 15310-083-001262 | WATKINS OIL CO INC
34577 | Permanently Closed | 1991-03-27 | 1962-01-01 | 1991-03-27 | Petroleum | Unleaded gasoline | Unleaded gasoline |  | Steel | Steel |  | Painted or None | Steel |  | 1901-01-01 | [15 empty] | UST Currently In Use: 0; UST Temp Close: 0; AST Currently In Use: 0; AST Temp Closed: 0 | 0 | 0 | 3 | 15310-083-001262 | WATKINS OIL CO INC
34578 | Permanently Closed | 1991-10-25 | 1969-01-01 | 1991-10-25 | Petroleum | Unleaded gasoline | Unleaded gasoline |  | Steel | Steel |  | Painted or None | Steel |  | 1901-01-01 | [15 empty] | UST Currently In Use: 0; UST Temp Close: 0; AST Currently In Use: 0; AST Temp Closed: 0 | 0 | 0 | 2 | 15310-083-009318 | WATKINS OIL CO INC
34579 | Permanently Closed | 1991-10-25 | 1969-01-01 | 1991-10-25 | Petroleum | Unleaded gasoline | Unleaded gasoline |  | Steel | Steel |  | Painted or None | Steel |  | 1901-01-01 | [15 empty] | UST Currently In Use: 0; UST Temp Close: 0; AST Currently In Use: 0; AST Temp Closed: 0 | 0 | 0 | 2 | 15310-083-009318 | WATKINS OIL CO INC
34580 | Permanently Closed | 1987-10-01 | 1978-01-01 |  | Petroleum | Unleaded gasoline | Unleaded gasoline |  | Steel | Steel |  | Painted or None | Steel |  | 1901-01-01 | [15 empty] | UST Currently In Use: 0; UST Temp Close: 0; AST Currently In Use: 0; AST Temp Closed: 0 | 0 | 0 | 3 | 15310-083-009319 | WATKINS OIL CO INC
34581 | Permanently Closed | 1987-10-01 | 1970-01-01 |  | Petroleum | Unleaded gasoline | Unleaded gasoline |  | Steel | Steel |  | Painted or None | Steel |  | 1901-01-01 | [15 empty] | UST Currently In Use: 0; UST Temp Close: 0; AST Currently In Use: 0; AST Temp Closed: 0 | 0 | 0 | 3 | 15310-083-009319 | WATKINS OIL CO INC
34582 | Permanently Closed | 1901-01-01 | 1982-01-01 |  | Petroleum | Kerosene | Kerosene |  | Steel | Steel |  | Painted or None | Steel |  | 1901-01-01 | [15 empty] | UST Currently In Use: 0; UST Temp Close: 0; AST Currently In Use: 0; AST Temp Closed: 0 | 0 | 0 | 3 | 15310-083-009319 | WATKINS OIL CO INC
34583 | Permanently Closed | 1994-10-01 | 1968-01-01 | 1996-10-28 | Petroleum | Unleaded gasoline | Unleaded gasoline |  | Steel | Steel |  | Painted or None | Steel |  | 1901-01-01 | [6 empty] | Statistical Inventory Reconciliation (SIR) | [8 empty] | UST Currently In Use: 0; UST Temp Close: 0; AST Currently In Use: 0; AST Temp Closed: 0 | 0 | 0 | 2 | 15310-083-009321 | WATKINS OIL CO INC
34584 | Permanently Closed | 1994-10-01 | 1980-01-01 | 1996-10-28 | Petroleum | Unleaded gasoline | Unleaded gasoline |  | Steel | Steel |  | Painted or None | Steel |  | 1901-01-01 | [6 empty] | Statistical Inventory Reconciliation (SIR) | [8 empty] | UST Currently In Use: 0; UST Temp Close: 0; AST Currently In Use: 0; AST Temp Closed: 0 | 0 | 0 | 2 | 15310-083-009321 | WATKINS OIL CO INC
34585 | Permanently Closed | 1996-01-01 | 1978-01-01 | 1996-01-01 | Petroleum | Unleaded gasoline | Unleaded gasoline |  | Steel | Steel |  | Painted or None | Steel |  | 1901-01-01 | [12 empty] | Annual line testing | Annual line testing |  | UST Currently In Use: 0; UST Temp Close: 0; AST Currently In Use: 0; AST Temp Closed: 0 | 0 | 0 | 2 | 17966-083-009322 | DERRICK OWENS
34586 | Permanently Closed | 1996-01-01 | 1978-01-01 | 1996-01-01 | Petroleum | Unleaded gasoline | Unleaded gasoline |  | Steel | Steel |  | Painted or None | Steel |  | 1901-01-01 | [12 empty] | Annual line testing | Annual line testing |  | UST Currently In Use: 0; UST Temp Close: 0; AST Currently In Use: 0; AST Temp Closed: 0 | 0 | 0 | 2 | 17966-083-009322 | DERRICK OWENS
34590 | Currently in Use |  | 1977-01-01 |  | Petroleum | Unleaded gasoline | Unleaded gasoline | Retail | Steel | Steel | Field installed cathodic protection, Interior lined (not allowed as a standalone method of corrosion protection) |  | Fiberglass reinforced plastic |  |  |  | Catchment Basin, Single walled catchment basin | Automatic shutoff device At 95% full | Automatic shutoff device At 95% full |  |  | Statistical Inventory Reconciliation (SIR) |  | Automatic flow restrictor (MLLD) | Automatic flow restrictor (MLLD) |  |  | Statistical inventory reconciliation (SIR) | Statistical inventory reconciliation (SIR) |  | UST Currently In Use: 3; UST Temp Close: 0; AST Currently In Use: 0; AST Temp Closed: 0 | 3 | 0 | 0 | 15310-083-009325 | WATKINS OIL CO INC
34592 | Currently in Use |  | 1971-01-01 |  | Petroleum | Premium gasoline | Premium gasoline | Retail | Steel | Steel | Field installed cathodic protection, Interior lined (not allowed as a standalone method of corrosion protection) |  | Fiberglass reinforced plastic |  |  |  | Catchment Basin, Single walled catchment basin | Flow Rest 90% Full | Flow Rest 90% Full |  |  | Statistical Inventory Reconciliation (SIR) |  | Automatic flow restrictor (MLLD) | Automatic flow restrictor (MLLD) |  |  | Statistical inventory reconciliation (SIR) | Statistical inventory reconciliation (SIR) |  | UST Currently In Use: 3; UST Temp Close: 0; AST Currently In Use: 0; AST Temp Closed: 0 | 3 | 0 | 0 | 15310-083-009325 | WATKINS OIL CO INC
34593 | Permanently Closed | 1994-09-01 | 1963-01-01 | 1996-10-28 | Petroleum | Unleaded gasoline | Unleaded gasoline |  | Steel | Steel |  | Painted or None | Steel |  | 1901-01-01 | [6 empty] | Statistical Inventory Reconciliation (SIR) | [5 empty] | Annual line testing | Annual line testing |  | UST Currently In Use: 0; UST Temp Close: 0; AST Currently In Use: 0; AST Temp Closed: 0 | 0 | 0 | 3 | 15310-083-009326 | WATKINS OIL CO INC
34594 | Permanently Closed | 1994-09-01 | 1971-01-01 | 1996-10-28 | Petroleum | Unleaded gasoline | Unleaded gasoline |  | Steel | Steel |  | Painted or None | Steel |  | 1901-01-01 | [6 empty] | Statistical Inventory Reconciliation (SIR) | [5 empty] | Annual line testing | Annual line testing |  | UST Currently In Use: 0; UST Temp Close: 0; AST Currently In Use: 0; AST Temp Closed: 0 | 0 | 0 | 3 | 15310-083-009326 | WATKINS OIL CO INC
34595 | Permanently Closed | 1994-09-01 | 1982-01-01 | 1996-10-28 | Petroleum | Unleaded gasoline | Unleaded gasoline |  | Steel | Steel |  | Painted or None | Steel |  | 1901-01-01 | [6 empty] | Statistical Inventory Reconciliation (SIR) | [5 empty] | Annual line testing | Annual line testing |  | UST Currently In Use: 0; UST Temp Close: 0; AST Currently In Use: 0; AST Temp Closed: 0 | 0 | 0 | 3 | 15310-083-009326 | WATKINS OIL CO INC
34596 | Permanently Closed | 1995-01-01 | 1977-01-01 | 2000-12-01 | Petroleum | Unleaded gasoline | Unleaded gasoline |  | Steel | Steel |  | Painted or None | Steel |  | 1901-01-01 | [15 empty] | UST Currently In Use: 0; UST Temp Close: 0; AST Currently In Use: 0; AST Temp Closed: 0 | 0 | 0 | 4 | 17620-083-009327 | WALLACE E & KAREN WHITE
34597 | Permanently Closed | 1995-01-01 | 1977-01-01 | 2000-12-01 | Petroleum | Unleaded gasoline | Unleaded gasoline |  | Steel | Steel |  | Painted or None | Steel |  | 1901-01-01 | [15 empty] | UST Currently In Use: 0; UST Temp Close: 0; AST Currently In Use: 0; AST Temp Closed: 0 | 0 | 0 | 4 | 17620-083-009327 | WALLACE E & KAREN WHITE
34598 | Permanently Closed | 1995-01-01 | 1977-01-01 | 2000-12-01 | Petroleum | Unleaded gasoline | Unleaded gasoline |  | Steel | Steel |  | Painted or None | Steel |  | 1901-01-01 | [15 empty] | UST Currently In Use: 0; UST Temp Close: 0; AST Currently In Use: 0; AST Temp Closed: 0 | 0 | 0 | 4 | 17620-083-009327 | WALLACE E & KAREN WHITE
34599 | Permanently Closed | 1995-01-01 | 1979-01-01 | 2000-12-01 | Petroleum | Kerosene | Kerosene |  | Steel | Steel |  | Painted or None | Steel |  | 1901-01-01 | [15 empty] | UST Currently In Use: 0; UST Temp Close: 0; AST Currently In Use: 0; AST Temp Closed: 0 | 0 | 0 | 4 | 17620-083-009327 | WALLACE E & KAREN WHITE
34600 | Permanently Closed | 1992-07-01 | 1982-01-01 | 1993-08-10 | Petroleum | Other, GAS | Other |  | Steel | Steel |  | Painted or None | Steel |  | 1901-01-01 | [15 empty] | UST Currently In Use: 0; UST Temp Close: 0; AST Currently In Use: 0; AST Temp Closed: 0 | 0 | 0 | 2 | 15310-083-009328 | WATKINS OIL CO INC
34601 | Permanently Closed | 1992-07-01 | 1982-01-01 | 1993-08-10 | Petroleum | Other, GAS | Other |  | Steel | Steel |  | Painted or None | Steel |  | 1901-01-01 | [15 empty] | UST Currently In Use: 0; UST Temp Close: 0; AST Currently In Use: 0; AST Temp Closed: 0 | 0 | 0 | 2 | 15310-083-009328 | WATKINS OIL CO INC
34602 | Permanently Closed | 1989-08-02 | 1976-01-01 | 1989-08-02 | Petroleum | Unleaded gasoline | Unleaded gasoline |  | Steel | Steel |  | Painted or None | Steel |  | 1901-01-01 | [15 empty] | UST Currently In Use: 0; UST Temp Close: 0; AST Currently In Use: 0; AST Temp Closed: 0 | 0 | 0 | 5 | 15310-083-009331 | WATKINS OIL CO INC
34603 | Permanently Closed | 1989-08-02 | 1976-01-01 | 1989-08-02 | Petroleum | Unleaded gasoline | Unleaded gasoline |  | Steel | Steel |  | Painted or None | Steel |  | 1901-01-01 | [15 empty] | UST Currently In Use: 0; UST Temp Close: 0; AST Currently In Use: 0; AST Temp Closed: 0 | 0 | 0 | 5 | 15310-083-009331 | WATKINS OIL CO INC
34604 | Permanently Closed | 1989-08-02 | 1985-01-01 | 1989-08-02 | Petroleum | On road diesel | On road diesel |  | Steel | Steel |  | Painted or None | Steel |  | 1901-01-01 | [15 empty] | UST Currently In Use: 0; UST Temp Close: 0; AST Currently In Use: 0; AST Temp Closed: 0 | 0 | 0 | 5 | 15310-083-009331 | WATKINS OIL CO INC
34605 | Permanently Closed | 1989-08-02 | 1981-01-01 | 1989-08-02 | Petroleum | Kerosene | Kerosene |  | Steel | Steel | Coated & cathodic protection (sti-P3) |  | Steel |  | 1901-01-01 | [15 empty] | UST Currently In Use: 0; UST Temp Close: 0; AST Currently In Use: 0; AST Temp Closed: 0 | 0 | 0 | 5 | 15310-083-009331 | WATKINS OIL CO INC
34606 | Permanently Closed | 1989-08-02 | 1985-01-01 | 1989-08-02 | Petroleum | Unleaded gasoline | Unleaded gasoline |  | Steel | Steel | Coated & cathodic protection (sti-P3) |  |  |  | 1901-01-01 | Field installed cathodic protection | [14 empty] | UST Currently In Use: 0; UST Temp Close: 0; AST Currently In Use: 0; AST Temp Closed: 0 | 0 | 0 | 5 | 15310-083-009331 | WATKINS OIL CO INC
34607 | Permanently Closed | 1998-12-21 | 1975-01-01 | 1999-06-03 | Petroleum | Unleaded gasoline | Unleaded gasoline |  | Steel | Steel |  | Painted or None | Steel |  | 1901-01-01 | [6 empty] | Statistical Inventory Reconciliation (SIR) | [8 empty] | UST Currently In Use: 0; UST Temp Close: 0; AST Currently In Use: 0; AST Temp Closed: 0 | 0 | 0 | 4 | 15310-083-009336 | WATKINS OIL CO INC
34609 | Permanently Closed | 1998-12-21 | 1978-01-01 | 1999-06-03 | Petroleum | Unleaded gasoline | Unleaded gasoline |  | Steel | Steel |  | Painted or None | Steel |  | 1901-01-01 | [6 empty] | Statistical Inventory Reconciliation (SIR) | [8 empty] | UST Currently In Use: 0; UST Temp Close: 0; AST Currently In Use: 0; AST Temp Closed: 0 | 0 | 0 | 4 | 15310-083-009336 | WATKINS OIL CO INC
34610 | Permanently Closed | 1994-10-01 | 1982-01-01 | 1996-10-30 | Petroleum | Unleaded gasoline | Unleaded gasoline |  | Steel | Steel |  | Painted or None | Steel |  | 1901-01-01 | [15 empty] | UST Currently In Use: 0; UST Temp Close: 0; AST Currently In Use: 0; AST Temp Closed: 0 | 0 | 0 | 4 | 15310-083-009336 | WATKINS OIL CO INC
34611 |  | 2002-04-05 | 1978-01-01 | 2009-07-10 | Petroleum | Unleaded gasoline | Unleaded gasoline |  | Steel | Steel |  | Painted or None | Steel |  | 1901-01-01 | [15 empty] | UST Currently In Use: 0; UST Temp Close: 0; AST Currently In Use: 0; AST Temp Closed: 0 | 0 | 0 | 0 | 19673-083-009337 | CLEABRON PULLUM
34612 |  | 2002-04-05 | 1968-01-01 | 2009-07-10 | Petroleum | Unleaded gasoline | Unleaded gasoline |  | Steel | Steel |  | Painted or None | Steel |  | 1901-01-01 | [15 empty] | UST Currently In Use: 0; UST Temp Close: 0; AST Currently In Use: 0; AST Temp Closed: 0 | 0 | 0 | 0 | 19673-083-009337 | CLEABRON PULLUM
34613 |  | 2002-04-05 | 1978-01-01 | 2009-07-10 | Petroleum | Unleaded gasoline | Unleaded gasoline |  | Steel | Steel |  | Painted or None | Steel |  | 1901-01-01 | [15 empty] | UST Currently In Use: 0; UST Temp Close: 0; AST Currently In Use: 0; AST Temp Closed: 0 | 0 | 0 | 0 | 19673-083-009337 | CLEABRON PULLUM
34614 | Permanently Closed | 1995-06-01 | 1966-01-01 | 1995-06-07 | Petroleum | Unleaded gasoline | Unleaded gasoline |  | Steel | Steel |  | Painted or None | Steel |  | 1901-01-01 | [6 empty] | Statistical Inventory Reconciliation (SIR) | [8 empty] | UST Currently In Use: 0; UST Temp Close: 0; AST Currently In Use: 0; AST Temp Closed: 0 | 0 | 0 | 3 | 15310-083-009338 | WATKINS OIL CO INC
34615 | Permanently Closed | 1995-06-01 | 1982-01-01 | 1995-06-07 | Petroleum | Unleaded gasoline | Unleaded gasoline |  | Steel | Steel | Coated & cathodic protection (sti-P3) |  | Steel |  | 1901-01-01 | [6 empty] | Statistical Inventory Reconciliation (SIR) | [8 empty] | UST Currently In Use: 0; UST Temp Close: 0; AST Currently In Use: 0; AST Temp Closed: 0 | 0 | 0 | 3 | 15310-083-009338 | WATKINS OIL CO INC
34616 | Permanently Closed | 1995-06-01 | 1981-01-01 | 1995-06-07 | Petroleum | Unleaded gasoline | Unleaded gasoline |  | Steel | Steel |  | Painted or None | Steel |  | 1901-01-01 | [6 empty] | Statistical Inventory Reconciliation (SIR) | [8 empty] | UST Currently In Use: 0; UST Temp Close: 0; AST Currently In Use: 0; AST Temp Closed: 0 | 0 | 0 | 3 | 15310-083-009338 | WATKINS OIL CO INC
34618 | Permanently Closed | 1901-01-01 | 1979-01-01 | 1988-12-15 | Petroleum | Unleaded gasoline | Unleaded gasoline |  | Steel | Steel |  | Painted or None | Steel |  | 1901-01-01 | [15 empty] | UST Currently In Use: 0; UST Temp Close: 0; AST Currently In Use: 0; AST Temp Closed: 0 | 0 | 0 | 2 | 15310-083-009744 | WATKINS OIL CO INC
34619 | Permanently Closed | 1901-01-01 | 1979-01-01 | 1988-12-15 | Petroleum | Unleaded gasoline | Unleaded gasoline |  | Steel | Steel |  | Painted or None | Steel |  | 1901-01-01 | [15 empty] | UST Currently In Use: 0; UST Temp Close: 0; AST Currently In Use: 0; AST Temp Closed: 0 | 0 | 0 | 2 | 15310-083-009744 | WATKINS OIL CO INC
34620 | Permanently Closed | 1986-05-01 | 1960-01-01 | 2011-11-11 | Petroleum | Other, OTHER | Other |  | Steel | Steel |  | Painted or None | Steel |  | 1901-01-01 | [15 empty] | UST Currently In Use: 0; UST Temp Close: 0; AST Currently In Use: 0; AST Temp Closed: 0 | 0 | 0 | 4 | 15310-083-009750 | WATKINS OIL CO INC
34621 | Permanently Closed | 1986-05-01 | 1960-01-01 | 2011-11-11 | Petroleum | Unleaded gasoline | Unleaded gasoline |  | Steel | Steel |  | Painted or None | Steel |  | 1901-01-01 | [15 empty] | UST Currently In Use: 0; UST Temp Close: 0; AST Currently In Use: 0; AST Temp Closed: 0 | 0 | 0 | 4 | 15310-083-009750 | WATKINS OIL CO INC
34622 | Permanently Closed | 1986-05-01 | 1971-01-01 | 2011-11-11 | Petroleum | Unleaded gasoline | Unleaded gasoline |  | Steel | Steel |  | Painted or None | Steel |  | 1901-01-01 | [15 empty] | UST Currently In Use: 0; UST Temp Close: 0; AST Currently In Use: 0; AST Temp Closed: 0 | 0 | 0 | 4 | 15310-083-009750 | WATKINS OIL CO INC
34623 | Permanently Closed | 1986-05-01 | 1979-01-01 | 1986-05-01 | Petroleum | Kerosene | Kerosene |  | Steel | Steel |  | Painted or None | Steel |  | 1901-01-01 | [15 empty] | UST Currently In Use: 0; UST Temp Close: 0; AST Currently In Use: 0; AST Temp Closed: 0 | 0 | 0 | 4 | 15310-083-009750 | WATKINS OIL CO INC
34627 | Currently in Use |  | 1977-01-01 |  | Petroleum | Unleaded gasoline | Unleaded gasoline | Farm/Residential tank Less Than 1100 gal (Not Regulated) | Steel | Steel | Field installed cathodic protection |  | Steel |  |  | Field installed cathodic protection | Catchment Basin, Single walled catchment basin | Automatic shutoff device At 95% full | Automatic shutoff device At 95% full |  |  | Statistical Inventory Reconciliation (SIR) |  | Automatic flow restrictor (MLLD) | Automatic flow restrictor (MLLD) |  |  | Statistical inventory reconciliation (SIR) | Statistical inventory reconciliation (SIR) |  | UST Currently In Use: 2; UST Temp Close: 0; AST Currently In Use: 0; AST Temp Closed: 0 | 2 | 0 | 0 | 15310-083-009758 | WATKINS OIL CO INC
34628 | Currently in Use |  | 1977-01-01 |  | Petroleum | On road diesel | On road diesel | Farm/Residential tank Less Than 1100 gal (Not Regulated) | Steel | Steel | Field installed cathodic protection |  | Steel |  |  | Field installed cathodic protection | Catchment Basin, Single walled catchment basin | Automatic shutoff device At 95% full | Automatic shutoff device At 95% full |  |  | Statistical Inventory Reconciliation (SIR) | Direct Bury submersible pump | Automatic flow restrictor (MLLD) | Automatic flow restrictor (MLLD) |  |  | Statistical inventory reconciliation (SIR) | Statistical inventory reconciliation (SIR) |  | UST Currently In Use: 2; UST Temp Close: 0; AST Currently In Use: 0; AST Temp Closed: 0 | 2 | 0 | 0 | 15310-083-009758 | WATKINS OIL CO INC
34630 | Permanently Closed | 1987-12-01 | 1978-01-01 | 1987-12-01 | Petroleum | Unleaded gasoline | Unleaded gasoline |  | Steel | Steel |  | Painted or None | Steel |  | 1901-01-01 | [15 empty] | UST Currently In Use: 0; UST Temp Close: 0; AST Currently In Use: 0; AST Temp Closed: 0 | 0 | 0 | 4 | 15310-083-011893 | WATKINS OIL CO INC
34631 | Permanently Closed | 1987-12-01 | 1978-01-01 | 1987-12-01 | Petroleum | Unleaded gasoline | Unleaded gasoline |  | Steel | Steel |  | Painted or None | Steel |  | 1901-01-01 | [15 empty] | UST Currently In Use: 0; UST Temp Close: 0; AST Currently In Use: 0; AST Temp Closed: 0 | 0 | 0 | 4 | 15310-083-011893 | WATKINS OIL CO INC
34632 | Permanently Closed | 1987-12-01 | 1978-01-01 | 1987-12-01 | Petroleum | Unleaded gasoline | Unleaded gasoline |  | Steel | Steel |  | Painted or None | Steel |  | 1901-01-01 | [15 empty] | UST Currently In Use: 0; UST Temp Close: 0; AST Currently In Use: 0; AST Temp Closed: 0 | 0 | 0 | 4 | 15310-083-011893 | WATKINS OIL CO INC
34633 | Permanently Closed | 1987-12-01 | 1980-01-01 | 1987-12-01 | Petroleum | Kerosene | Kerosene |  | Steel | Steel |  | Painted or None | Steel |  | 1901-01-01 | [15 empty] | UST Currently In Use: 0; UST Temp Close: 0; AST Currently In Use: 0; AST Temp Closed: 0 | 0 | 0 | 4 | 15310-083-011893 | WATKINS OIL CO INC
34634 | Permanently Closed | 1992-09-22 | 1980-01-01 | 1992-09-22 | Petroleum | On road diesel | On road diesel |  | Steel | Steel |  | Painted or None | Steel |  | 1901-01-01 | [15 empty] | UST Currently In Use: 0; UST Temp Close: 0; AST Currently In Use: 0; AST Temp Closed: 0 | 0 | 0 | 1 | 15310-083-012232 | WATKINS OIL CO INC
34635 | Permanently Closed | 2004-07-20 | 1987-01-01 | 2004-07-20 | Petroleum | Unleaded gasoline | Unleaded gasoline | Retail | Steel | Steel | Coated & cathodic protection (sti-P3) |  | Fiberglass reinforced plastic |  | 1901-01-01 |  | Catchment Basin, Single walled catchment basin | Flow Rest 90% Full | Flow Rest 90% Full |  |  | Statistical Inventory Reconciliation (SIR) | [5 empty] | Annual line testing, Statistical inventory reconciliation (SIR) | Statistical inventory reconciliation (SIR) |  | UST Currently In Use: 2; UST Temp Close: 0; AST Currently In Use: 0; AST Temp Closed: 0 | 2 | 0 | 2 | 25887-083-012806 | PINJAI B PATEL
34636 | Permanently Closed | 2004-07-30 | 1987-01-01 | 2004-07-30 | Petroleum | Mid-grade gasoline | Mid-grade gasoline | Retail | Steel | Steel | Coated & cathodic protection (sti-P3) |  | Fiberglass reinforced plastic |  | 1901-01-01 |  | Catchment Basin, Single walled catchment basin | Flow Rest 90% Full | Flow Rest 90% Full |  |  | Statistical Inventory Reconciliation (SIR) | [8 empty] | UST Currently In Use: 2; UST Temp Close: 0; AST Currently In Use: 0; AST Temp Closed: 0 | 2 | 0 | 2 | 25887-083-012806 | PINJAI B PATEL
34637 | Permanently Closed | 2020-04-22 | 1985-01-01 | 2020-04-22 | Petroleum | Unleaded gasoline | Unleaded gasoline | Retail | Single Wall, Steel | Steel | Field installed cathodic protection |  | Double Wall, Fiberglass reinforced plastic |  |  |  | Catchment Basin, Single walled catchment basin | Flow Rest 90% Full | Flow Rest 90% Full |  |  | Continuous Automatic Tank Gauge, Statistical Inventory Reconciliation (SIR) |  | Automatic flow restrictor (MLLD) | Automatic flow restrictor (MLLD) |  |  | Annual line testing, Statistical inventory reconciliation (SIR) | Statistical inventory reconciliation (SIR) |  | UST Currently In Use: 0; UST Temp Close: 0; AST Currently In Use: 0; AST Temp Closed: 0 | 0 | 0 | 6 | 17394-083-014457 | MARK CARTER
34638 | Permanently Closed | 2019-10-01 | 1985-01-01 | 2020-04-22 | Petroleum | Mid-grade gasoline | Mid-grade gasoline | Retail | Single Wall, Steel | Steel | Field installed cathodic protection |  | Double Wall, Fiberglass reinforced plastic |  |  |  | Catchment Basin, Single walled catchment basin | Flow Rest 90% Full | Flow Rest 90% Full |  |  | Continuous Automatic Tank Gauge, Statistical Inventory Reconciliation (SIR) |  | Automatic flow restrictor (MLLD) | Automatic flow restrictor (MLLD) |  |  | Annual line testing, Statistical inventory reconciliation (SIR) | Statistical inventory reconciliation (SIR) |  | UST Currently In Use: 0; UST Temp Close: 0; AST Currently In Use: 0; AST Temp Closed: 0 | 0 | 0 | 6 | 17394-083-014457 | MARK CARTER
34639 | Permanently Closed | 2019-09-01 | 1985-01-01 | 2020-04-22 | Petroleum | Premium gasoline | Premium gasoline | Retail | Single Wall, Steel | Steel | Field installed cathodic protection |  | Double Wall, Fiberglass reinforced plastic |  |  |  | Catchment Basin, Single walled catchment basin | Flow Rest 90% Full | Flow Rest 90% Full |  |  | Continuous Automatic Tank Gauge, Statistical Inventory Reconciliation (SIR) |  | Automatic flow restrictor (MLLD) | Automatic flow restrictor (MLLD) |  |  | Annual line testing | Annual line testing |  | UST Currently In Use: 0; UST Temp Close: 0; AST Currently In Use: 0; AST Temp Closed: 0 | 0 | 0 | 6 | 17394-083-014457 | MARK CARTER
34640 | Permanently Closed | 1991-03-25 | 1985-01-01 | 1991-03-25 | Petroleum | Kerosene | Kerosene |  | Steel | Steel |  | Painted or None | Steel |  | 1901-01-01 | [15 empty] | UST Currently In Use: 0; UST Temp Close: 0; AST Currently In Use: 0; AST Temp Closed: 0 | 0 | 0 | 6 | 17394-083-014457 | MARK CARTER
34641 | Currently in Use |  | 1987-01-01 |  | Petroleum | Unleaded gasoline | Unleaded gasoline | Retail | Steel | Steel | Coated & cathodic protection (sti-P3), Field installed cathodic protection |  | Fiberglass reinforced plastic |  |  |  | Catchment Basin, Single walled catchment basin | Automatic shutoff device At 95% full | Automatic shutoff device At 95% full |  |  | Statistical Inventory Reconciliation (SIR) | [8 empty] | UST Currently In Use: 2; UST Temp Close: 0; AST Currently In Use: 0; AST Temp Closed: 0 | 2 | 0 | 2 | 22504-083-014463 | BRAD HOBBS
34642 | Currently in Use |  | 1987-01-01 |  | Petroleum | On road diesel | On road diesel | Retail | Steel | Steel | Coated & cathodic protection (sti-P3), Field installed cathodic protection |  | Fiberglass reinforced plastic |  |  |  | Catchment Basin, Single walled catchment basin | Automatic shutoff device At 95% full | Automatic shutoff device At 95% full |  |  | Statistical Inventory Reconciliation (SIR) | [8 empty] | UST Currently In Use: 2; UST Temp Close: 0; AST Currently In Use: 0; AST Temp Closed: 0 | 2 | 0 | 2 | 22504-083-014463 | BRAD HOBBS
34643 | Permanently Closed | 2003-05-07 | 1987-01-01 | 2003-05-07 | Petroleum | Mid-grade gasoline | Mid-grade gasoline | Retail | Steel | Steel | Coated & cathodic protection (sti-P3) |  | Fiberglass reinforced plastic |  | 1901-01-01 | Other, FLXS ISOLA | Catchment Basin, Single walled catchment basin | Automatic shutoff device At 95% full | Automatic shutoff device At 95% full |  |  | Statistical Inventory Reconciliation (SIR) | [8 empty] | UST Currently In Use: 2; UST Temp Close: 0; AST Currently In Use: 0; AST Temp Closed: 0 | 2 | 0 | 2 | 22504-083-014463 | BRAD HOBBS
34644 | Permanently Closed | 2003-05-07 | 1987-01-01 | 2003-05-07 | Petroleum | On road diesel | On road diesel | Retail | Steel | Steel | Coated & cathodic protection (sti-P3) |  | Fiberglass reinforced plastic |  | 1901-01-01 | Other, FLXS ISOLA | Catchment Basin, Single walled catchment basin | Automatic shutoff device At 95% full | Automatic shutoff device At 95% full |  |  | Statistical Inventory Reconciliation (SIR) | [8 empty] | UST Currently In Use: 2; UST Temp Close: 0; AST Currently In Use: 0; AST Temp Closed: 0 | 2 | 0 | 2 | 22504-083-014463 | BRAD HOBBS
34645 | Permanently Closed | 1990-11-09 | 1973-01-01 | 1990-11-09 | Petroleum | Unleaded gasoline | Unleaded gasoline |  | Steel | Steel |  | Painted or None | Steel |  | 1901-01-01 | [15 empty] | UST Currently In Use: 0; UST Temp Close: 0; AST Currently In Use: 0; AST Temp Closed: 0 | 0 | 0 | 1 | 15310-089-004574 | WATKINS OIL CO INC
34646 | Permanently Closed | 1993-03-25 | 1964-01-01 | 1993-03-25 | Petroleum | Unleaded gasoline | Unleaded gasoline |  | Steel | Steel |  | Painted or None | Steel |  | 1901-01-01 | [15 empty] | UST Currently In Use: 3; UST Temp Close: 0; AST Currently In Use: 1; AST Temp Closed: 0 | 3 | 0 | 2 | 23574-089-009329 | JTC LLC
34647 | Permanently Closed | 1991-05-01 | 1964-01-01 | 1993-03-25 | Petroleum | Unleaded gasoline | Unleaded gasoline |  | Steel | Steel |  | Painted or None | Steel |  | 1901-01-01 | [15 empty] | UST Currently In Use: 3; UST Temp Close: 0; AST Currently In Use: 1; AST Temp Closed: 0 | 3 | 0 | 2 | 23574-089-009329 | JTC LLC
34648 | Permanently Closed | 1995-06-06 | 1965-01-01 | 1995-06-06 | Petroleum | Unleaded gasoline | Unleaded gasoline |  | Steel | Steel |  | Painted or None | Steel |  | 1901-01-01 | [12 empty] | Annual line testing | Annual line testing |  | UST Currently In Use: 0; UST Temp Close: 0; AST Currently In Use: 0; AST Temp Closed: 0 | 0 | 0 | 2 | 15310-089-009332 | WATKINS OIL CO INC
34649 | Permanently Closed | 1995-06-06 | 1965-01-01 | 1995-06-06 | Petroleum | Unleaded gasoline | Unleaded gasoline |  | Steel | Steel |  | Painted or None | Steel |  | 1901-01-01 | [12 empty] | Annual line testing | Annual line testing |  | UST Currently In Use: 0; UST Temp Close: 0; AST Currently In Use: 0; AST Temp Closed: 0 | 0 | 0 | 2 | 15310-089-009332 | WATKINS OIL CO INC
34650 | Permanently Closed | 1997-02-01 | 1979-01-01 | 1997-02-21 | Petroleum | Unleaded gasoline | Unleaded gasoline |  | Steel | Steel |  | Painted or None | Steel |  | 1901-01-01 | [6 empty] | Statistical Inventory Reconciliation (SIR) | [5 empty] | Annual line testing | Annual line testing |  | UST Currently In Use: 0; UST Temp Close: 0; AST Currently In Use: 0; AST Temp Closed: 0 | 0 | 0 | 4 | 15310-089-009343 | WATKINS OIL CO INC
34651 | Permanently Closed | 1997-02-01 | 1979-01-01 | 1997-02-21 | Petroleum | Unleaded gasoline | Unleaded gasoline |  | Steel | Steel |  | Painted or None | Steel |  | 1901-01-01 | [6 empty] | Statistical Inventory Reconciliation (SIR) | [5 empty] | Annual line testing | Annual line testing |  | UST Currently In Use: 0; UST Temp Close: 0; AST Currently In Use: 0; AST Temp Closed: 0 | 0 | 0 | 4 | 15310-089-009343 | WATKINS OIL CO INC
34652 | Permanently Closed | 1997-02-01 | 1981-01-01 | 1997-02-21 | Petroleum | Unleaded gasoline | Unleaded gasoline |  | Steel | Steel |  | Painted or None | Steel |  | 1901-01-01 | [6 empty] | Statistical Inventory Reconciliation (SIR) | [5 empty] | Annual line testing | Annual line testing |  | UST Currently In Use: 0; UST Temp Close: 0; AST Currently In Use: 0; AST Temp Closed: 0 | 0 | 0 | 4 | 15310-089-009343 | WATKINS OIL CO INC
34653 | Permanently Closed | 1992-09-18 | 1968-01-01 | 1992-09-18 | Petroleum | Unleaded gasoline | Unleaded gasoline |  | Steel | Steel |  | Painted or None | Steel |  | 1901-01-01 | [15 empty] | UST Currently In Use: 0; UST Temp Close: 0; AST Currently In Use: 0; AST Temp Closed: 0 | 0 | 0 | 2 | 15310-089-009745 | WATKINS OIL CO INC
34654 | Permanently Closed | 1992-09-18 | 1968-01-01 | 1992-09-18 | Petroleum | Unleaded gasoline | Unleaded gasoline |  | Steel | Steel |  | Painted or None | Steel |  | 1901-01-01 | [15 empty] | UST Currently In Use: 0; UST Temp Close: 0; AST Currently In Use: 0; AST Temp Closed: 0 | 0 | 0 | 2 | 15310-089-009745 | WATKINS OIL CO INC
34655 | Temporary Closed | 2017-09-13 | 1974-01-01 |  | Petroleum | Unleaded gasoline | Unleaded gasoline | Retail | Single Wall, Steel | Steel | Field installed cathodic protection |  | Single Wall, Steel |  |  | Field installed cathodic protection | Catchment Basin, Single walled catchment basin | Automatic shutoff device At 95% full | Automatic shutoff device At 95% full |  |  | Statistical Inventory Reconciliation (SIR) | [8 empty] | UST Currently In Use: 0; UST Temp Close: 2; AST Currently In Use: 0; AST Temp Closed: 0 | 0 | 2 | 0 | 22790-089-009751 | BATES GROCERY
34656 | Temporary Closed | 2017-09-13 | 1974-01-01 |  | Petroleum | Unleaded gasoline | Unleaded gasoline | Retail | Single Wall, Steel | Steel | Field installed cathodic protection |  | Single Wall, Steel |  |  | Field installed cathodic protection | Catchment Basin, Single walled catchment basin | Automatic shutoff device At 95% full | Automatic shutoff device At 95% full |  |  | Statistical Inventory Reconciliation (SIR) | [8 empty] | UST Currently In Use: 0; UST Temp Close: 2; AST Currently In Use: 0; AST Temp Closed: 0 | 0 | 2 | 0 | 22790-089-009751 | BATES GROCERY
34657 | Currently in Use |  | 1989-08-10 |  | Petroleum | On road diesel | On road diesel | Retail | Single Wall, Steel | Steel | Coated & cathodic protection (sti-P3) |  | Fiberglass reinforced plastic, Single Wall |  |  |  | Catchment Basin, Single walled catchment basin | Automatic shutoff device At 95% full, Flow Rest 90% Full | Flow Rest 90% Full |  |  | Continuous Automatic Tank Gauge | [8 empty] | UST Currently In Use: 4; UST Temp Close: 0; AST Currently In Use: 0; AST Temp Closed: 0 | 4 | 0 | 0 | 25272-089-014459 | JAYANTILAL V PATEL
34658 | Currently in Use |  | 1989-08-10 |  | Petroleum | Premium gasoline | Premium gasoline | Retail | Single Wall, Steel | Steel | Coated & cathodic protection (sti-P3) |  | Fiberglass reinforced plastic, Single Wall |  |  |  | Catchment Basin, Single walled catchment basin | Automatic shutoff device At 95% full, Flow Rest 90% Full | Flow Rest 90% Full |  |  | Continuous Automatic Tank Gauge | [8 empty] | UST Currently In Use: 4; UST Temp Close: 0; AST Currently In Use: 0; AST Temp Closed: 0 | 4 | 0 | 0 | 25272-089-014459 | JAYANTILAL V PATEL
34659 | Currently in Use |  | 1989-08-10 |  | Petroleum | On road diesel | On road diesel | Retail | Single Wall, Steel | Steel | Coated & cathodic protection (sti-P3) |  | Fiberglass reinforced plastic, Single Wall |  |  |  | Catchment Basin, Single walled catchment basin | Automatic shutoff device At 95% full, Flow Rest 90% Full | Flow Rest 90% Full |  |  | Continuous Automatic Tank Gauge | [8 empty] | UST Currently In Use: 4; UST Temp Close: 0; AST Currently In Use: 0; AST Temp Closed: 0 | 4 | 0 | 0 | 25272-089-014459 | JAYANTILAL V PATEL
34660 | Currently in Use |  | 1990-01-01 |  | Petroleum | Unleaded gasoline | Unleaded gasoline | Retail | Steel | Steel | Coated & cathodic protection (sti-P3), STP 3 |  | Fiberglass reinforced plastic |  | 1901-01-01 |  | Catchment Basin, Single walled catchment basin | Automatic shutoff device At 95% full, Flow Rest 90% Full | Flow Rest 90% Full |  |  | Statistical Inventory Reconciliation (SIR) | [8 empty] | UST Currently In Use: 4; UST Temp Close: 0; AST Currently In Use: 0; AST Temp Closed: 0 | 4 | 0 | 0 | 23039-089-014895 | FOUR STAR STORES INC.
34661 | Currently in Use |  | 1990-01-01 |  | Petroleum | Unleaded gasoline | Unleaded gasoline | Retail | Steel | Steel | Coated & cathodic protection (sti-P3), STP 3 |  | Fiberglass reinforced plastic |  | 1901-01-01 |  | Catchment Basin, Single walled catchment basin | Flow Rest 90% Full | Flow Rest 90% Full |  |  | Statistical Inventory Reconciliation (SIR) | [8 empty] | UST Currently In Use: 4; UST Temp Close: 0; AST Currently In Use: 0; AST Temp Closed: 0 | 4 | 0 | 0 | 23039-089-014895 | FOUR STAR STORES INC.
34662 | Currently in Use |  | 1990-01-01 |  | Petroleum | Mid-grade gasoline | Mid-grade gasoline | Retail | Steel | Steel | Coated & cathodic protection (sti-P3), STP 3 |  | Fiberglass reinforced plastic |  | 1901-01-01 |  | Catchment Basin, Single walled catchment basin | Flow Rest 90% Full | Flow Rest 90% Full |  |  | Statistical Inventory Reconciliation (SIR) | [8 empty] | UST Currently In Use: 4; UST Temp Close: 0; AST Currently In Use: 0; AST Temp Closed: 0 | 4 | 0 | 0 | 23039-089-014895 | FOUR STAR STORES INC.
34663 | Currently in Use |  | 1990-01-01 |  | Petroleum | On road diesel | On road diesel | Retail | Steel | Steel | Coated & cathodic protection (sti-P3), STP 3 |  | Fiberglass reinforced plastic |  | 1901-01-01 |  | Catchment Basin, Single walled catchment basin | Flow Rest 90% Full | Flow Rest 90% Full |  |  | Statistical Inventory Reconciliation (SIR) | [8 empty] | UST Currently In Use: 4; UST Temp Close: 0; AST Currently In Use: 0; AST Temp Closed: 0 | 4 | 0 | 0 | 23039-089-014895 | FOUR STAR STORES INC.
34664 | Permanently Closed | 1995-06-07 | 1970-01-01 | 1995-06-07 | Petroleum | Unleaded gasoline | Unleaded gasoline |  | Steel | Steel |  | Painted or None | Steel |  | 1901-01-01 | [6 empty] | Statistical Inventory Reconciliation (SIR) | [8 empty] | UST Currently In Use: 0; UST Temp Close: 0; AST Currently In Use: 0; AST Temp Closed: 0 | 0 | 0 | 3 | 15310-103-004843 | WATKINS OIL CO INC
34665 | Permanently Closed | 1995-06-07 | 1964-01-01 | 1995-06-07 | Petroleum | Unleaded gasoline | Unleaded gasoline |  | Steel | Steel |  | Painted or None | Steel |  | 1901-01-01 | [6 empty] | Statistical Inventory Reconciliation (SIR) | [8 empty] | UST Currently In Use: 0; UST Temp Close: 0; AST Currently In Use: 0; AST Temp Closed: 0 | 0 | 0 | 3 | 15310-103-004843 | WATKINS OIL CO INC
34666 | Permanently Closed | 1995-06-07 | 1964-01-01 | 1995-06-07 | Petroleum | Unleaded gasoline | Unleaded gasoline |  | Steel | Steel |  | Painted or None | Steel |  | 1901-01-01 | [6 empty] | Statistical Inventory Reconciliation (SIR) | [8 empty] | UST Currently In Use: 0; UST Temp Close: 0; AST Currently In Use: 0; AST Temp Closed: 0 | 0 | 0 | 3 | 15310-103-004843 | WATKINS OIL CO INC
34668 | Permanently Closed | 1991-02-25 | 1901-01-01 | 1991-02-25 | Petroleum | Unleaded gasoline | Unleaded gasoline |  | Steel | Steel |  |  | Steel, CAST IRON |  | 1901-01-01 | [15 empty] | UST Currently In Use: 0; UST Temp Close: 0; AST Currently In Use: 0; AST Temp Closed: 0 | 0 | 0 | 1 | 15315-073-004360 | WATTERS DISTRIBUTING CO INC
34669 | Temporary Closed | 2021-07-27 | 1985-04-01 |  | Petroleum | Unleaded gasoline | Unleaded gasoline | Retail | Single Wall, Steel | Steel | Field installed cathodic protection |  | Single Wall, Steel |  |  | Field installed cathodic protection | Catchment Basin, Single walled catchment basin | Automatic shutoff device At 95% full | Automatic shutoff device At 95% full |  |  | Statistical Inventory Reconciliation (SIR) | [8 empty] | UST Currently In Use: 0; UST Temp Close: 2; AST Currently In Use: 0; AST Temp Closed: 0 | 0 | 2 | 0 | 13284-009-011685 | H.L. MARTIN DISTRIBUTING CO.
34670 | Temporary Closed | 2021-07-27 | 1985-04-01 |  | Petroleum | On road diesel | On road diesel | Retail | Single Wall, Steel | Steel | Field installed cathodic protection |  | Fiberglass reinforced plastic, Single Wall |  |  |  | Catchment Basin, Single walled catchment basin | Automatic shutoff device At 95% full | Automatic shutoff device At 95% full |  |  | Statistical Inventory Reconciliation (SIR) | [8 empty] | UST Currently In Use: 0; UST Temp Close: 2; AST Currently In Use: 0; AST Temp Closed: 0 | 0 | 2 | 0 | 13284-009-011685 | H.L. MARTIN DISTRIBUTING CO.
34671 | Currently in Use |  | 1986-10-01 |  | Petroleum | On road diesel | On road diesel | Retail | Single Wall, Steel | Steel | Coated & cathodic protection (sti-P3) |  | Double Wall, Fiberglass reinforced plastic |  | 1901-01-01 | Other, FLXS ISOLA | Catchment Basin, Single walled catchment basin | Flow Rest 90% Full | Flow Rest 90% Full |  |  | Automatic Tank Gauge | Single walled submersible pump containment sump | Automatic flow restrictor (MLLD), Containment Sump | Containment Sump |  |  | Annual line testing | Annual line testing |  | UST Currently In Use: 3; UST Temp Close: 0; AST Currently In Use: 0; AST Temp Closed: 0 | 3 | 0 | 0 | 23789-043-012543 | GARY SELF
34672 | Currently in Use |  | 1986-10-01 |  | Petroleum | Unleaded gasoline | Unleaded gasoline | Retail | Single Wall, Steel | Steel | Coated & cathodic protection (sti-P3) |  | Double Wall, Fiberglass reinforced plastic |  | 1901-01-01 | Other, FLXS ISOLA | Catchment Basin, Single walled catchment basin | Flow Rest 90% Full | Flow Rest 90% Full |  |  | Automatic Tank Gauge | Single walled submersible pump containment sump | Automatic flow restrictor (MLLD), Containment Sump | Containment Sump |  |  | Annual line testing | Annual line testing |  | UST Currently In Use: 3; UST Temp Close: 0; AST Currently In Use: 0; AST Temp Closed: 0 | 3 | 0 | 0 | 23789-043-012543 | GARY SELF
34673 | Permanently Closed | 1989-12-07 | 1901-01-01 | 1989-12-07 | Petroleum | Unleaded gasoline | Unleaded gasoline |  | Steel | Steel |  |  |  |  | 1901-01-01 | [15 empty] | UST Currently In Use: 2; UST Temp Close: 0; AST Currently In Use: 0; AST Temp Closed: 0 | 2 | 0 | 3 | 13284-073-011683 | H.L. MARTIN DISTRIBUTING CO.
34674 | Permanently Closed | 1989-12-07 | 1901-01-01 | 1989-12-07 | Petroleum | Unleaded gasoline | Unleaded gasoline |  | Steel | Steel |  |  |  |  | 1901-01-01 | [15 empty] | UST Currently In Use: 2; UST Temp Close: 0; AST Currently In Use: 0; AST Temp Closed: 0 | 2 | 0 | 3 | 13284-073-011683 | H.L. MARTIN DISTRIBUTING CO.
34675 | Permanently Closed | 1989-12-07 | 1901-01-01 | 1989-12-07 | Petroleum | Unleaded gasoline | Unleaded gasoline |  | Steel | Steel |  |  |  |  | 1901-01-01 | [15 empty] | UST Currently In Use: 2; UST Temp Close: 0; AST Currently In Use: 0; AST Temp Closed: 0 | 2 | 0 | 3 | 13284-073-011683 | H.L. MARTIN DISTRIBUTING CO.
34676 | Currently in Use |  | 1990-01-01 |  | Petroleum | Unleaded gasoline | Unleaded gasoline | Retail | Steel | Steel | Coated & cathodic protection (sti-P3) |  | Double Wall, Fiberglass reinforced plastic, 2 PIECES |  | 2009-01-01 |  | Catchment Basin, Single walled catchment basin | Automatic shutoff device At 95% full | Automatic shutoff device At 95% full |  |  | Continuous Automatic Tank Gauge, Statistical Inventory Reconciliation (SIR) |  | Automatic shutoff device (AELLD), Containment Sump | Containment Sump | Interstitial Monitoring within Secondary Containment | MANUAL/VISUAL CHECK | Other, REQUIRED | Other |  | UST Currently In Use: 2; UST Temp Close: 0; AST Currently In Use: 0; AST Temp Closed: 0 | 2 | 0 | 3 | 13284-073-011683 | H.L. MARTIN DISTRIBUTING CO.
34677 | Currently in Use |  | 1990-01-01 |  | Petroleum | Premium gasoline | Premium gasoline | Retail | Steel | Steel | Coated & cathodic protection (sti-P3) |  | Double Wall, Fiberglass reinforced plastic, 2 PIECES |  | 2009-01-01 |  | Catchment Basin, Single walled catchment basin | Automatic shutoff device At 95% full | Automatic shutoff device At 95% full |  |  | Continuous Automatic Tank Gauge, Statistical Inventory Reconciliation (SIR) |  | Automatic shutoff device (AELLD), Containment Sump | Containment Sump | Interstitial Monitoring within Secondary Containment | MANUAL/VISUAL CHECK | Other, REQUIRED | Other |  | UST Currently In Use: 2; UST Temp Close: 0; AST Currently In Use: 0; AST Temp Closed: 0 | 2 | 0 | 3 | 13284-073-011683 | H.L. MARTIN DISTRIBUTING CO.
34678 | Permanently Closed | 1989-10-17 | 1901-01-01 | 1989-10-17 | Petroleum | Unleaded gasoline | Unleaded gasoline |  | Steel | Steel |  |  |  |  | 1901-01-01 | [15 empty] | UST Currently In Use: 2; UST Temp Close: 0; AST Currently In Use: 0; AST Temp Closed: 0 | 2 | 0 | 3 | 13284-073-011684 | H.L. MARTIN DISTRIBUTING CO.
34679 | Permanently Closed | 1989-10-17 | 1901-01-01 | 1989-10-17 | Petroleum | Unleaded gasoline | Unleaded gasoline |  | Steel | Steel |  |  |  |  | 1901-01-01 | [15 empty] | UST Currently In Use: 2; UST Temp Close: 0; AST Currently In Use: 0; AST Temp Closed: 0 | 2 | 0 | 3 | 13284-073-011684 | H.L. MARTIN DISTRIBUTING CO.
34680 | Permanently Closed | 1989-10-17 | 1901-01-01 | 1989-10-17 | Petroleum | Unleaded gasoline | Unleaded gasoline |  | Steel | Steel |  |  |  |  | 1901-01-01 | [15 empty] | UST Currently In Use: 2; UST Temp Close: 0; AST Currently In Use: 0; AST Temp Closed: 0 | 2 | 0 | 3 | 13284-073-011684 | H.L. MARTIN DISTRIBUTING CO.
34681 | Currently in Use |  | 1989-11-01 |  | Petroleum | Unleaded gasoline | Unleaded gasoline | Retail | Single Wall, Steel | Steel | Coated & cathodic protection (sti-P3) |  | Double Wall, Fiberglass reinforced plastic, 2-PIECES |  | 2008-10-19 |  | Catchment Basin, Single walled catchment basin | Automatic shutoff device At 95% full | Automatic shutoff device At 95% full |  |  | Continuous Automatic Tank Gauge |  | Automatic shutoff device (AELLD), Containment Sump | Containment Sump | Interstitial Monitoring within Secondary Containment | MANUAL/VISUAL CHECK | Annual line testing | Annual line testing |  | UST Currently In Use: 2; UST Temp Close: 0; AST Currently In Use: 0; AST Temp Closed: 0 | 2 | 0 | 3 | 13284-073-011684 | H.L. MARTIN DISTRIBUTING CO.
34682 | Currently in Use |  | 1989-11-01 |  | Petroleum | Premium gasoline | Premium gasoline | Retail | Single Wall, Steel | Steel | Coated & cathodic protection (sti-P3) |  | Double Wall, Fiberglass reinforced plastic, 2-PIECES |  | 2008-10-19 |  | Catchment Basin, Single walled catchment basin | Automatic shutoff device At 95% full | Automatic shutoff device At 95% full |  |  | Continuous Automatic Tank Gauge |  | Automatic shutoff device (AELLD), Containment Sump | Containment Sump | Interstitial Monitoring within Secondary Containment | MANUAL/VISUAL CHECK | Annual line testing | Annual line testing |  | UST Currently In Use: 2; UST Temp Close: 0; AST Currently In Use: 0; AST Temp Closed: 0 | 2 | 0 | 3 | 13284-073-011684 | H.L. MARTIN DISTRIBUTING CO.
34683 | Permanently Closed | 2018-08-01 | 1986-01-01 | 2019-07-31 | Petroleum | Unleaded gasoline | Unleaded gasoline | Retail | Single Wall, Steel | Steel | Coated & cathodic protection (sti-P3) |  | Fiberglass reinforced plastic, Single Wall |  | 1901-01-01 | Other, FLXS ISOLA | Catchment Basin, Single walled catchment basin | Automatic shutoff device At 95% full | Automatic shutoff device At 95% full |  |  | Statistical Inventory Reconciliation (SIR) | [8 empty] | UST Currently In Use: 0; UST Temp Close: 0; AST Currently In Use: 0; AST Temp Closed: 0 | 0 | 0 | 2 | 15319-073-011694 | WAVAHO OIL COMPANY, INC.
34684 | Permanently Closed | 2018-08-01 | 1986-01-01 | 2019-07-31 | Petroleum | Premium gasoline | Premium gasoline | Retail | Single Wall, Steel | Steel | Coated & cathodic protection (sti-P3) |  | Fiberglass reinforced plastic, Single Wall |  | 1901-01-01 | Other, FLXS ISOLA | Catchment Basin, Single walled catchment basin | Automatic shutoff device At 95% full | Automatic shutoff device At 95% full |  |  | Automatic Tank Gauge, Statistical Inventory Reconciliation (SIR) | [8 empty] | UST Currently In Use: 0; UST Temp Close: 0; AST Currently In Use: 0; AST Temp Closed: 0 | 0 | 0 | 2 | 15319-073-011694 | WAVAHO OIL COMPANY, INC.
34685 | Currently in Use |  | 1986-04-01 |  | Petroleum | Unleaded gasoline | Unleaded gasoline | Retail | Single Wall, Steel | Steel | Coated & cathodic protection (sti-P3) |  | Double Wall, Fiberglass reinforced plastic, 1-PIECE |  | 2011-06-01 | Other, FLXS ISOLA | Catchment Basin, Single walled catchment basin | Automatic shutoff device At 95% full | Automatic shutoff device At 95% full |  |  | Continuous Automatic Tank Gauge |  | Automatic flow restrictor (MLLD), Containment Sump | Containment Sump | Interstitial Monitoring within Secondary Containment | MANUAL/VISUAL CHECK | Other, REQUIRED | Other |  | UST Currently In Use: 3; UST Temp Close: 0; AST Currently In Use: 0; AST Temp Closed: 0 | 3 | 0 | 0 | 24579-073-011695 | EMERALD HOLDINGS DBA VALLEY MART CITGO
34686 | Currently in Use |  | 1986-04-01 |  | Petroleum | Premium gasoline | Premium gasoline | Retail | Single Wall, Steel | Steel | Coated & cathodic protection (sti-P3) |  | Double Wall, Fiberglass reinforced plastic, 1-PIECE |  | 2011-06-01 | Other, FLXS ISOLA | Catchment Basin, Single walled catchment basin | Automatic shutoff device At 95% full | Automatic shutoff device At 95% full |  |  | Continuous Automatic Tank Gauge |  | Automatic flow restrictor (MLLD), Containment Sump | Containment Sump | Interstitial Monitoring within Secondary Containment | MANUAL/VISUAL CHECK | Other, REQUIRED | Other |  | UST Currently In Use: 3; UST Temp Close: 0; AST Currently In Use: 0; AST Temp Closed: 0 | 3 | 0 | 0 | 24579-073-011695 | EMERALD HOLDINGS DBA VALLEY MART CITGO
34687 | Currently in Use |  | 1986-04-01 |  | Petroleum | On road diesel | On road diesel | Retail | Single Wall, Steel | Steel | Coated & cathodic protection (sti-P3) |  | Double Wall, Fiberglass reinforced plastic, 1-PIECE |  | 2011-06-01 | Other, FLXS ISOLA | Catchment Basin, Single walled catchment basin | Automatic shutoff device At 95% full | Automatic shutoff device At 95% full |  |  | Continuous Automatic Tank Gauge |  | Automatic flow restrictor (MLLD), Containment Sump | Containment Sump | Interstitial Monitoring within Secondary Containment | MANUAL/VISUAL CHECK | Other, REQUIRED | Other |  | UST Currently In Use: 3; UST Temp Close: 0; AST Currently In Use: 0; AST Temp Closed: 0 | 3 | 0 | 0 | 24579-073-011695 | EMERALD HOLDINGS DBA VALLEY MART CITGO
34688 | Currently in Use |  | 1971-05-01 |  | Petroleum | Unleaded gasoline | Unleaded gasoline | Retail | Single Wall, Steel | Steel | Field installed cathodic protection |  | Fiberglass reinforced plastic, Single Wall |  | 1901-01-01 | Other, FLXS ISOLA | Catchment Basin, 12/31/2019 | Automatic shutoff device At 95% full | Automatic shutoff device At 95% full |  |  | Statistical Inventory Reconciliation (SIR) | [8 empty] | UST Currently In Use: 1; UST Temp Close: 1; AST Currently In Use: 0; AST Temp Closed: 0 | 1 | 1 | 0 | 10249-073-011697 | ANDALUSIA ENTERPRISES INC.
34689 | Temporary Closed | 2011-06-05 | 1971-05-01 |  | Petroleum | On road diesel | On road diesel | Retail | Single Wall, Steel | Steel | Field installed cathodic protection |  | Fiberglass reinforced plastic, Single Wall |  | 1901-01-01 | Other, FLXS ISOLA | Catchment Basin, Single walled catchment basin | Flow Rest 90% Full | Flow Rest 90% Full |  |  | Statistical Inventory Reconciliation (SIR) | [8 empty] | UST Currently In Use: 1; UST Temp Close: 1; AST Currently In Use: 0; AST Temp Closed: 0 | 1 | 1 | 0 | 10249-073-011697 | ANDALUSIA ENTERPRISES INC.
34690 | Permanently Closed | 2011-03-28 | 1986-08-01 | 2011-03-28 | Petroleum | Unleaded gasoline | Unleaded gasoline | Retail | Steel | Steel | Coated & cathodic protection (sti-P3) |  | Fiberglass reinforced plastic |  | 1901-01-01 |  | Catchment Basin, Single walled catchment basin | Automatic shutoff device At 95% full | Automatic shutoff device At 95% full |  |  | Automatic Tank Gauge | [8 empty] | UST Currently In Use: 0; UST Temp Close: 0; AST Currently In Use: 0; AST Temp Closed: 0 | 0 | 0 | 2 | 15319-073-012306 | WAVAHO OIL COMPANY, INC.
34691 | Permanently Closed | 2011-03-28 | 1986-08-01 | 2011-03-28 | Petroleum | Premium gasoline | Premium gasoline | Retail | Steel | Steel | Coated & cathodic protection (sti-P3) |  | Fiberglass reinforced plastic |  | 1901-01-01 |  | Catchment Basin, Single walled catchment basin | Automatic shutoff device At 95% full | Automatic shutoff device At 95% full |  |  | Automatic Tank Gauge | [8 empty] | UST Currently In Use: 0; UST Temp Close: 0; AST Currently In Use: 0; AST Temp Closed: 0 | 0 | 0 | 2 | 15319-073-012306 | WAVAHO OIL COMPANY, INC.
34692 | Currently in Use |  | 1986-05-01 |  | Petroleum | Unleaded gasoline | Unleaded gasoline | Retail | Single Wall, Steel | Steel | Coated & cathodic protection (sti-P3) |  | Double Wall, Flexible | OPW |  |  | Catchment Basin, Single walled catchment basin | Automatic shutoff device At 95% full | Automatic shutoff device At 95% full |  |  | Continuous Automatic Tank Gauge |  | Automatic flow restrictor (MLLD), Containment Sump | Containment Sump |  |  | Annual line testing | Annual line testing |  | UST Currently In Use: 2; UST Temp Close: 1; AST Currently In Use: 0; AST Temp Closed: 0 | 2 | 1 | 0 | 13284-073-012307 | H.L. MARTIN DISTRIBUTING CO.
34693 | Temporary Closed | 2024-01-01 | 1986-05-01 |  | Petroleum | Mid-grade gasoline | Mid-grade gasoline | Retail | Single Wall, Steel | Steel | Coated & cathodic protection (sti-P3) |  | Double Wall, Flexible | OPW |  |  | Catchment Basin, Single walled catchment basin | Automatic shutoff device At 95% full | Automatic shutoff device At 95% full |  |  | Continuous Automatic Tank Gauge |  | Automatic flow restrictor (MLLD), Containment Sump | Containment Sump |  |  | Annual line testing | Annual line testing |  | UST Currently In Use: 2; UST Temp Close: 1; AST Currently In Use: 0; AST Temp Closed: 0 | 2 | 1 | 0 | 13284-073-012307 | H.L. MARTIN DISTRIBUTING CO.
34694 | Currently in Use |  | 1986-05-01 |  | Petroleum | Premium gasoline | Premium gasoline | Retail | Single Wall, Steel | Steel | Coated & cathodic protection (sti-P3) |  | Double Wall, Flexible | OPW |  |  | Catchment Basin, Single walled catchment basin | Automatic shutoff device At 95% full | Automatic shutoff device At 95% full |  |  | Continuous Automatic Tank Gauge |  | Automatic flow restrictor (MLLD), Containment Sump | Containment Sump |  |  | Annual line testing | Annual line testing |  | UST Currently In Use: 2; UST Temp Close: 1; AST Currently In Use: 0; AST Temp Closed: 0 | 2 | 1 | 0 | 13284-073-012307 | H.L. MARTIN DISTRIBUTING CO.
34695 | Currently in Use |  | 1988-11-01 |  | Petroleum | Unleaded gasoline | Unleaded gasoline | Retail | Single Wall, Steel | Steel | Coated & cathodic protection (sti-P3) |  | Double Wall, Fiberglass reinforced plastic, OLD TYPE |  |  | Other, FLXS ISOLA | Catchment Basin, Single walled catchment basin | Automatic shutoff device At 95% full | Automatic shutoff device At 95% full |  |  | Automatic Tank Gauge |  | Automatic flow restrictor (MLLD) | Automatic flow restrictor (MLLD) |  |  | Annual line testing | Annual line testing |  | UST Currently In Use: 3; UST Temp Close: 0; AST Currently In Use: 0; AST Temp Closed: 0 | 3 | 0 | 0 | 13284-073-013871 | H.L. MARTIN DISTRIBUTING CO.
34696 | Currently in Use |  | 1988-11-01 |  | Petroleum | Premium gasoline | Premium gasoline | Retail | Single Wall, Steel | Steel | Coated & cathodic protection (sti-P3) |  | Double Wall, Fiberglass reinforced plastic, OLD TYPE |  |  | Other, FLXS ISOLA | Catchment Basin, Single walled catchment basin | Automatic shutoff device At 95% full | Automatic shutoff device At 95% full |  |  | Automatic Tank Gauge |  | Automatic flow restrictor (MLLD) | Automatic flow restrictor (MLLD) |  |  | Annual line testing | Annual line testing |  | UST Currently In Use: 3; UST Temp Close: 0; AST Currently In Use: 0; AST Temp Closed: 0 | 3 | 0 | 0 | 13284-073-013871 | H.L. MARTIN DISTRIBUTING CO.
34697 | Currently in Use |  | 1988-11-01 |  | Petroleum | On road diesel | On road diesel | Retail | Single Wall, Steel | Steel | Coated & cathodic protection (sti-P3) |  | Double Wall, Fiberglass reinforced plastic, OLD TYPE |  |  | Other, FLXS ISOLA | Catchment Basin, Single walled catchment basin | Automatic shutoff device At 95% full | Automatic shutoff device At 95% full |  |  | Automatic Tank Gauge |  | Automatic flow restrictor (MLLD) | Automatic flow restrictor (MLLD) |  |  | Annual line testing | Annual line testing |  | UST Currently In Use: 3; UST Temp Close: 0; AST Currently In Use: 0; AST Temp Closed: 0 | 3 | 0 | 0 | 13284-073-013871 | H.L. MARTIN DISTRIBUTING CO.
34698 | Permanently Closed | 2003-07-14 | 1987-04-01 | 2003-07-23 | Petroleum | Unleaded gasoline | Unleaded gasoline | Retail | Steel | Steel | Coated & cathodic protection (sti-P3), Field installed cathodic protection |  | Steel |  | 1901-01-01 | Field installed cathodic protection | Catchment Basin, Single walled catchment basin | Automatic shutoff device At 95% full | Automatic shutoff device At 95% full |  |  | Statistical Inventory Reconciliation (SIR) | [5 empty] | Annual line testing, Statistical inventory reconciliation (SIR) | Statistical inventory reconciliation (SIR) |  | UST Currently In Use: 0; UST Temp Close: 0; AST Currently In Use: 0; AST Temp Closed: 0 | 0 | 0 | 2 | 15319-077-012666 | WAVAHO OIL COMPANY, INC.
34699 | Permanently Closed | 2003-07-14 | 1987-04-01 | 2003-07-23 | Petroleum | Premium gasoline | Premium gasoline | Retail | Steel | Steel | Coated & cathodic protection (sti-P3), Field installed cathodic protection |  | Steel |  | 1901-01-01 | Field installed cathodic protection | Catchment Basin, Single walled catchment basin | Automatic shutoff device At 95% full | Automatic shutoff device At 95% full |  |  | Statistical Inventory Reconciliation (SIR) | [5 empty] | Annual line testing, Statistical inventory reconciliation (SIR) | Statistical inventory reconciliation (SIR) |  | UST Currently In Use: 0; UST Temp Close: 0; AST Currently In Use: 0; AST Temp Closed: 0 | 0 | 0 | 2 | 15319-077-012666 | WAVAHO OIL COMPANY, INC.
34700 | Permanently Closed | 1998-07-01 | 1986-05-01 | 1998-07-21 | Petroleum | Unleaded gasoline | Unleaded gasoline |  | Steel | Steel |  |  | Fiberglass reinforced plastic |  | 1901-01-01 | [6 empty] | Statistical Inventory Reconciliation (SIR) | [5 empty] | Annual line testing, Statistical inventory reconciliation (SIR) | Statistical inventory reconciliation (SIR) |  | UST Currently In Use: 3; UST Temp Close: 0; AST Currently In Use: 0; AST Temp Closed: 0 | 3 | 0 | 3 | 13284-079-011583 | H.L. MARTIN DISTRIBUTING CO.
34701 | Permanently Closed | 1998-08-05 | 1986-05-01 | 1998-08-05 | Petroleum | Unleaded gasoline | Unleaded gasoline |  | Steel | Steel |  |  | Fiberglass reinforced plastic |  | 1901-01-01 | [6 empty] | Statistical Inventory Reconciliation (SIR) | [5 empty] | Annual line testing, Statistical inventory reconciliation (SIR) | Statistical inventory reconciliation (SIR) |  | UST Currently In Use: 3; UST Temp Close: 0; AST Currently In Use: 0; AST Temp Closed: 0 | 3 | 0 | 3 | 13284-079-011583 | H.L. MARTIN DISTRIBUTING CO.
34702 | Permanently Closed | 1998-08-05 | 1986-05-01 | 1998-08-05 | Petroleum | Unleaded gasoline | Unleaded gasoline |  | Steel | Steel |  |  | Fiberglass reinforced plastic |  | 1901-01-01 | [6 empty] | Statistical Inventory Reconciliation (SIR) | [5 empty] | Annual line testing, Statistical inventory reconciliation (SIR) | Statistical inventory reconciliation (SIR) |  | UST Currently In Use: 3; UST Temp Close: 0; AST Currently In Use: 0; AST Temp Closed: 0 | 3 | 0 | 3 | 13284-079-011583 | H.L. MARTIN DISTRIBUTING CO.
34703 | Permanently Closed | 1901-01-01 | 1982-01-01 | 1988-03-01 | Petroleum | Unleaded gasoline | Unleaded gasoline |  | Steel | Steel | Other, POLYCOATED |  | Steel |  | 1901-01-01 | [15 empty] | UST Currently In Use: 0; UST Temp Close: 0; AST Currently In Use: 0; AST Temp Closed: 0 | 0 | 0 | 3 | 15319-079-011693 | WAVAHO OIL COMPANY, INC.
34704 | Permanently Closed | 1901-01-01 | 1982-01-01 | 1988-03-01 | Petroleum | Unleaded gasoline | Unleaded gasoline |  | Steel | Steel | Other, POLYCOATED |  | Steel |  | 1901-01-01 | [15 empty] | UST Currently In Use: 0; UST Temp Close: 0; AST Currently In Use: 0; AST Temp Closed: 0 | 0 | 0 | 3 | 15319-079-011693 | WAVAHO OIL COMPANY, INC.
34705 | Permanently Closed | 1901-01-01 | 1982-01-01 | 1988-03-01 | Petroleum | On road diesel | On road diesel |  | Steel | Steel | Other, POLYCOATED |  | Steel |  | 1901-01-01 | [15 empty] | UST Currently In Use: 0; UST Temp Close: 0; AST Currently In Use: 0; AST Temp Closed: 0 | 0 | 0 | 3 | 15319-079-011693 | WAVAHO OIL COMPANY, INC.
34706 | Permanently Closed | 1901-01-01 | 1901-01-01 | 1989-11-02 | Petroleum | Unleaded gasoline | Unleaded gasoline |  | Steel | Steel |  |  |  |  | 1901-01-01 | [15 empty] | UST Currently In Use: 3; UST Temp Close: 0; AST Currently In Use: 0; AST Temp Closed: 0 | 3 | 0 | 2 | 13284-083-011686 | H.L. MARTIN DISTRIBUTING CO.
34707 | Permanently Closed | 1901-01-01 | 1901-01-01 | 1989-11-14 | Petroleum | Unleaded gasoline | Unleaded gasoline |  | Steel | Steel |  |  |  |  | 1901-01-01 | [15 empty] | UST Currently In Use: 3; UST Temp Close: 0; AST Currently In Use: 0; AST Temp Closed: 0 | 3 | 0 | 2 | 13284-083-011686 | H.L. MARTIN DISTRIBUTING CO.
34708 | Currently in Use |  | 1989-10-01 |  | Petroleum | Unleaded gasoline | Unleaded gasoline | Retail | Steel | Steel | Coated & cathodic protection (sti-P3) |  | Fiberglass reinforced plastic |  |  | Other, FLXS ISOLA | Catchment Basin, Single walled catchment basin | Flow Rest 90% Full | Flow Rest 90% Full |  |  | Automatic Tank Gauge |  | Automatic flow restrictor (MLLD) | Automatic flow restrictor (MLLD) |  |  | Annual line testing | Annual line testing |  | UST Currently In Use: 3; UST Temp Close: 0; AST Currently In Use: 0; AST Temp Closed: 0 | 3 | 0 | 2 | 13284-083-011686 | H.L. MARTIN DISTRIBUTING CO.
34709 | Currently in Use |  | 1989-10-01 |  | Petroleum | On road diesel | On road diesel | Retail | Steel | Steel | Coated & cathodic protection (sti-P3) |  | Fiberglass reinforced plastic |  |  | Other, FLXS ISOLA | Catchment Basin, Single walled catchment basin | Flow Rest 90% Full | Flow Rest 90% Full |  |  | Automatic Tank Gauge |  | Automatic flow restrictor (MLLD) | Automatic flow restrictor (MLLD) |  |  | Annual line testing | Annual line testing |  | UST Currently In Use: 3; UST Temp Close: 0; AST Currently In Use: 0; AST Temp Closed: 0 | 3 | 0 | 2 | 13284-083-011686 | H.L. MARTIN DISTRIBUTING CO.
34710 | Currently in Use |  | 1989-10-01 |  | Petroleum | Premium gasoline | Premium gasoline | Retail | Steel | Steel | Coated & cathodic protection (sti-P3) |  | Fiberglass reinforced plastic |  |  | Other, FLXS ISOLA | Catchment Basin, Single walled catchment basin | Flow Rest 90% Full | Flow Rest 90% Full |  |  | Automatic Tank Gauge |  | Automatic flow restrictor (MLLD) | Automatic flow restrictor (MLLD) |  |  | Annual line testing | Annual line testing |  | UST Currently In Use: 3; UST Temp Close: 0; AST Currently In Use: 0; AST Temp Closed: 0 | 3 | 0 | 2 | 13284-083-011686 | H.L. MARTIN DISTRIBUTING CO.
34711 | Permanently Closed | 2018-08-04 | 1987-02-01 | 2019-07-17 | Petroleum | Unleaded gasoline | Unleaded gasoline | Retail | Steel | Steel | Coated & cathodic protection (sti-P3) |  | Steel |  | 1901-01-01 | Field installed cathodic protection | Catchment Basin, Single walled catchment basin | Automatic shutoff device At 95% full | Automatic shutoff device At 95% full |  |  | Automatic Tank Gauge, Statistical Inventory Reconciliation (SIR) |  | Automatic flow restrictor (MLLD) | Automatic flow restrictor (MLLD) |  |  | Annual line testing, Statistical inventory reconciliation (SIR) | Statistical inventory reconciliation (SIR) |  | UST Currently In Use: 0; UST Temp Close: 0; AST Currently In Use: 0; AST Temp Closed: 0 | 0 | 0 | 2 | 15319-083-012656 | WAVAHO OIL COMPANY, INC.
34712 | Permanently Closed | 2018-08-04 | 1987-02-01 | 2019-07-17 | Petroleum | Premium gasoline | Premium gasoline | Retail | Steel | Steel | Coated & cathodic protection (sti-P3) |  | Steel |  | 1901-01-01 | Field installed cathodic protection | Catchment Basin, Single walled catchment basin | Automatic shutoff device At 95% full | Automatic shutoff device At 95% full |  |  | Automatic Tank Gauge, Statistical Inventory Reconciliation (SIR) |  | Automatic flow restrictor (MLLD) | Automatic flow restrictor (MLLD) |  |  | Annual line testing, Statistical inventory reconciliation (SIR) | Statistical inventory reconciliation (SIR) |  | UST Currently In Use: 0; UST Temp Close: 0; AST Currently In Use: 0; AST Temp Closed: 0 | 0 | 0 | 2 | 15319-083-012656 | WAVAHO OIL COMPANY, INC.
34713 | Permanently Closed | 2013-11-20 | 1984-01-01 | 2013-11-20 | Petroleum | Unleaded gasoline | Unleaded gasoline | Retail | Single Wall, Steel | Steel | Field installed cathodic protection |  | Single Wall, Steel |  |  | Field installed cathodic protection | Catchment Basin, Single walled catchment basin | Flow Rest 90% Full | Flow Rest 90% Full |  |  | Automatic Tank Gauge | [5 empty] | Annual line testing | Annual line testing |  | UST Currently In Use: 3; UST Temp Close: 0; AST Currently In Use: 0; AST Temp Closed: 0 | 3 | 0 | 4 | 13284-089-011688 | H.L. MARTIN DISTRIBUTING CO.
34714 | Permanently Closed | 2013-11-20 | 1984-01-01 | 2013-11-20 | Petroleum | Mid-grade gasoline | Mid-grade gasoline | Retail | Single Wall, Steel | Steel | Field installed cathodic protection |  | Single Wall, Steel |  |  | Field installed cathodic protection | Catchment Basin, Single walled catchment basin | Flow Rest 90% Full | Flow Rest 90% Full |  |  | Automatic Tank Gauge | [5 empty] | Annual line testing | Annual line testing |  | UST Currently In Use: 3; UST Temp Close: 0; AST Currently In Use: 0; AST Temp Closed: 0 | 3 | 0 | 4 | 13284-089-011688 | H.L. MARTIN DISTRIBUTING CO.
34715 | Permanently Closed | 2006-08-01 | 1971-04-01 | 2007-09-18 | Petroleum | Unleaded gasoline | Unleaded gasoline | Retail | Steel | Steel | Field installed cathodic protection |  | Fiberglass reinforced plastic |  | 1901-01-01 | Field installed cathodic protection | Catchment Basin, Single walled catchment basin | Automatic shutoff device At 95% full | Automatic shutoff device At 95% full |  |  | Automatic Tank Gauge, Statistical Inventory Reconciliation (SIR) |  |  |  | Interstitial Monitoring within Secondary Containment |  | Statistical inventory reconciliation (SIR) | Statistical inventory reconciliation (SIR) |  | UST Currently In Use: 3; UST Temp Close: 0; AST Currently In Use: 0; AST Temp Closed: 0 | 3 | 0 | 2 | 13284-089-011689 | H.L. MARTIN DISTRIBUTING CO.
34716 | Permanently Closed | 2006-08-01 | 1971-04-01 | 2007-09-18 | Petroleum | Premium gasoline | Premium gasoline | Retail | Steel | Steel | Field installed cathodic protection |  | Fiberglass reinforced plastic |  | 1901-01-01 |  | Catchment Basin, Single walled catchment basin | Automatic shutoff device At 95% full | Automatic shutoff device At 95% full |  |  | Automatic Tank Gauge, Statistical Inventory Reconciliation (SIR) |  |  |  | Interstitial Monitoring within Secondary Containment |  | Statistical inventory reconciliation (SIR) | Statistical inventory reconciliation (SIR) |  | UST Currently In Use: 3; UST Temp Close: 0; AST Currently In Use: 0; AST Temp Closed: 0 | 3 | 0 | 2 | 13284-089-011689 | H.L. MARTIN DISTRIBUTING CO.
34717 | Permanently Closed | 1999-01-19 | 1985-03-01 | 1999-01-19 | Petroleum | Unleaded gasoline | Unleaded gasoline |  | Steel | Steel |  | Painted or None | Steel |  | 1901-01-01 | [6 empty] | Statistical Inventory Reconciliation (SIR) | [5 empty] | Annual line testing | Annual line testing |  | UST Currently In Use: 0; UST Temp Close: 0; AST Currently In Use: 0; AST Temp Closed: 0 | 0 | 0 | 2 | 15319-089-011691 | WAVAHO OIL COMPANY, INC.
34718 | Permanently Closed | 1999-01-19 | 1985-03-01 | 1999-01-19 | Petroleum | Unleaded gasoline | Unleaded gasoline |  | Steel | Steel |  | Painted or None | Steel |  | 1901-01-01 | [6 empty] | Statistical Inventory Reconciliation (SIR) | [5 empty] | Annual line testing | Annual line testing |  | UST Currently In Use: 0; UST Temp Close: 0; AST Currently In Use: 0; AST Temp Closed: 0 | 0 | 0 | 2 | 15319-089-011691 | WAVAHO OIL COMPANY, INC.
34719 | Permanently Closed | 2018-09-22 | 1986-08-01 | 2019-01-25 | Petroleum | Unleaded gasoline | Unleaded gasoline | Retail | Single Wall, Steel | Steel | Coated & cathodic protection (sti-P3) |  | Fiberglass reinforced plastic, Single Wall |  |  | Other, FLXS ISOLA | Catchment Basin, Single walled catchment basin | Automatic shutoff device At 95% full | Automatic shutoff device At 95% full |  |  | Statistical Inventory Reconciliation (SIR) | [8 empty] | UST Currently In Use: 3; UST Temp Close: 0; AST Currently In Use: 0; AST Temp Closed: 0 | 3 | 0 | 2 | 13284-103-011584 | H.L. MARTIN DISTRIBUTING CO.
34720 | Permanently Closed | 2018-09-22 | 1986-08-01 | 2019-01-25 | Petroleum | Premium gasoline | Premium gasoline | Retail | Single Wall, Steel | Steel | Coated & cathodic protection (sti-P3) |  | Fiberglass reinforced plastic, Single Wall |  |  | Other, FLXS ISOLA | Catchment Basin, Single walled catchment basin | Automatic shutoff device At 95% full | Automatic shutoff device At 95% full |  |  | Statistical Inventory Reconciliation (SIR) | [8 empty] | UST Currently In Use: 3; UST Temp Close: 0; AST Currently In Use: 0; AST Temp Closed: 0 | 3 | 0 | 2 | 13284-103-011584 | H.L. MARTIN DISTRIBUTING CO.
34721 | Permanently Closed | 2009-10-01 | 1986-08-01 | 2011-10-06 | Petroleum | Unleaded gasoline | Unleaded gasoline | Retail | Single Wall, Steel | Steel | Coated & cathodic protection (sti-P3) |  | Double Wall, Fiberglass reinforced plastic |  | 1901-01-01 |  | Catchment Basin, Single walled catchment basin | Automatic shutoff device At 95% full | Automatic shutoff device At 95% full |  |  | Automatic Tank Gauge, Statistical Inventory Reconciliation (SIR) | [5 empty] | Statistical inventory reconciliation (SIR) | Statistical inventory reconciliation (SIR) |  | UST Currently In Use: 0; UST Temp Close: 0; AST Currently In Use: 0; AST Temp Closed: 0 | 0 | 0 | 2 | 15319-103-011585 | WAVAHO OIL COMPANY, INC.
34722 | Permanently Closed | 2009-10-01 | 1986-08-01 | 2011-10-06 | Petroleum | Premium gasoline | Premium gasoline | Retail | Single Wall, Steel | Steel | Coated & cathodic protection (sti-P3) |  | Double Wall, Fiberglass reinforced plastic |  | 1901-01-01 |  | Catchment Basin, Single walled catchment basin | Automatic shutoff device At 95% full | Automatic shutoff device At 95% full |  |  | Automatic Tank Gauge, Statistical Inventory Reconciliation (SIR) | [5 empty] | Statistical inventory reconciliation (SIR) | Statistical inventory reconciliation (SIR) |  | UST Currently In Use: 0; UST Temp Close: 0; AST Currently In Use: 0; AST Temp Closed: 0 | 0 | 0 | 2 | 15319-103-011585 | WAVAHO OIL COMPANY, INC.
34723 | Permanently Closed |  | 1984-04-01 | 2022-12-01 | Petroleum | Unleaded gasoline | Unleaded gasoline | Retail | Single Wall, Steel | Steel | Field installed cathodic protection |  | Double Wall, Fiberglass reinforced plastic |  | 2007-08-20 |  | Catchment Basin, Single walled catchment basin | Automatic shutoff device At 95% full | Automatic shutoff device At 95% full |  |  | Continuous Automatic Tank Gauge, Statistical Inventory Reconciliation (SIR) | Single walled submersible pump containment sump | Automatic flow restrictor (MLLD), Containment Sump | Containment Sump | Interstitial Monitoring within Secondary Containment | MANUAL/VISUAL CHECK | Other, INT MON | Other |  | UST Currently In Use: 0; UST Temp Close: 0; AST Currently In Use: 0; AST Temp Closed: 0 | 0 | 0 | 2 | 13284-103-011687 | H.L. MARTIN DISTRIBUTING CO.
34724 | Permanently Closed |  | 1984-04-01 | 2022-12-01 | Petroleum | Premium gasoline | Premium gasoline | Retail | Single Wall, Steel | Steel | Field installed cathodic protection |  | Double Wall, Fiberglass reinforced plastic |  | 2007-08-20 |  | Catchment Basin, Single walled catchment basin | Automatic shutoff device At 95% full | Automatic shutoff device At 95% full |  |  | Continuous Automatic Tank Gauge, Statistical Inventory Reconciliation (SIR) | Single walled submersible pump containment sump | Automatic flow restrictor (MLLD), Containment Sump | Containment Sump | Interstitial Monitoring within Secondary Containment | MANUAL/VISUAL CHECK | Other, INT MON | Other |  | UST Currently In Use: 0; UST Temp Close: 0; AST Currently In Use: 0; AST Temp Closed: 0 | 0 | 0 | 2 | 13284-103-011687 | H.L. MARTIN DISTRIBUTING CO.
34725 | Permanently Closed | 1990-02-21 | 1901-01-01 | 1990-02-21 | Petroleum | Unleaded gasoline | Unleaded gasoline |  | Steel | Steel |  |  | Steel |  | 1901-01-01 | [15 empty] | UST Currently In Use: 3; UST Temp Close: 0; AST Currently In Use: 0; AST Temp Closed: 0 | 3 | 0 | 3 | 13284-103-011690 | H.L. MARTIN DISTRIBUTING CO.
34726 | Permanently Closed | 1990-02-21 | 1901-01-01 | 1990-02-21 | Petroleum | Unleaded gasoline | Unleaded gasoline |  | Steel | Steel |  |  | Steel |  | 1901-01-01 | [15 empty] | UST Currently In Use: 3; UST Temp Close: 0; AST Currently In Use: 0; AST Temp Closed: 0 | 3 | 0 | 3 | 13284-103-011690 | H.L. MARTIN DISTRIBUTING CO.
34727 | Permanently Closed | 1990-02-21 | 1901-01-01 | 1990-02-21 | Petroleum | Unleaded gasoline | Unleaded gasoline |  | Steel | Steel |  |  | Steel |  | 1901-01-01 | [15 empty] | UST Currently In Use: 3; UST Temp Close: 0; AST Currently In Use: 0; AST Temp Closed: 0 | 3 | 0 | 3 | 13284-103-011690 | H.L. MARTIN DISTRIBUTING CO.
34728 | Currently in Use |  | 1990-01-15 |  | Petroleum | Unleaded gasoline | Unleaded gasoline | Retail | Single Wall, Steel | Steel | Coated & cathodic protection (sti-P3) |  | Double Wall, Fiberglass reinforced plastic |  |  |  | Catchment Basin, Single walled catchment basin | Automatic shutoff device At 95% full | Automatic shutoff device At 95% full |  |  | Continuous Automatic Tank Gauge | Single walled submersible pump containment sump | Automatic flow restrictor (MLLD), Containment Sump | Containment Sump |  |  | Annual line testing | Annual line testing |  | UST Currently In Use: 3; UST Temp Close: 0; AST Currently In Use: 0; AST Temp Closed: 0 | 3 | 0 | 3 | 13284-103-011690 | H.L. MARTIN DISTRIBUTING CO.
34729 | Currently in Use |  | 1990-01-15 |  | Petroleum | Premium gasoline | Premium gasoline | Retail | Single Wall, Steel | Steel | Coated & cathodic protection (sti-P3) |  | Double Wall, Fiberglass reinforced plastic |  |  |  | Catchment Basin, Single walled catchment basin | Automatic shutoff device At 95% full | Automatic shutoff device At 95% full |  |  | Continuous Automatic Tank Gauge | Single walled submersible pump containment sump | Automatic flow restrictor (MLLD), Containment Sump | Containment Sump |  |  | Annual line testing | Annual line testing |  | UST Currently In Use: 3; UST Temp Close: 0; AST Currently In Use: 0; AST Temp Closed: 0 | 3 | 0 | 3 | 13284-103-011690 | H.L. MARTIN DISTRIBUTING CO.
34730 | Currently in Use |  | 1990-01-15 |  | Petroleum | On road diesel | On road diesel | Retail | Single Wall, Steel | Steel | Coated & cathodic protection (sti-P3) |  | Double Wall, Fiberglass reinforced plastic |  |  |  | Catchment Basin, Single walled catchment basin | Flow Rest 90% Full | Flow Rest 90% Full |  |  | Continuous Automatic Tank Gauge | Single walled submersible pump containment sump | Automatic flow restrictor (MLLD), Containment Sump | Containment Sump |  |  | Annual line testing | Annual line testing |  | UST Currently In Use: 3; UST Temp Close: 0; AST Currently In Use: 0; AST Temp Closed: 0 | 3 | 0 | 3 | 13284-103-011690 | H.L. MARTIN DISTRIBUTING CO.
34731 | Permanently Closed | 2002-10-05 | 1985-08-01 | 2004-10-05 | Petroleum | Unleaded gasoline | Unleaded gasoline | Retail | Steel | Steel | Coated & cathodic protection (sti-P3), Field installed cathodic protection |  | Steel |  | 1901-01-01 | Field installed cathodic protection | Catchment Basin, Single walled catchment basin | Automatic shutoff device At 95% full | Automatic shutoff device At 95% full | [11 empty] | UST Currently In Use: 0; UST Temp Close: 0; AST Currently In Use: 0; AST Temp Closed: 0 | 0 | 0 | 2 | 15319-103-011692 | WAVAHO OIL COMPANY, INC.
34732 | Permanently Closed | 2002-10-05 | 1985-08-01 | 2004-10-05 | Petroleum | Premium gasoline | Premium gasoline | Retail | Steel | Steel | Coated & cathodic protection (sti-P3), Field installed cathodic protection |  | Steel |  | 1901-01-01 | Field installed cathodic protection | Catchment Basin, Single walled catchment basin | Automatic shutoff device At 95% full | Automatic shutoff device At 95% full | [11 empty] | UST Currently In Use: 0; UST Temp Close: 0; AST Currently In Use: 0; AST Temp Closed: 0 | 0 | 0 | 2 | 15319-103-011692 | WAVAHO OIL COMPANY, INC.
34733 | Currently in Use |  | 1986-03-15 |  | Petroleum | Unleaded gasoline | Unleaded gasoline | Retail | Single Wall, Steel | Steel | Coated & cathodic protection (sti-P3), Field installed cathodic protection |  | Single Wall, Steel |  |  | Field installed cathodic protection | Catchment Basin, Single walled catchment basin | Automatic shutoff device At 95% full, Flow Rest 90% Full | Flow Rest 90% Full |  |  | Statistical Inventory Reconciliation (SIR) | Direct Bury submersible pump | Automatic flow restrictor (MLLD) | Automatic flow restrictor (MLLD) |  |  | Statistical inventory reconciliation (SIR) | Statistical inventory reconciliation (SIR) |  | UST Currently In Use: 3; UST Temp Close: 0; AST Currently In Use: 0; AST Temp Closed: 0 | 3 | 0 | 0 | 13284-103-011696 | H.L. MARTIN DISTRIBUTING CO.
34734 | Currently in Use |  | 1986-03-15 |  | Petroleum | Premium gasoline | Premium gasoline | Retail | Single Wall, Steel | Steel | Coated & cathodic protection (sti-P3), Field installed cathodic protection |  | Single Wall, Steel |  |  | Field installed cathodic protection | Catchment Basin, Single walled catchment basin | Automatic shutoff device At 95% full, Flow Rest 90% Full | Flow Rest 90% Full |  |  | Statistical Inventory Reconciliation (SIR) | Direct Bury submersible pump | Automatic flow restrictor (MLLD) | Automatic flow restrictor (MLLD) |  |  | Statistical inventory reconciliation (SIR) | Statistical inventory reconciliation (SIR) |  | UST Currently In Use: 3; UST Temp Close: 0; AST Currently In Use: 0; AST Temp Closed: 0 | 3 | 0 | 0 | 13284-103-011696 | H.L. MARTIN DISTRIBUTING CO.
34735 | Currently in Use |  | 1986-03-15 |  | Petroleum | On road diesel | On road diesel | Retail | Single Wall, Steel | Steel | Field installed cathodic protection |  | Single Wall, Steel |  |  | Field installed cathodic protection | Catchment Basin, Single walled catchment basin | Automatic shutoff device At 95% full, Flow Rest 90% Full | Flow Rest 90% Full |  |  | Statistical Inventory Reconciliation (SIR) | Direct Bury submersible pump | [7 empty] | UST Currently In Use: 3; UST Temp Close: 0; AST Currently In Use: 0; AST Temp Closed: 0 | 3 | 0 | 0 | 13284-103-011696 | H.L. MARTIN DISTRIBUTING CO.
34736 | Currently in Use |  | 1989-01-01 |  | Petroleum | Unleaded gasoline | Unleaded gasoline | Retail | Single Wall, Steel | Steel | Coated & cathodic protection (sti-P3) |  | Double Wall, Fiberglass reinforced plastic |  |  |  | Catchment Basin, Single walled catchment basin | Flow Rest 90% Full | Flow Rest 90% Full |  |  | Statistical Inventory Reconciliation (SIR) | Single walled submersible pump containment sump | Automatic flow restrictor (MLLD), Containment Sump | Containment Sump |  | MANUAL/VISUAL CHECK | Statistical inventory reconciliation (SIR) | Statistical inventory reconciliation (SIR) |  | UST Currently In Use: 5; UST Temp Close: 0; AST Currently In Use: 0; AST Temp Closed: 0 | 5 | 0 | 0 | 13284-103-014231 | H.L. MARTIN DISTRIBUTING CO.
34737 | Currently in Use |  | 1989-01-01 |  | Petroleum | Unleaded gasoline | Unleaded gasoline | Retail | Single Wall, Steel | Steel | Coated & cathodic protection (sti-P3) |  | Double Wall, Fiberglass reinforced plastic |  |  |  | Catchment Basin, Single walled catchment basin | Flow Rest 90% Full | Flow Rest 90% Full |  |  | Statistical Inventory Reconciliation (SIR) | Single walled submersible pump containment sump | Automatic flow restrictor (MLLD), Containment Sump | Containment Sump |  | MANUAL/VISUAL CHECK | Statistical inventory reconciliation (SIR) | Statistical inventory reconciliation (SIR) |  | UST Currently In Use: 5; UST Temp Close: 0; AST Currently In Use: 0; AST Temp Closed: 0 | 5 | 0 | 0 | 13284-103-014231 | H.L. MARTIN DISTRIBUTING CO.
34738 | Currently in Use |  | 1989-01-01 |  | Petroleum | Premium gasoline | Premium gasoline | Retail | Single Wall, Steel | Steel | Coated & cathodic protection (sti-P3) |  | Double Wall, Fiberglass reinforced plastic |  |  |  | Catchment Basin, Single walled catchment basin | Flow Rest 90% Full | Flow Rest 90% Full |  |  | Statistical Inventory Reconciliation (SIR) | Single walled submersible pump containment sump | Automatic flow restrictor (MLLD), Containment Sump | Containment Sump |  | MANUAL/VISUAL CHECK | Statistical inventory reconciliation (SIR) | Statistical inventory reconciliation (SIR) |  | UST Currently In Use: 5; UST Temp Close: 0; AST Currently In Use: 0; AST Temp Closed: 0 | 5 | 0 | 0 | 13284-103-014231 | H.L. MARTIN DISTRIBUTING CO.
34739 | Currently in Use |  | 1989-01-01 |  | Petroleum | On road diesel | On road diesel | Retail | Single Wall, Steel | Steel | Coated & cathodic protection (sti-P3) |  | Double Wall, Fiberglass reinforced plastic |  |  |  | Catchment Basin, Single walled catchment basin | Flow Rest 90% Full | Flow Rest 90% Full |  |  | Statistical Inventory Reconciliation (SIR) | Single walled submersible pump containment sump | Automatic flow restrictor (MLLD), Containment Sump | Containment Sump |  | MANUAL/VISUAL CHECK | Statistical inventory reconciliation (SIR) | Statistical inventory reconciliation (SIR) |  | UST Currently In Use: 5; UST Temp Close: 0; AST Currently In Use: 0; AST Temp Closed: 0 | 5 | 0 | 0 | 13284-103-014231 | H.L. MARTIN DISTRIBUTING CO.
34740 | Currently in Use |  | 1989-01-01 |  | Petroleum | Kerosene | Kerosene | Retail | Single Wall, Steel | Steel | Coated & cathodic protection (sti-P3) |  | Double Wall, Fiberglass reinforced plastic |  |  |  | Catchment Basin, Single walled catchment basin | Flow Rest 90% Full | Flow Rest 90% Full |  |  | Statistical Inventory Reconciliation (SIR) | Single walled submersible pump containment sump | Automatic flow restrictor (MLLD), Containment Sump | Containment Sump |  | MANUAL/VISUAL CHECK | Statistical inventory reconciliation (SIR) | Statistical inventory reconciliation (SIR) |  | UST Currently In Use: 5; UST Temp Close: 0; AST Currently In Use: 0; AST Temp Closed: 0 | 5 | 0 | 0 | 13284-103-014231 | H.L. MARTIN DISTRIBUTING CO.
34741 | Permanently Closed | 1993-06-02 | 1972-01-01 | 1993-06-02 | Petroleum | Unleaded gasoline | Unleaded gasoline |  | Steel | Steel |  | Painted or None | Steel |  | 1901-01-01 | [15 empty] | UST Currently In Use: 0; UST Temp Close: 0; AST Currently In Use: 0; AST Temp Closed: 0 | 0 | 0 | 3 | 15320-039-007916 | WAYLON STINSON
34742 | Permanently Closed | 1993-06-02 | 1972-01-01 | 1993-06-02 | Petroleum | Unleaded gasoline | Unleaded gasoline |  | Steel | Steel |  | Painted or None | Steel |  | 1901-01-01 | [15 empty] | UST Currently In Use: 0; UST Temp Close: 0; AST Currently In Use: 0; AST Temp Closed: 0 | 0 | 0 | 3 | 15320-039-007916 | WAYLON STINSON
34743 | Permanently Closed | 1993-06-02 | 1977-01-01 | 1993-06-02 | Petroleum | Unleaded gasoline | Unleaded gasoline |  | Steel | Steel |  | Painted or None | Steel |  | 1901-01-01 | [15 empty] | UST Currently In Use: 0; UST Temp Close: 0; AST Currently In Use: 0; AST Temp Closed: 0 | 0 | 0 | 3 | 15320-039-007916 | WAYLON STINSON
34744 | Cannot Locate or abandoned | 2004-12-01 | 1964-01-01 |  | Petroleum | On road diesel | On road diesel | Retail | Steel | Steel | Field installed cathodic protection |  | Steel |  | 1901-01-01 | Field installed cathodic protection | Catchment Basin, Single walled catchment basin |  |  |  |  | Statistical Inventory Reconciliation (SIR) | [8 empty] | UST Currently In Use: 0; UST Temp Close: 0; AST Currently In Use: 0; AST Temp Closed: 0 | 0 | 0 | 0 | 19950-017-010914 | OIL SOUTH INC
34745 | Cannot Locate or abandoned | 2004-12-01 | 1964-01-01 |  | Petroleum | On road diesel | On road diesel | Retail | Steel | Steel | Field installed cathodic protection |  | Steel |  | 1901-01-01 | Field installed cathodic protection | Catchment Basin, Single walled catchment basin |  |  |  |  | Statistical Inventory Reconciliation (SIR) | [8 empty] | UST Currently In Use: 0; UST Temp Close: 0; AST Currently In Use: 0; AST Temp Closed: 0 | 0 | 0 | 0 | 19950-017-010914 | OIL SOUTH INC
34746 | Cannot Locate or abandoned | 2004-12-01 | 1964-01-01 |  | Petroleum | Mid-grade gasoline | Mid-grade gasoline | Retail | Steel | Steel | Field installed cathodic protection |  | Steel |  | 1901-01-01 | Field installed cathodic protection | Catchment Basin, Single walled catchment basin |  |  |  |  | Statistical Inventory Reconciliation (SIR) | [8 empty] | UST Currently In Use: 0; UST Temp Close: 0; AST Currently In Use: 0; AST Temp Closed: 0 | 0 | 0 | 0 | 19950-017-010914 | OIL SOUTH INC
34747 | Cannot Locate or abandoned | 2004-12-01 | 1964-01-01 |  | Petroleum | Premium gasoline | Premium gasoline | Retail | Steel | Steel | Field installed cathodic protection |  | Steel |  | 1901-01-01 | Field installed cathodic protection | Catchment Basin, Single walled catchment basin |  |  |  |  | Statistical Inventory Reconciliation (SIR) | [8 empty] | UST Currently In Use: 0; UST Temp Close: 0; AST Currently In Use: 0; AST Temp Closed: 0 | 0 | 0 | 0 | 19950-017-010914 | OIL SOUTH INC
34748 | Permanently Closed | 1992-11-07 | 1973-01-01 | 1992-11-07 | Petroleum | Unleaded gasoline | Unleaded gasoline |  | Steel | Steel |  | Painted or None | Steel |  | 1901-01-01 | [15 empty] | UST Currently In Use: 0; UST Temp Close: 0; AST Currently In Use: 0; AST Temp Closed: 0 | 0 | 0 | 1 | 15322-021-010461 | WAYNE MCKINNON-PHILLIP FOSHEE
34749 | Permanently Closed | 1990-08-06 | 1968-01-01 | 1990-08-06 | Petroleum | Unleaded gasoline | Unleaded gasoline |  | Steel | Steel |  | Painted or None | Steel |  | 1901-01-01 | [15 empty] | UST Currently In Use: 0; UST Temp Close: 0; AST Currently In Use: 0; AST Temp Closed: 0 | 0 | 0 | 5 | 15323-025-009655 | JAMES W PARKER
34750 | Permanently Closed | 1990-08-06 | 1968-01-01 | 1990-08-06 | Petroleum | Unleaded gasoline | Unleaded gasoline |  | Steel | Steel |  | Painted or None | Steel |  | 1901-01-01 | [15 empty] | UST Currently In Use: 0; UST Temp Close: 0; AST Currently In Use: 0; AST Temp Closed: 0 | 0 | 0 | 5 | 15323-025-009655 | JAMES W PARKER
34751 | Permanently Closed | 1988-11-01 | 1966-01-01 | 1988-11-01 | Petroleum | Unleaded gasoline | Unleaded gasoline |  | Steel | Steel |  | Painted or None | Steel |  | 1901-01-01 | [15 empty] | UST Currently In Use: 0; UST Temp Close: 0; AST Currently In Use: 0; AST Temp Closed: 0 | 0 | 0 | 5 | 15323-025-009655 | JAMES W PARKER
34752 | Permanently Closed | 1988-11-01 | 1966-01-01 | 1988-11-01 | Petroleum | Other, OTHER | Other |  | Steel | Steel |  | Painted or None | Steel |  | 1901-01-01 | [15 empty] | UST Currently In Use: 0; UST Temp Close: 0; AST Currently In Use: 0; AST Temp Closed: 0 | 0 | 0 | 5 | 15323-025-009655 | JAMES W PARKER
34753 | Permanently Closed | 1988-11-01 | 1966-01-01 | 1988-11-01 | Petroleum | Other, OTHER | Other |  | Steel | Steel |  | Painted or None | Steel |  | 1901-01-01 | [15 empty] | UST Currently In Use: 0; UST Temp Close: 0; AST Currently In Use: 0; AST Temp Closed: 0 | 0 | 0 | 5 | 15323-025-009655 | JAMES W PARKER
34754 | Permanently Closed | 1993-11-24 | 1969-01-01 | 1993-11-24 | Petroleum | On road diesel | On road diesel | Industrial | Steel | Steel |  | Painted or None | Steel |  | 1901-01-01 | [12 empty] | Annual line testing | Annual line testing |  | UST Currently In Use: 0; UST Temp Close: 0; AST Currently In Use: 0; AST Temp Closed: 0 | 0 | 0 | 3 | 15324-011-002101 | WAYNE POULTRY
34755 | Permanently Closed | 1901-01-01 | 1969-01-01 | 1987-02-27 | Petroleum | Unleaded gasoline | Unleaded gasoline |  | Steel | Steel |  |  | Steel |  | 1901-01-01 | [12 empty] | Annual line testing | Annual line testing |  | UST Currently In Use: 0; UST Temp Close: 0; AST Currently In Use: 0; AST Temp Closed: 0 | 0 | 0 | 3 | 15324-011-002101 | WAYNE POULTRY
34756 | Permanently Closed | 1993-04-11 | 1969-01-01 | 1993-11-24 | Petroleum | Other, X | Other | Industrial | Steel | Steel |  | Painted or None | Steel |  | 1901-01-01 | [15 empty] | UST Currently In Use: 0; UST Temp Close: 0; AST Currently In Use: 0; AST Temp Closed: 0 | 0 | 0 | 3 | 15324-011-002101 | WAYNE POULTRY
34757 | Permanently Closed | 1901-01-01 | 1974-01-01 | 1988-11-14 | Petroleum | Unleaded gasoline | Unleaded gasoline |  | Steel | Steel |  |  | Steel |  | 1901-01-01 | [15 empty] | UST Currently In Use: 0; UST Temp Close: 0; AST Currently In Use: 0; AST Temp Closed: 0 | 0 | 0 | 1 | 15324-041-002100 | WAYNE POULTRY
34758 | Permanently Closed | 1993-11-01 | 1969-01-01 | 1993-11-23 | Petroleum | On road diesel | On road diesel |  | Steel | Steel |  |  | Steel |  | 1901-01-01 | [15 empty] | UST Currently In Use: 0; UST Temp Close: 0; AST Currently In Use: 0; AST Temp Closed: 0 | 0 | 0 | 2 | 15324-109-002102 | WAYNE POULTRY
34759 | Permanently Closed | 1901-01-01 | 1969-01-01 | 1989-06-13 | Petroleum | Unleaded gasoline | Unleaded gasoline |  | Steel | Steel |  |  | Steel |  | 1901-01-01 | [15 empty] | UST Currently In Use: 0; UST Temp Close: 0; AST Currently In Use: 0; AST Temp Closed: 0 | 0 | 0 | 2 | 15324-109-002102 | WAYNE POULTRY
34760 | Permanently Closed | 1998-10-14 | 1968-01-01 | 1998-10-14 | Petroleum | On road diesel | On road diesel |  | Steel | Steel |  | Painted or None | Steel |  | 1901-01-01 | [12 empty] | Annual line testing | Annual line testing |  | UST Currently In Use: 0; UST Temp Close: 0; AST Currently In Use: 1; AST Temp Closed: 0 | 0 | 0 | 2 | 15325-095-000326 | WAYNE POULTRY DIV CONTIN GRAIN CO
34761 | Permanently Closed | 1901-01-01 | 1968-01-01 | 1981-10-01 | Petroleum | On road diesel | On road diesel |  | Steel | Steel |  | Painted or None | Steel |  | 1901-01-01 | [15 empty] | UST Currently In Use: 0; UST Temp Close: 0; AST Currently In Use: 1; AST Temp Closed: 0 | 0 | 0 | 2 | 15325-095-000326 | WAYNE POULTRY DIV CONTIN GRAIN CO
34762 | Permanently Closed | 1993-03-19 | 1975-01-01 | 1993-03-19 | Petroleum | On road diesel | On road diesel |  | Steel | Steel |  | Painted or None | Steel |  | 1901-01-01 | [15 empty] | UST Currently In Use: 0; UST Temp Close: 0; AST Currently In Use: 0; AST Temp Closed: 0 | 0 | 0 | 5 | 15326-103-002505 | WAYNE POULTRY DIV CONTIN GRAIN CO
34763 | Permanently Closed | 1993-03-19 | 1975-01-01 | 1993-03-19 | Petroleum | Unleaded gasoline | Unleaded gasoline |  | Steel | Steel |  | Painted or None | Steel |  | 1901-01-01 | [15 empty] | UST Currently In Use: 0; UST Temp Close: 0; AST Currently In Use: 0; AST Temp Closed: 0 | 0 | 0 | 5 | 15326-103-002505 | WAYNE POULTRY DIV CONTIN GRAIN CO
34764 | Permanently Closed | 1990-06-29 | 1974-01-01 | 1990-06-29 | Petroleum | On road diesel | On road diesel |  | Steel | Steel |  | Painted or None | Steel |  | 1901-01-01 | [15 empty] | UST Currently In Use: 0; UST Temp Close: 0; AST Currently In Use: 0; AST Temp Closed: 0 | 0 | 0 | 5 | 15326-103-002505 | WAYNE POULTRY DIV CONTIN GRAIN CO
34765 | Permanently Closed | 1990-06-27 | 1974-01-01 | 1990-06-27 | Petroleum | On road diesel | On road diesel |  | Steel | Steel |  | Painted or None | Steel |  | 1901-01-01 | [15 empty] | UST Currently In Use: 0; UST Temp Close: 0; AST Currently In Use: 0; AST Temp Closed: 0 | 0 | 0 | 5 | 15326-103-002505 | WAYNE POULTRY DIV CONTIN GRAIN CO
34766 | Cannot Locate or abandoned | 1999-12-16 | 1974-01-01 |  | Petroleum | On road diesel | On road diesel |  | Steel | Steel |  | Painted or None | Steel |  | 1901-01-01 | [15 empty] | UST Currently In Use: 0; UST Temp Close: 0; AST Currently In Use: 0; AST Temp Closed: 0 | 0 | 0 | 0 | 15327-093-010086 | JOHNNY WAYNE PRESCOTT
34768 | Retired | 1984-01-01 | 1971-01-01 |  | Petroleum | Other, OTHER | Other |  | Steel | Steel |  | Painted or None | Steel |  | 1901-01-01 | [15 empty] | UST Currently In Use: 0; UST Temp Close: 0; AST Currently In Use: 0; AST Temp Closed: 0 | 0 | 0 | 0 | 15329-031-009166 | WAYNE T SMITH
34769 | Retired | 1984-01-01 | 1971-01-01 |  | Petroleum | Other, OTHER | Other |  | Steel | Steel |  | Painted or None | Steel |  | 1901-01-01 | [15 empty] | UST Currently In Use: 0; UST Temp Close: 0; AST Currently In Use: 0; AST Temp Closed: 0 | 0 | 0 | 0 | 15329-031-009166 | WAYNE T SMITH
34770 | Retired | 1984-01-01 | 1971-01-01 |  | Petroleum | Other, OTHER | Other |  | Steel | Steel |  | Painted or None | Steel |  | 1901-01-01 | [15 empty] | UST Currently In Use: 0; UST Temp Close: 0; AST Currently In Use: 0; AST Temp Closed: 0 | 0 | 0 | 0 | 15329-031-009166 | WAYNE T SMITH
34771 | Permanently Closed | 1995-12-14 | 1981-01-01 | 1995-12-14 | Petroleum | Kerosene | Kerosene |  | Steel | Steel |  |  | Steel |  | 1901-01-01 | [15 empty] | UST Currently In Use: 0; UST Temp Close: 0; AST Currently In Use: 0; AST Temp Closed: 0 | 0 | 0 | 1 | 15332-095-000605 | WEATHERS ACE HARDWARE
34772 | Permanently Closed | 1901-01-01 | 1973-01-01 | 1985-01-01 | Petroleum | Unleaded gasoline | Unleaded gasoline |  | Steel | Steel |  | Painted or None | Steel |  | 1901-01-01 | [15 empty] | UST Currently In Use: 0; UST Temp Close: 0; AST Currently In Use: 0; AST Temp Closed: 0 | 0 | 0 | 2 | 15336-033-006585 | WEBB OIL COMPANY, INC.
34773 | Permanently Closed | 1901-01-01 | 1980-01-01 | 1985-01-01 | Petroleum | Unleaded gasoline | Unleaded gasoline |  | Steel | Steel |  | Painted or None | Steel |  | 1901-01-01 | [15 empty] | UST Currently In Use: 0; UST Temp Close: 0; AST Currently In Use: 0; AST Temp Closed: 0 | 0 | 0 | 2 | 15336-033-006585 | WEBB OIL COMPANY, INC.
34774 | Permanently Closed | 1999-06-08 | 1901-01-01 | 1999-06-08 | Petroleum | Unleaded gasoline | Unleaded gasoline |  | Steel | Steel |  |  | Steel |  | 1901-01-01 | [12 empty] | Annual line testing | Annual line testing |  | UST Currently In Use: 0; UST Temp Close: 0; AST Currently In Use: 0; AST Temp Closed: 0 | 0 | 0 | 3 | 15336-033-006587 | WEBB OIL COMPANY, INC.
34775 | Permanently Closed | 1999-06-08 | 1901-01-01 | 1999-06-08 | Petroleum | Unleaded gasoline | Unleaded gasoline |  | Steel | Steel |  |  | Steel |  | 1901-01-01 | [12 empty] | Annual line testing | Annual line testing |  | UST Currently In Use: 0; UST Temp Close: 0; AST Currently In Use: 0; AST Temp Closed: 0 | 0 | 0 | 3 | 15336-033-006587 | WEBB OIL COMPANY, INC.
34776 | Permanently Closed | 1999-06-08 | 1986-01-01 | 1999-06-08 | Petroleum | Unleaded gasoline | Unleaded gasoline |  | Steel | Steel | Coated & cathodic protection (sti-P3) |  | Steel, CAOTED |  | 1901-01-01 | [12 empty] | Annual line testing | Annual line testing |  | UST Currently In Use: 0; UST Temp Close: 0; AST Currently In Use: 0; AST Temp Closed: 0 | 0 | 0 | 3 | 15336-033-006587 | WEBB OIL COMPANY, INC.
34777 | Temporary Closed | 2009-05-20 | 1984-06-01 |  | Petroleum | Unleaded gasoline | Unleaded gasoline | Retail | Single Wall, Steel | Steel | Field installed cathodic protection |  | Fiberglass reinforced plastic, Single Wall |  |  | Other, FLEX CONNS | Catchment Basin, Single walled catchment basin | Automatic shutoff device At 95% full | Automatic shutoff device At 95% full |  |  | Statistical Inventory Reconciliation (SIR) |  | Automatic flow restrictor (MLLD) | Automatic flow restrictor (MLLD) |  |  | Statistical inventory reconciliation (SIR) | Statistical inventory reconciliation (SIR) |  | UST Currently In Use: 0; UST Temp Close: 4; AST Currently In Use: 0; AST Temp Closed: 0 | 0 | 4 | 0 | 15336-059-006571 | WEBB OIL COMPANY, INC.
34778 | Temporary Closed | 2010-05-31 | 1984-06-01 |  | Petroleum | Unleaded gasoline | Unleaded gasoline | Retail | Single Wall, Steel | Steel | Field installed cathodic protection |  | Fiberglass reinforced plastic, Single Wall |  |  | Other, FLEX CONNS | Catchment Basin, Single walled catchment basin | Automatic shutoff device At 95% full | Automatic shutoff device At 95% full |  |  | Other, Statistical Inventory Reconciliation (SIR) |  | Automatic flow restrictor (MLLD) | Automatic flow restrictor (MLLD) |  |  | Statistical inventory reconciliation (SIR) | Statistical inventory reconciliation (SIR) |  | UST Currently In Use: 0; UST Temp Close: 4; AST Currently In Use: 0; AST Temp Closed: 0 | 0 | 4 | 0 | 15336-059-006571 | WEBB OIL COMPANY, INC.
34779 | Temporary Closed | 2008-06-30 | 1984-06-01 |  | Petroleum | Premium gasoline | Premium gasoline | Retail | Single Wall, Steel | Steel | Field installed cathodic protection |  | Fiberglass reinforced plastic, Single Wall |  |  | Other, FLEX CONNS | Catchment Basin, Single walled catchment basin | Automatic shutoff device At 95% full | Automatic shutoff device At 95% full |  |  | Statistical Inventory Reconciliation (SIR) |  | Automatic flow restrictor (MLLD) | Automatic flow restrictor (MLLD) |  |  | Statistical inventory reconciliation (SIR) | Statistical inventory reconciliation (SIR) |  | UST Currently In Use: 0; UST Temp Close: 4; AST Currently In Use: 0; AST Temp Closed: 0 | 0 | 4 | 0 | 15336-059-006571 | WEBB OIL COMPANY, INC.
34780 | Temporary Closed | 2003-01-01 | 1984-06-01 |  | Petroleum | Premium gasoline | Premium gasoline | Retail | Single Wall, Steel | Steel | Field installed cathodic protection |  | Fiberglass reinforced plastic, Single Wall |  |  | Other, FLEX CONNS | Catchment Basin, Single walled catchment basin | Automatic shutoff device At 95% full | Automatic shutoff device At 95% full |  |  |  |  | Automatic flow restrictor (MLLD) | Automatic flow restrictor (MLLD) |  |  | Annual line testing | Annual line testing |  | UST Currently In Use: 0; UST Temp Close: 4; AST Currently In Use: 0; AST Temp Closed: 0 | 0 | 4 | 0 | 15336-059-006571 | WEBB OIL COMPANY, INC.
34781 | Permanently Closed | 1996-12-07 | 1976-01-01 | 1997-01-07 | Petroleum | Unleaded gasoline | Unleaded gasoline |  | Steel | Steel |  | Painted or None | Steel |  | 1901-01-01 | [12 empty] | Annual line testing | Annual line testing |  | UST Currently In Use: 0; UST Temp Close: 0; AST Currently In Use: 0; AST Temp Closed: 0 | 0 | 0 | 3 | 15336-059-006572 | WEBB OIL COMPANY, INC.
34782 | Permanently Closed | 1996-12-01 | 1976-01-01 | 1997-01-07 | Petroleum | Unleaded gasoline | Unleaded gasoline |  | Steel | Steel |  | Painted or None | Steel |  | 1901-01-01 | [12 empty] | Annual line testing | Annual line testing |  | UST Currently In Use: 0; UST Temp Close: 0; AST Currently In Use: 0; AST Temp Closed: 0 | 0 | 0 | 3 | 15336-059-006572 | WEBB OIL COMPANY, INC.
34783 | Permanently Closed | 1996-12-01 | 1976-01-01 | 1997-01-07 | Petroleum | Unleaded gasoline | Unleaded gasoline |  | Steel | Steel |  | Painted or None | Steel |  | 1901-01-01 | [12 empty] | Annual line testing | Annual line testing |  | UST Currently In Use: 0; UST Temp Close: 0; AST Currently In Use: 0; AST Temp Closed: 0 | 0 | 0 | 3 | 15336-059-006572 | WEBB OIL COMPANY, INC.
34784 | Permanently Closed | 1901-01-01 | 1979-01-01 | 1985-04-01 | Petroleum | Unleaded gasoline | Unleaded gasoline |  | Steel | Steel |  | Painted or None | Steel |  | 1901-01-01 | [15 empty] | UST Currently In Use: 0; UST Temp Close: 0; AST Currently In Use: 0; AST Temp Closed: 0 | 0 | 0 | 3 | 15336-059-006573 | WEBB OIL COMPANY, INC.
34785 | Permanently Closed | 1901-01-01 | 1979-01-01 | 1985-04-01 | Petroleum | Unleaded gasoline | Unleaded gasoline |  | Steel | Steel |  | Painted or None | Steel |  | 1901-01-01 | [15 empty] | UST Currently In Use: 0; UST Temp Close: 0; AST Currently In Use: 0; AST Temp Closed: 0 | 0 | 0 | 3 | 15336-059-006573 | WEBB OIL COMPANY, INC.
34786 | Permanently Closed | 1901-01-01 | 1979-01-01 | 1985-04-01 | Petroleum | On road diesel | On road diesel |  | Steel | Steel |  | Painted or None | Steel |  | 1901-01-01 | [15 empty] | UST Currently In Use: 0; UST Temp Close: 0; AST Currently In Use: 0; AST Temp Closed: 0 | 0 | 0 | 3 | 15336-059-006573 | WEBB OIL COMPANY, INC.
34787 | Permanently Closed | 1997-07-01 | 1975-01-01 | 1997-07-30 | Petroleum | Unleaded gasoline | Unleaded gasoline |  | Steel | Steel |  | Painted or None | Steel |  | 1901-01-01 | [15 empty] | UST Currently In Use: 0; UST Temp Close: 0; AST Currently In Use: 0; AST Temp Closed: 0 | 0 | 0 | 4 | 15336-059-006574 | WEBB OIL COMPANY, INC.
34788 | Permanently Closed | 1997-07-01 | 1975-01-01 | 1997-07-30 | Petroleum | On road diesel | On road diesel |  | Steel | Steel |  | Painted or None | Steel |  | 1901-01-01 | [15 empty] | UST Currently In Use: 0; UST Temp Close: 0; AST Currently In Use: 0; AST Temp Closed: 0 | 0 | 0 | 4 | 15336-059-006574 | WEBB OIL COMPANY, INC.
34789 | Permanently Closed | 1997-07-01 | 1975-01-01 | 1997-07-30 | Petroleum | On road diesel | On road diesel |  | Steel | Steel |  | Painted or None | Steel |  | 1901-01-01 | [15 empty] | UST Currently In Use: 0; UST Temp Close: 0; AST Currently In Use: 0; AST Temp Closed: 0 | 0 | 0 | 4 | 15336-059-006574 | WEBB OIL COMPANY, INC.
34790 | Permanently Closed | 1997-07-01 | 1975-01-01 | 1997-07-30 | Petroleum | Unleaded gasoline | Unleaded gasoline |  | Steel | Steel |  | Painted or None | Steel |  | 1901-01-01 | [12 empty] | Annual line testing | Annual line testing |  | UST Currently In Use: 0; UST Temp Close: 0; AST Currently In Use: 0; AST Temp Closed: 0 | 0 | 0 | 4 | 15336-059-006574 | WEBB OIL COMPANY, INC.
34791 | Permanently Closed | 1901-01-01 | 1972-01-01 |  | Petroleum | Unleaded gasoline | Unleaded gasoline |  | Steel | Steel |  | Painted or None | Steel |  | 1901-01-01 | [15 empty] | UST Currently In Use: 2; UST Temp Close: 1; AST Currently In Use: 0; AST Temp Closed: 0 | 2 | 1 | 3 | 25125-059-006575 | HARMEET OIL COMPANY, LLC
34792 | Permanently Closed | 1901-01-01 | 1972-01-01 |  | Petroleum | Unleaded gasoline | Unleaded gasoline |  | Steel | Steel |  | Painted or None | Steel |  | 1901-01-01 | [15 empty] | UST Currently In Use: 2; UST Temp Close: 1; AST Currently In Use: 0; AST Temp Closed: 0 | 2 | 1 | 3 | 25125-059-006575 | HARMEET OIL COMPANY, LLC
34793 | Permanently Closed | 1999-07-23 | 1978-01-01 | 1999-07-23 | Petroleum | Unleaded gasoline | Unleaded gasoline |  | Steel | Steel |  | Painted or None | Steel |  | 1901-01-01 | [15 empty] | UST Currently In Use: 2; UST Temp Close: 1; AST Currently In Use: 0; AST Temp Closed: 0 | 2 | 1 | 3 | 25125-059-006575 | HARMEET OIL COMPANY, LLC
34794 | Currently in Use |  | 1986-01-01 |  | Petroleum | Unleaded gasoline | Unleaded gasoline | Retail | Single Wall, Steel | Steel | Coated & cathodic protection (sti-P3) |  | Double Wall, Flexible |  |  |  | Catchment Basin, Single walled catchment basin | Automatic shutoff device At 95% full | Automatic shutoff device At 95% full |  |  | Continuous Automatic Tank Gauge |  | Automatic flow restrictor (MLLD), Containment Sump | Containment Sump |  |  | Annual line testing | Annual line testing |  | UST Currently In Use: 2; UST Temp Close: 1; AST Currently In Use: 0; AST Temp Closed: 0 | 2 | 1 | 3 | 25125-059-006575 | HARMEET OIL COMPANY, LLC
34795 | Currently in Use |  | 1986-01-01 |  | Petroleum | On road diesel | On road diesel | Retail | Single Wall, Steel | Steel | Coated & cathodic protection (sti-P3) |  | Double Wall, Flexible |  |  |  | Catchment Basin, Single walled catchment basin | Automatic shutoff device At 95% full | Automatic shutoff device At 95% full |  |  | Continuous Automatic Tank Gauge |  | Automatic flow restrictor (MLLD), Containment Sump | Containment Sump |  |  | Annual line testing | Annual line testing |  | UST Currently In Use: 2; UST Temp Close: 1; AST Currently In Use: 0; AST Temp Closed: 0 | 2 | 1 | 3 | 25125-059-006575 | HARMEET OIL COMPANY, LLC
34796 | Temporary Closed | 2019-09-09 | 1986-01-01 |  | Petroleum | Unleaded gasoline | Unleaded gasoline | Retail | Single Wall, Steel | Steel | Coated & cathodic protection (sti-P3) |  | Double Wall, Flexible |  | 1901-01-01 |  | Catchment Basin, Single walled catchment basin | Automatic shutoff device At 95% full | Automatic shutoff device At 95% full |  |  | Continuous Automatic Tank Gauge |  | Automatic flow restrictor (MLLD), Containment Sump | Containment Sump |  |  | Annual line testing | Annual line testing |  | UST Currently In Use: 2; UST Temp Close: 1; AST Currently In Use: 0; AST Temp Closed: 0 | 2 | 1 | 3 | 25125-059-006575 | HARMEET OIL COMPANY, LLC
34797 | Permanently Closed | 1901-01-01 | 1973-01-01 | 1988-10-01 | Petroleum | Unleaded gasoline | Unleaded gasoline |  | Steel | Steel |  | Painted or None | Steel |  | 1901-01-01 | [15 empty] | UST Currently In Use: 0; UST Temp Close: 0; AST Currently In Use: 0; AST Temp Closed: 0 | 0 | 0 | 2 | 15336-059-006576 | WEBB OIL COMPANY, INC.
34798 | Permanently Closed | 1901-01-01 | 1973-01-01 | 1988-10-01 | Petroleum | Unleaded gasoline | Unleaded gasoline |  | Steel | Steel |  | Painted or None | Steel |  | 1901-01-01 | [15 empty] | UST Currently In Use: 0; UST Temp Close: 0; AST Currently In Use: 0; AST Temp Closed: 0 | 0 | 0 | 2 | 15336-059-006576 | WEBB OIL COMPANY, INC.
34799 | Permanently Closed | 1995-05-01 | 1971-01-01 |  | Petroleum | Premium gasoline | Premium gasoline |  | Steel | Steel |  | Painted or None | Steel |  | 1901-01-01 | [12 empty] | Annual line testing | Annual line testing |  | UST Currently In Use: 0; UST Temp Close: 0; AST Currently In Use: 0; AST Temp Closed: 0 | 0 | 0 | 2 | 15336-059-006577 | WEBB OIL COMPANY, INC.
34800 | Permanently Closed | 1995-05-01 | 1971-01-01 |  | Petroleum | Unleaded gasoline | Unleaded gasoline |  | Steel | Steel |  | Painted or None | Steel |  | 1901-01-01 | [12 empty] | Annual line testing | Annual line testing |  | UST Currently In Use: 0; UST Temp Close: 0; AST Currently In Use: 0; AST Temp Closed: 0 | 0 | 0 | 2 | 15336-059-006577 | WEBB OIL COMPANY, INC.
34801 | Retired | 1986-01-01 | 1976-01-01 |  | Petroleum | Unleaded gasoline | Unleaded gasoline |  | Steel | Steel |  | Painted or None | Steel |  | 1901-01-01 | [15 empty] | UST Currently In Use: 0; UST Temp Close: 0; AST Currently In Use: 0; AST Temp Closed: 0 | 0 | 0 | 2 | 15336-059-006577 | WEBB OIL COMPANY, INC.
34805 | Permanently Closed | 1991-08-13 | 1969-01-01 | 1991-08-13 | Petroleum | Unleaded gasoline | Unleaded gasoline |  | Steel | Steel |  | Painted or None | Steel |  | 1901-01-01 | [15 empty] | UST Currently In Use: 3; UST Temp Close: 0; AST Currently In Use: 3; AST Temp Closed: 0 | 3 | 0 | 3 | 25244-059-006579 | MEX NORTH ALABAMA, LLC.
34806 | Permanently Closed | 1991-08-13 | 1969-01-01 | 1991-08-13 | Petroleum | Unleaded gasoline | Unleaded gasoline |  | Steel | Steel |  | Painted or None | Steel |  | 1901-01-01 | [15 empty] | UST Currently In Use: 3; UST Temp Close: 0; AST Currently In Use: 3; AST Temp Closed: 0 | 3 | 0 | 3 | 25244-059-006579 | MEX NORTH ALABAMA, LLC.
34807 | Permanently Closed | 1991-08-13 | 1976-01-01 | 1991-08-13 | Petroleum | Unleaded gasoline | Unleaded gasoline |  | Steel | Steel |  | Painted or None | Steel |  | 1901-01-01 | [15 empty] | UST Currently In Use: 3; UST Temp Close: 0; AST Currently In Use: 3; AST Temp Closed: 0 | 3 | 0 | 3 | 25244-059-006579 | MEX NORTH ALABAMA, LLC.
34808 | Permanently Closed | 1901-01-01 | 1967-01-01 | 1988-02-01 | Petroleum | Unleaded gasoline | Unleaded gasoline |  | Steel | Steel |  | Painted or None | Steel |  | 1901-01-01 | [15 empty] | UST Currently In Use: 0; UST Temp Close: 0; AST Currently In Use: 0; AST Temp Closed: 0 | 0 | 0 | 3 | 15336-059-006580 | WEBB OIL COMPANY, INC.
34809 | Permanently Closed | 1901-01-01 | 1967-01-01 | 1985-01-01 | Petroleum | Unleaded gasoline | Unleaded gasoline |  | Steel | Steel |  | Painted or None | Steel |  | 1901-01-01 | [15 empty] | UST Currently In Use: 0; UST Temp Close: 0; AST Currently In Use: 0; AST Temp Closed: 0 | 0 | 0 | 3 | 15336-059-006580 | WEBB OIL COMPANY, INC.
34810 | Permanently Closed | 1901-01-01 | 1967-01-01 | 1985-01-01 | Petroleum | Unleaded gasoline | Unleaded gasoline |  | Steel | Steel |  | Painted or None | Steel |  | 1901-01-01 | [15 empty] | UST Currently In Use: 0; UST Temp Close: 0; AST Currently In Use: 0; AST Temp Closed: 0 | 0 | 0 | 3 | 15336-059-006580 | WEBB OIL COMPANY, INC.
34811 | Permanently Closed | 1992-12-12 | 1971-01-01 | 1992-12-12 | Petroleum | Unleaded gasoline | Unleaded gasoline |  | Steel | Steel |  | Painted or None | Steel |  | 1901-01-01 | [15 empty] | UST Currently In Use: 0; UST Temp Close: 0; AST Currently In Use: 0; AST Temp Closed: 0 | 0 | 0 | 2 | 15336-059-006581 | WEBB OIL COMPANY, INC.
34812 | Permanently Closed | 1992-12-12 | 1973-01-01 | 1992-12-12 | Petroleum | Unleaded gasoline | Unleaded gasoline |  | Steel | Steel |  | Painted or None | Steel |  | 1901-01-01 | [15 empty] | UST Currently In Use: 0; UST Temp Close: 0; AST Currently In Use: 0; AST Temp Closed: 0 | 0 | 0 | 2 | 15336-059-006581 | WEBB OIL COMPANY, INC.
34813 | Permanently Closed | 1995-07-31 | 1974-01-01 | 1995-08-25 | Petroleum | Unleaded gasoline | Unleaded gasoline |  | Steel | Steel |  | Painted or None | Steel |  | 1901-01-01 | [12 empty] | Annual line testing | Annual line testing |  | UST Currently In Use: 0; UST Temp Close: 3; AST Currently In Use: 0; AST Temp Closed: 0 | 0 | 3 | 5 | 15336-059-006582 | WEBB OIL COMPANY, INC.
34814 | Permanently Closed | 1995-07-31 | 1974-01-01 | 1995-08-25 | Petroleum | Unleaded gasoline | Unleaded gasoline |  | Steel | Steel |  | Painted or None | Steel |  | 1901-01-01 | [12 empty] | Annual line testing | Annual line testing |  | UST Currently In Use: 0; UST Temp Close: 3; AST Currently In Use: 0; AST Temp Closed: 0 | 0 | 3 | 5 | 15336-059-006582 | WEBB OIL COMPANY, INC.
34815 | Permanently Closed | 1995-07-31 | 1974-01-01 | 1995-08-25 | Petroleum | Unleaded gasoline | Unleaded gasoline |  | Steel | Steel |  | Painted or None | Steel |  | 1901-01-01 | [12 empty] | Annual line testing | Annual line testing |  | UST Currently In Use: 0; UST Temp Close: 3; AST Currently In Use: 0; AST Temp Closed: 0 | 0 | 3 | 5 | 15336-059-006582 | WEBB OIL COMPANY, INC.
34816 | Permanently Closed | 1995-07-31 | 1970-01-01 | 1995-08-25 | Petroleum | Unleaded gasoline | Unleaded gasoline |  | Steel | Steel |  | Painted or None | Steel |  | 1901-01-01 | [12 empty] | Annual line testing | Annual line testing |  | UST Currently In Use: 0; UST Temp Close: 3; AST Currently In Use: 0; AST Temp Closed: 0 | 0 | 3 | 5 | 15336-059-006582 | WEBB OIL COMPANY, INC.
34817 | Permanently Closed | 1995-07-31 | 1970-01-01 | 1995-08-25 | Petroleum | Unleaded gasoline | Unleaded gasoline |  | Steel | Steel |  | Painted or None | Steel |  | 1901-01-01 | [12 empty] | Annual line testing | Annual line testing |  | UST Currently In Use: 0; UST Temp Close: 3; AST Currently In Use: 0; AST Temp Closed: 0 | 0 | 3 | 5 | 15336-059-006582 | WEBB OIL COMPANY, INC.
34818 | Permanently Closed | 1901-01-01 | 1975-01-01 | 1988-08-01 | Petroleum | Unleaded gasoline | Unleaded gasoline |  | Steel | Steel |  | Painted or None | Steel |  | 1901-01-01 | [15 empty] | UST Currently In Use: 0; UST Temp Close: 0; AST Currently In Use: 0; AST Temp Closed: 0 | 0 | 0 | 2 | 15336-059-006583 | WEBB OIL COMPANY, INC.
34819 | Permanently Closed | 1901-01-01 | 1975-01-01 | 1988-08-01 | Petroleum | Unleaded gasoline | Unleaded gasoline |  | Steel | Steel |  | Painted or None | Steel |  | 1901-01-01 | [15 empty] | UST Currently In Use: 0; UST Temp Close: 0; AST Currently In Use: 0; AST Temp Closed: 0 | 0 | 0 | 2 | 15336-059-006583 | WEBB OIL COMPANY, INC.
34820 | Permanently Closed | 1998-07-01 | 1971-01-01 | 1998-07-21 | Petroleum | Unleaded gasoline | Unleaded gasoline |  | Steel | Steel |  | Painted or None | Steel |  | 1901-01-01 | [12 empty] | Annual line testing | Annual line testing |  | UST Currently In Use: 0; UST Temp Close: 0; AST Currently In Use: 0; AST Temp Closed: 0 | 0 | 0 | 2 | 15336-059-006584 | WEBB OIL COMPANY, INC.
34821 | Permanently Closed | 1998-07-01 | 1971-01-01 | 1998-07-21 | Petroleum | Unleaded gasoline | Unleaded gasoline |  | Steel | Steel |  | Painted or None | Steel |  | 1901-01-01 | [12 empty] | Annual line testing | Annual line testing |  | UST Currently In Use: 0; UST Temp Close: 0; AST Currently In Use: 0; AST Temp Closed: 0 | 0 | 0 | 2 | 15336-059-006584 | WEBB OIL COMPANY, INC.
34822 | Permanently Closed | 1901-01-01 | 1975-01-01 | 1988-03-01 | Petroleum | Unleaded gasoline | Unleaded gasoline |  | Steel | Steel |  | Painted or None | Steel |  | 1901-01-01 | [15 empty] | UST Currently In Use: 0; UST Temp Close: 0; AST Currently In Use: 0; AST Temp Closed: 0 | 0 | 0 | 2 | 15336-059-006586 | WEBB OIL COMPANY, INC.
34823 | Permanently Closed | 1901-01-01 | 1975-01-01 | 1988-03-01 | Petroleum | Unleaded gasoline | Unleaded gasoline |  | Steel | Steel |  | Painted or None | Steel |  | 1901-01-01 | [15 empty] | UST Currently In Use: 0; UST Temp Close: 0; AST Currently In Use: 0; AST Temp Closed: 0 | 0 | 0 | 2 | 15336-059-006586 | WEBB OIL COMPANY, INC.
34824 | Permanently Closed | 1901-01-01 | 1975-01-01 | 1985-02-01 | Petroleum | Unleaded gasoline | Unleaded gasoline |  | Steel | Steel |  | Painted or None | Steel |  | 1901-01-01 | [15 empty] | UST Currently In Use: 0; UST Temp Close: 0; AST Currently In Use: 0; AST Temp Closed: 0 | 0 | 0 | 1 | 15336-059-006588 | WEBB OIL COMPANY, INC.
34825 | Permanently Closed | 1983-01-01 | 1977-01-01 | 1986-01-01 | Petroleum | Unleaded gasoline | Unleaded gasoline |  | Steel | Steel |  | Painted or None | Steel |  | 1901-01-01 | [15 empty] | UST Currently In Use: 0; UST Temp Close: 0; AST Currently In Use: 0; AST Temp Closed: 0 | 0 | 0 | 1 | 15336-059-006590 | WEBB OIL COMPANY, INC.
34826 | Permanently Closed | 1990-01-01 | 1970-01-01 | 1995-08-17 | Petroleum | Unleaded gasoline | Unleaded gasoline |  | Steel | Steel |  | Painted or None | Steel |  | 1901-01-01 | [15 empty] | UST Currently In Use: 0; UST Temp Close: 0; AST Currently In Use: 0; AST Temp Closed: 0 | 0 | 0 | 3 | 15337-125-000878 | JAMES P RYAN
34827 | Permanently Closed | 1990-01-01 | 1970-01-01 | 1995-08-17 | Petroleum | Unleaded gasoline | Unleaded gasoline |  | Steel | Steel |  | Painted or None | Steel |  | 1901-01-01 | [15 empty] | UST Currently In Use: 0; UST Temp Close: 0; AST Currently In Use: 0; AST Temp Closed: 0 | 0 | 0 | 3 | 15337-125-000878 | JAMES P RYAN
34828 | Permanently Closed | 1990-01-01 | 1970-01-01 | 1995-08-17 | Petroleum | Unleaded gasoline | Unleaded gasoline |  | Steel | Steel |  | Painted or None | Steel |  | 1901-01-01 | [15 empty] | UST Currently In Use: 0; UST Temp Close: 0; AST Currently In Use: 0; AST Temp Closed: 0 | 0 | 0 | 3 | 15337-125-000878 | JAMES P RYAN
34829 | Permanently Closed | 1990-12-03 | 1945-01-01 01:00 | 1990-12-03 | Petroleum | Unleaded gasoline | Unleaded gasoline |  | Steel | Steel |  | Painted or None | Steel |  | 1901-01-01 | [15 empty] | UST Currently In Use: 0; UST Temp Close: 0; AST Currently In Use: 0; AST Temp Closed: 0 | 0 | 0 | 4 | 15338-043-002615 | WEEKS MOTOR & GROCERY
34830 | Permanently Closed | 1990-12-03 | 1945-01-01 01:00 | 1990-12-03 | Petroleum | Unleaded gasoline | Unleaded gasoline |  | Steel | Steel |  | Painted or None | Steel |  | 1901-01-01 | [15 empty] | UST Currently In Use: 0; UST Temp Close: 0; AST Currently In Use: 0; AST Temp Closed: 0 | 0 | 0 | 4 | 15338-043-002615 | WEEKS MOTOR & GROCERY
34831 | Permanently Closed | 1990-12-03 | 1965-01-01 | 1990-12-03 | Petroleum | Unleaded gasoline | Unleaded gasoline |  | Steel | Steel |  | Painted or None | Steel |  | 1901-01-01 | [15 empty] | UST Currently In Use: 0; UST Temp Close: 0; AST Currently In Use: 0; AST Temp Closed: 0 | 0 | 0 | 4 | 15338-043-002615 | WEEKS MOTOR & GROCERY
34832 | Permanently Closed | 1990-12-03 | 1954-01-01 | 1990-12-03 | Petroleum | Kerosene | Kerosene |  | Steel | Steel |  | Painted or None | Steel |  | 1901-01-01 | [15 empty] | UST Currently In Use: 0; UST Temp Close: 0; AST Currently In Use: 0; AST Temp Closed: 0 | 0 | 0 | 4 | 15338-043-002615 | WEEKS MOTOR & GROCERY
34833 | Permanently Closed | 1975-01-01 | 1953-01-01 | 1989-11-30 | Petroleum | On road diesel | On road diesel | [5 empty] | Steel |  | 1901-01-01 | [15 empty] | UST Currently In Use: 0; UST Temp Close: 0; AST Currently In Use: 0; AST Temp Closed: 0 | 0 | 0 | 2 | 15339-093-009122 | SAM MURPHY
34834 | Permanently Closed | 1975-01-01 | 1953-01-01 | 1989-11-30 | Petroleum | On road diesel | On road diesel | [5 empty] | Steel |  | 1901-01-01 | [15 empty] | UST Currently In Use: 0; UST Temp Close: 0; AST Currently In Use: 0; AST Temp Closed: 0 | 0 | 0 | 2 | 15339-093-009122 | SAM MURPHY
34835 | Permanently Closed | 1997-11-01 | 1976-01-01 | 1997-11-24 | Petroleum | On road diesel | On road diesel |  | Steel | Steel |  | Painted or None | Steel |  | 1901-01-01 | [6 empty] | Statistical Inventory Reconciliation (SIR) | [8 empty] | UST Currently In Use: 0; UST Temp Close: 0; AST Currently In Use: 0; AST Temp Closed: 0 | 0 | 0 | 4 | 15340-019-002717 | WEISS LAKE EGG CO
34836 | Permanently Closed | 1997-11-01 | 1976-01-01 | 1997-11-24 | Petroleum | On road diesel | On road diesel |  | Steel | Steel |  | Painted or None | Steel |  | 1901-01-01 | [6 empty] | Statistical Inventory Reconciliation (SIR) | [8 empty] | UST Currently In Use: 0; UST Temp Close: 0; AST Currently In Use: 0; AST Temp Closed: 0 | 0 | 0 | 4 | 15340-019-002717 | WEISS LAKE EGG CO
34837 | Permanently Closed | 1997-11-01 | 1976-01-01 | 1997-11-24 | Petroleum | Unleaded gasoline | Unleaded gasoline |  | Steel | Steel |  | Painted or None | Steel |  | 1901-01-01 | [6 empty] | Statistical Inventory Reconciliation (SIR) | [8 empty] | UST Currently In Use: 0; UST Temp Close: 0; AST Currently In Use: 0; AST Temp Closed: 0 | 0 | 0 | 4 | 15340-019-002717 | WEISS LAKE EGG CO
34838 | Permanently Closed | 1901-01-01 | 1979-01-01 | 1988-01-01 | Petroleum | Unleaded gasoline | Unleaded gasoline |  | Steel | Steel |  | Painted or None | Steel |  | 1901-01-01 | [15 empty] | UST Currently In Use: 3; UST Temp Close: 0; AST Currently In Use: 0; AST Temp Closed: 0 | 3 | 0 | 2 | 25821-025-005911 | MAURICE PAUL
34839 | Permanently Closed | 1901-01-01 | 1979-01-01 | 1988-01-01 | Petroleum | On road diesel | On road diesel |  | Steel | Steel |  | Painted or None | Steel |  | 1901-01-01 | [15 empty] | UST Currently In Use: 3; UST Temp Close: 0; AST Currently In Use: 0; AST Temp Closed: 0 | 3 | 0 | 2 | 25821-025-005911 | MAURICE PAUL
34840 | Currently in Use |  | 1985-01-01 |  | Petroleum | On road diesel | On road diesel | Bulk facility | Steel | Steel | Coated & cathodic protection (sti-P3) |  | Flexible |  |  |  | Catchment Basin, Single walled catchment basin | Automatic shutoff device At 95% full | Automatic shutoff device At 95% full |  | MANUAL/VISUAL CHECK | Automatic Tank Gauge |  | Automatic flow restrictor (MLLD), Containment Sump | Containment Sump | Interstitial Monitoring within Secondary Containment | MANUAL/VISUAL CHECK |  |  |  | UST Currently In Use: 3; UST Temp Close: 0; AST Currently In Use: 0; AST Temp Closed: 0 | 3 | 0 | 2 | 25821-025-005911 | MAURICE PAUL
34841 | Currently in Use |  | 1985-01-01 |  | Petroleum | On road diesel | On road diesel | Bulk facility | Steel | Steel | Coated & cathodic protection (sti-P3) |  | Flexible |  |  |  | Catchment Basin, Single walled catchment basin | Automatic shutoff device At 95% full | Automatic shutoff device At 95% full |  | MANUAL/VISUAL CHECK | Automatic Tank Gauge |  | Automatic flow restrictor (MLLD), Containment Sump | Containment Sump | Interstitial Monitoring within Secondary Containment | MANUAL/VISUAL CHECK |  |  |  | UST Currently In Use: 3; UST Temp Close: 0; AST Currently In Use: 0; AST Temp Closed: 0 | 3 | 0 | 2 | 25821-025-005911 | MAURICE PAUL
34842 | Currently in Use |  | 1985-01-01 |  | Petroleum | Unleaded gasoline | Unleaded gasoline | Bulk facility | Steel | Steel | Field installed cathodic protection |  | Flexible |  |  |  | Catchment Basin, Single walled catchment basin | Automatic shutoff device At 95% full | Automatic shutoff device At 95% full |  | MANUAL/VISUAL CHECK | Automatic Tank Gauge |  | Automatic flow restrictor (MLLD), Containment Sump | Containment Sump | Interstitial Monitoring within Secondary Containment | MANUAL/VISUAL CHECK |  |  |  | UST Currently In Use: 3; UST Temp Close: 0; AST Currently In Use: 0; AST Temp Closed: 0 | 3 | 0 | 2 | 25821-025-005911 | MAURICE PAUL
34843 | Permanently Closed | 1990-10-02 | 1973-01-01 | 1990-10-02 | Petroleum | Unleaded gasoline | Unleaded gasoline |  | Steel | Steel |  | Painted or None | Steel |  | 1901-01-01 | [15 empty] | UST Currently In Use: 0; UST Temp Close: 0; AST Currently In Use: 0; AST Temp Closed: 0 | 0 | 0 | 2 | 15342-097-011447 | WELDING ENGINEERING SUPPLY
34844 | Permanently Closed | 1990-10-02 | 1973-01-01 | 1990-10-02 | Petroleum | On road diesel | On road diesel |  | Steel | Steel |  | Painted or None | Steel |  | 1901-01-01 | [15 empty] | UST Currently In Use: 0; UST Temp Close: 0; AST Currently In Use: 0; AST Temp Closed: 0 | 0 | 0 | 2 | 15342-097-011447 | WELDING ENGINEERING SUPPLY
34845 | Permanently Closed | 1901-01-01 | 1974-01-01 | 1988-06-01 | Petroleum | Unleaded gasoline | Unleaded gasoline |  | Steel | Steel |  |  | Steel |  | 1901-01-01 | [15 empty] | UST Currently In Use: 2; UST Temp Close: 0; AST Currently In Use: 2; AST Temp Closed: 0 | 2 | 0 | 1 | 15343-027-000565 | WELLBORN CABINET INC
34846 | Permanently Closed | 1997-04-11 | 1979-01-01 | 1997-04-11 | Petroleum | On road diesel | On road diesel | Emergency power generator | Steel | Steel |  | Painted or None | Steel |  | 1901-01-01 | Field installed cathodic protection | [14 empty] | UST Currently In Use: 0; UST Temp Close: 0; AST Currently In Use: 0; AST Temp Closed: 0 | 0 | 0 | 1 | 11399-125-001787 | DCH HEALTH CARE AUTHORITY
34847 | Permanently Closed | 1991-03-04 | 1968-01-01 | 1991-03-04 | Petroleum | Unleaded gasoline | Unleaded gasoline |  | Steel | Steel |  |  | Steel |  | 1901-01-01 | [15 empty] | UST Currently In Use: 0; UST Temp Close: 0; AST Currently In Use: 0; AST Temp Closed: 0 | 0 | 0 | 1 | 15345-125-009030 | WEST ALABAMA REMODELING INC
34848 | Permanently Closed | 1997-10-29 | 1980-01-01 | 1997-10-29 | Petroleum | Unleaded gasoline | Unleaded gasoline |  | Steel | Steel |  |  | Steel |  | 1901-01-01 | [12 empty] | Annual line testing | Annual line testing |  | UST Currently In Use: 0; UST Temp Close: 0; AST Currently In Use: 0; AST Temp Closed: 0 | 0 | 0 | 1 | 15346-103-006722 | W MORGAN WATER PROTECTION AUTHORITY
34849 | Currently in Use |  | 1985-01-01 |  | Petroleum | Unleaded gasoline | Unleaded gasoline | Retail | Fiberglass reinforced plastic, Single Wall | Single Wall |  |  | Double Wall, Fiberglass reinforced plastic |  |  |  | Catchment Basin, Single walled catchment basin | Automatic shutoff device At 95% full | Automatic shutoff device At 95% full |  |  | Automatic Tank Gauge | Single walled submersible pump containment sump | Automatic shutoff device (AELLD), Containment Sump | Containment Sump |  |  | Annual line testing | Annual line testing |  | UST Currently In Use: 3; UST Temp Close: 1; AST Currently In Use: 0; AST Temp Closed: 0 | 3 | 1 | 0 | 23372-033-006354 | MIDSTATES PETROLEUM COMPANY
34850 | Temporary Closed | 2019-10-01 | 1985-01-01 |  | Petroleum | Premium gasoline | Premium gasoline | Retail | Fiberglass reinforced plastic, Single Wall | Single Wall |  |  | Double Wall, Fiberglass reinforced plastic |  | 1901-01-01 |  | Catchment Basin, Single walled catchment basin | Automatic shutoff device At 95% full | Automatic shutoff device At 95% full |  |  | Automatic Tank Gauge | Single walled submersible pump containment sump | Automatic shutoff device (AELLD), Containment Sump | Containment Sump | [5 empty] | UST Currently In Use: 3; UST Temp Close: 1; AST Currently In Use: 0; AST Temp Closed: 0 | 3 | 1 | 0 | 23372-033-006354 | MIDSTATES PETROLEUM COMPANY
34851 | Currently in Use |  | 1985-01-01 |  | Petroleum | Premium gasoline | Premium gasoline | Retail | Fiberglass reinforced plastic, Single Wall | Single Wall |  |  | Double Wall, Fiberglass reinforced plastic |  |  |  | Catchment Basin, Single walled catchment basin | Automatic shutoff device At 95% full | Automatic shutoff device At 95% full |  |  | Automatic Tank Gauge | Single walled submersible pump containment sump | Automatic shutoff device (AELLD), Containment Sump | Containment Sump |  |  | Annual line testing | Annual line testing |  | UST Currently In Use: 3; UST Temp Close: 1; AST Currently In Use: 0; AST Temp Closed: 0 | 3 | 1 | 0 | 23372-033-006354 | MIDSTATES PETROLEUM COMPANY
34852 | Currently in Use |  | 1985-01-01 |  | Petroleum | On road diesel | On road diesel | Retail | Fiberglass reinforced plastic, Single Wall | Single Wall |  |  | Double Wall, Fiberglass reinforced plastic |  |  |  | Catchment Basin, Single walled catchment basin | Automatic shutoff device At 95% full | Automatic shutoff device At 95% full |  |  | Automatic Tank Gauge | Single walled submersible pump containment sump | Automatic shutoff device (AELLD), Containment Sump | Containment Sump |  |  | Annual line testing | Annual line testing |  | UST Currently In Use: 3; UST Temp Close: 1; AST Currently In Use: 0; AST Temp Closed: 0 | 3 | 1 | 0 | 23372-033-006354 | MIDSTATES PETROLEUM COMPANY
34853 | Currently in Use |  | 1985-01-01 |  | Petroleum | Unleaded gasoline | Unleaded gasoline | Retail | Single Wall, Steel | Steel | Coated & cathodic protection (sti-P3) |  | Fiberglass reinforced plastic, Single Wall |  |  |  | Catchment Basin, Single walled catchment basin | Automatic shutoff device At 95% full | Automatic shutoff device At 95% full |  |  | Automatic Tank Gauge | Direct Bury submersible pump | Automatic flow restrictor (MLLD) | Automatic flow restrictor (MLLD) |  |  | Annual line testing | Annual line testing |  | UST Currently In Use: 3; UST Temp Close: 0; AST Currently In Use: 0; AST Temp Closed: 0 | 3 | 0 | 0 | 23758-033-011966 | WEYGO HOLDINGS, INC.
34854 | Currently in Use |  | 1985-01-01 |  | Petroleum | Premium gasoline | Premium gasoline | Retail | Single Wall, Steel | Steel | Coated & cathodic protection (sti-P3) |  | Fiberglass reinforced plastic, Single Wall |  |  |  | Catchment Basin, Single walled catchment basin | Automatic shutoff device At 95% full | Automatic shutoff device At 95% full |  |  | Automatic Tank Gauge | Direct Bury submersible pump | Automatic flow restrictor (MLLD) | Automatic flow restrictor (MLLD) |  |  | Annual line testing | Annual line testing |  | UST Currently In Use: 3; UST Temp Close: 0; AST Currently In Use: 0; AST Temp Closed: 0 | 3 | 0 | 0 | 23758-033-011966 | WEYGO HOLDINGS, INC.
34855 | Currently in Use |  | 1985-01-01 |  | Petroleum | Unleaded gasoline | Unleaded gasoline | Retail | Single Wall, Steel | Steel | Coated & cathodic protection (sti-P3) |  | Fiberglass reinforced plastic, Single Wall |  |  |  | Catchment Basin, Single walled catchment basin | Automatic shutoff device At 95% full | Automatic shutoff device At 95% full |  |  | Automatic Tank Gauge | Direct Bury submersible pump | Automatic flow restrictor (MLLD) | Automatic flow restrictor (MLLD) |  |  | Annual line testing | Annual line testing |  | UST Currently In Use: 3; UST Temp Close: 0; AST Currently In Use: 0; AST Temp Closed: 0 | 3 | 0 | 0 | 23758-033-011966 | WEYGO HOLDINGS, INC.
34856 | Permanently Closed | 1998-12-02 | 1980-01-01 | 1998-12-02 | Petroleum | Unleaded gasoline | Unleaded gasoline | Retail | Steel | Steel |  | Painted or None | Steel |  | 1901-01-01 | [6 empty] | Statistical Inventory Reconciliation (SIR) | [8 empty] | UST Currently In Use: 0; UST Temp Close: 0; AST Currently In Use: 0; AST Temp Closed: 0 | 0 | 0 | 4 | 15347-057-006341 | WEST OIL COMPANY, INC.
34857 | Permanently Closed | 1998-12-02 | 1980-01-01 | 1998-12-02 | Petroleum | Unleaded gasoline | Unleaded gasoline | Retail | Steel | Steel |  | Painted or None | Steel |  | 1901-01-01 | [6 empty] | Statistical Inventory Reconciliation (SIR) | [8 empty] | UST Currently In Use: 0; UST Temp Close: 0; AST Currently In Use: 0; AST Temp Closed: 0 | 0 | 0 | 4 | 15347-057-006341 | WEST OIL COMPANY, INC.
34858 | Permanently Closed | 1998-12-02 | 1980-01-01 | 1998-12-02 | Petroleum | Unleaded gasoline | Unleaded gasoline | Retail | Steel | Steel |  | Painted or None | Steel |  | 1901-01-01 | [6 empty] | Statistical Inventory Reconciliation (SIR) | [8 empty] | UST Currently In Use: 0; UST Temp Close: 0; AST Currently In Use: 0; AST Temp Closed: 0 | 0 | 0 | 4 | 15347-057-006341 | WEST OIL COMPANY, INC.
34859 | Permanently Closed | 1998-12-02 | 1980-01-01 | 1998-12-02 | Petroleum | On road diesel | On road diesel | Retail | Steel | Steel |  | Painted or None | Steel |  | 1901-01-01 | [6 empty] | Statistical Inventory Reconciliation (SIR) | [8 empty] | UST Currently In Use: 0; UST Temp Close: 0; AST Currently In Use: 0; AST Temp Closed: 0 | 0 | 0 | 4 | 15347-057-006341 | WEST OIL COMPANY, INC.
34860 | Permanently Closed | 2002-07-08 | 1984-01-01 | 2002-07-08 | Petroleum | Unleaded gasoline | Unleaded gasoline | Retail | Steel | Steel | Interior lined (not allowed as a standalone method of corrosion protection) | Painted or None | Fiberglass reinforced plastic |  | 1901-01-01 | None | Catchment Basin, Single walled catchment basin | Flow Rest 90% Full | Flow Rest 90% Full |  |  | Statistical Inventory Reconciliation (SIR) | [8 empty] | UST Currently In Use: 1; UST Temp Close: 0; AST Currently In Use: 0; AST Temp Closed: 0 | 1 | 0 | 4 | 23372-057-006346 | MIDSTATES PETROLEUM COMPANY
34861 | Permanently Closed | 2002-07-08 | 1984-01-01 | 2002-07-08 | Petroleum | Unleaded gasoline | Unleaded gasoline | Retail | Steel | Steel | Interior lined (not allowed as a standalone method of corrosion protection) | Painted or None | Fiberglass reinforced plastic |  | 1901-01-01 | None | Catchment Basin, Single walled catchment basin | Flow Rest 90% Full | Flow Rest 90% Full |  |  | Statistical Inventory Reconciliation (SIR) | [8 empty] | UST Currently In Use: 1; UST Temp Close: 0; AST Currently In Use: 0; AST Temp Closed: 0 | 1 | 0 | 4 | 23372-057-006346 | MIDSTATES PETROLEUM COMPANY
34862 | Permanently Closed | 2002-07-08 | 1984-01-01 | 2002-07-08 | Petroleum | Unleaded gasoline | Unleaded gasoline | Retail | Steel | Steel | Interior lined (not allowed as a standalone method of corrosion protection) | Painted or None | Fiberglass reinforced plastic |  | 1901-01-01 | None | Catchment Basin, Single walled catchment basin | Flow Rest 90% Full | Flow Rest 90% Full |  |  | Statistical Inventory Reconciliation (SIR) | [8 empty] | UST Currently In Use: 1; UST Temp Close: 0; AST Currently In Use: 0; AST Temp Closed: 0 | 1 | 0 | 4 | 23372-057-006346 | MIDSTATES PETROLEUM COMPANY
34863 | Permanently Closed | 1901-01-01 | 1977-01-01 | 1988-11-01 | Petroleum | Kerosene | Kerosene |  | Steel | Steel |  | Painted or None | Steel |  | 1901-01-01 | [15 empty] | UST Currently In Use: 1; UST Temp Close: 0; AST Currently In Use: 0; AST Temp Closed: 0 | 1 | 0 | 4 | 23372-057-006346 | MIDSTATES PETROLEUM COMPANY
34864 | Permanently Closed | 1992-03-17 | 1981-01-01 | 1992-03-17 | Petroleum | Unleaded gasoline | Unleaded gasoline |  | Steel | Steel |  | Painted or None | Steel |  | 1901-01-01 | [15 empty] | UST Currently In Use: 0; UST Temp Close: 0; AST Currently In Use: 0; AST Temp Closed: 0 | 0 | 0 | 3 | 15347-065-006335 | WEST OIL COMPANY, INC.
34865 | Permanently Closed | 1992-03-17 | 1981-01-01 | 1992-03-17 | Petroleum | Unleaded gasoline | Unleaded gasoline |  | Steel | Steel |  | Painted or None | Steel |  | 1901-01-01 | [15 empty] | UST Currently In Use: 0; UST Temp Close: 0; AST Currently In Use: 0; AST Temp Closed: 0 | 0 | 0 | 3 | 15347-065-006335 | WEST OIL COMPANY, INC.
34866 | Permanently Closed | 1992-03-17 | 1981-01-01 | 1992-03-17 | Petroleum | Unleaded gasoline | Unleaded gasoline |  | Steel | Steel |  | Painted or None | Steel |  | 1901-01-01 | [15 empty] | UST Currently In Use: 0; UST Temp Close: 0; AST Currently In Use: 0; AST Temp Closed: 0 | 0 | 0 | 3 | 15347-065-006335 | WEST OIL COMPANY, INC.
34867 | Permanently Closed | 1990-12-19 | 1983-01-01 | 1990-12-19 | Petroleum | Unleaded gasoline | Unleaded gasoline |  | Steel | Steel |  | Painted or None | Steel |  | 1901-01-01 | [15 empty] | UST Currently In Use: 0; UST Temp Close: 0; AST Currently In Use: 0; AST Temp Closed: 0 | 0 | 0 | 4 | 15347-065-006363 | WEST OIL COMPANY, INC.
34868 | Permanently Closed | 1990-12-19 | 1984-01-01 | 1990-12-19 | Petroleum | Unleaded gasoline | Unleaded gasoline |  | Steel | Steel |  | Painted or None | Steel |  | 1901-01-01 | [15 empty] | UST Currently In Use: 0; UST Temp Close: 0; AST Currently In Use: 0; AST Temp Closed: 0 | 0 | 0 | 4 | 15347-065-006363 | WEST OIL COMPANY, INC.
34869 | Permanently Closed | 1990-12-19 | 1987-01-01 | 1990-12-19 | Petroleum | Other, OTHER | Other |  | Steel | Steel |  | Painted or None | Steel |  | 1901-01-01 | [15 empty] | UST Currently In Use: 0; UST Temp Close: 0; AST Currently In Use: 0; AST Temp Closed: 0 | 0 | 0 | 4 | 15347-065-006363 | WEST OIL COMPANY, INC.
34870 | Permanently Closed | 1990-12-19 | 1987-01-01 | 1990-12-19 | Petroleum | Used oil | Used oil |  | Steel | Steel |  | Painted or None | Other, NONE |  | 1901-01-01 | [15 empty] | UST Currently In Use: 0; UST Temp Close: 0; AST Currently In Use: 0; AST Temp Closed: 0 | 0 | 0 | 4 | 15347-065-006363 | WEST OIL COMPANY, INC.
34871 | Permanently Closed | 1997-12-01 | 1977-01-01 | 1997-12-16 | Petroleum | Unleaded gasoline | Unleaded gasoline |  | Steel | Steel |  | Painted or None | Steel |  | 1901-01-01 | [6 empty] | Statistical Inventory Reconciliation (SIR) | [8 empty] | UST Currently In Use: 0; UST Temp Close: 0; AST Currently In Use: 0; AST Temp Closed: 0 | 0 | 0 | 3 | 15347-075-006347 | WEST OIL COMPANY, INC.
34872 | Permanently Closed | 1997-12-01 | 1977-01-01 | 1997-12-16 | Petroleum | Unleaded gasoline | Unleaded gasoline |  | Steel | Steel |  | Painted or None | Steel |  | 1901-01-01 | [6 empty] | Statistical Inventory Reconciliation (SIR) | [8 empty] | UST Currently In Use: 0; UST Temp Close: 0; AST Currently In Use: 0; AST Temp Closed: 0 | 0 | 0 | 3 | 15347-075-006347 | WEST OIL COMPANY, INC.
34873 | Permanently Closed | 1997-12-01 | 1977-01-01 | 1997-12-16 | Petroleum | Unleaded gasoline | Unleaded gasoline |  | Steel | Steel |  | Painted or None | Steel |  | 1901-01-01 | [6 empty] | Statistical Inventory Reconciliation (SIR) | [8 empty] | UST Currently In Use: 0; UST Temp Close: 0; AST Currently In Use: 0; AST Temp Closed: 0 | 0 | 0 | 3 | 15347-075-006347 | WEST OIL COMPANY, INC.
34874 | Permanently Closed | 1995-05-11 | 1977-01-01 | 1995-05-11 | Petroleum | Unleaded gasoline | Unleaded gasoline |  | Steel | Steel |  | Painted or None | Steel |  | 1901-01-01 | [6 empty] | Statistical Inventory Reconciliation (SIR) | [8 empty] | UST Currently In Use: 0; UST Temp Close: 0; AST Currently In Use: 0; AST Temp Closed: 0 | 0 | 0 | 4 | 15347-075-006356 | WEST OIL COMPANY, INC.
34875 | Permanently Closed | 1995-05-11 | 1977-01-01 | 1995-05-11 | Petroleum | Unleaded gasoline | Unleaded gasoline |  | Steel | Steel |  | Painted or None | Steel |  | 1901-01-01 | [6 empty] | Statistical Inventory Reconciliation (SIR) | [8 empty] | UST Currently In Use: 0; UST Temp Close: 0; AST Currently In Use: 0; AST Temp Closed: 0 | 0 | 0 | 4 | 15347-075-006356 | WEST OIL COMPANY, INC.
34876 | Permanently Closed | 1995-05-11 | 1977-01-01 | 1995-05-11 | Petroleum | Unleaded gasoline | Unleaded gasoline |  | Steel | Steel |  | Painted or None | Steel |  | 1901-01-01 | [6 empty] | Statistical Inventory Reconciliation (SIR) | [8 empty] | UST Currently In Use: 0; UST Temp Close: 0; AST Currently In Use: 0; AST Temp Closed: 0 | 0 | 0 | 4 | 15347-075-006356 | WEST OIL COMPANY, INC.
34877 | Permanently Closed | 1995-05-11 | 1977-01-01 | 1995-05-11 | Petroleum | Kerosene | Kerosene |  | Steel | Steel |  | Painted or None | Steel |  | 1901-01-01 | [6 empty] | Statistical Inventory Reconciliation (SIR) | [8 empty] | UST Currently In Use: 0; UST Temp Close: 0; AST Currently In Use: 0; AST Temp Closed: 0 | 0 | 0 | 4 | 15347-075-006356 | WEST OIL COMPANY, INC.
34878 | Permanently Closed | 1901-01-01 | 1977-01-01 | 1986-10-01 | Petroleum | Unleaded gasoline | Unleaded gasoline |  | Steel | Steel |  | Painted or None | Steel |  | 1901-01-01 | [15 empty] | UST Currently In Use: 0; UST Temp Close: 0; AST Currently In Use: 0; AST Temp Closed: 0 | 0 | 0 | 2 | 15347-075-006358 | WEST OIL COMPANY, INC.
34879 | Permanently Closed | 1901-01-01 | 1977-01-01 | 1986-10-01 | Petroleum | Unleaded gasoline | Unleaded gasoline |  | Steel | Steel |  | Painted or None | Steel |  | 1901-01-01 | [15 empty] | UST Currently In Use: 0; UST Temp Close: 0; AST Currently In Use: 0; AST Temp Closed: 0 | 0 | 0 | 2 | 15347-075-006358 | WEST OIL COMPANY, INC.
34880 | Currently in Use |  | 1984-01-01 |  | Petroleum | On road diesel | On road diesel | Retail | Single Wall, Steel | Steel | Coated & cathodic protection (sti-P3) |  | Fiberglass reinforced plastic, Single Wall |  | 1901-01-01 | Other, FLXS ISOL | Catchment Basin, Single walled catchment basin | Flow Rest 90% Full | Flow Rest 90% Full |  |  | Continuous Automatic Tank Gauge | Direct Bury submersible pump | Automatic shutoff device (AELLD) | Automatic shutoff device (AELLD) | [5 empty] | UST Currently In Use: 4; UST Temp Close: 1; AST Currently In Use: 0; AST Temp Closed: 0 | 4 | 1 | 0 | 23372-077-000343 | MIDSTATES PETROLEUM COMPANY
34881 | Currently in Use |  | 1984-01-01 |  | Petroleum | Premium gasoline | Premium gasoline | Retail | Single Wall, Steel | Steel | Coated & cathodic protection (sti-P3) |  | Fiberglass reinforced plastic, Single Wall |  | 1901-01-01 | Other, FLXS ISOLA | Catchment Basin, Single walled catchment basin | Flow Rest 90% Full | Flow Rest 90% Full |  |  | Continuous Automatic Tank Gauge | Direct Bury submersible pump | Automatic shutoff device (AELLD) | Automatic shutoff device (AELLD) | [5 empty] | UST Currently In Use: 4; UST Temp Close: 1; AST Currently In Use: 0; AST Temp Closed: 0 | 4 | 1 | 0 | 23372-077-000343 | MIDSTATES PETROLEUM COMPANY
34882 | Currently in Use |  | 1984-01-01 |  | Petroleum | Unleaded gasoline | Unleaded gasoline | Retail | Single Wall, Steel | Steel | Coated & cathodic protection (sti-P3) |  | Fiberglass reinforced plastic, Single Wall |  | 1901-01-01 | Other, FLXS ISOLA | Catchment Basin, Single walled catchment basin | Flow Rest 90% Full | Flow Rest 90% Full |  |  | Continuous Automatic Tank Gauge | Direct Bury submersible pump | Automatic shutoff device (AELLD) | Automatic shutoff device (AELLD) | [5 empty] | UST Currently In Use: 4; UST Temp Close: 1; AST Currently In Use: 0; AST Temp Closed: 0 | 4 | 1 | 0 | 23372-077-000343 | MIDSTATES PETROLEUM COMPANY
34883 | Temporary Closed | 2017-01-01 | 1984-01-01 |  | Petroleum | On road diesel | On road diesel | Retail | Single Wall, Steel | Steel | Coated & cathodic protection (sti-P3) |  | Fiberglass reinforced plastic, Single Wall |  | 1901-01-01 | Other, FLXS ISOLA | Catchment Basin, Single walled catchment basin | Flow Rest 90% Full | Flow Rest 90% Full |  |  | Continuous Automatic Tank Gauge | Direct Bury submersible pump | Automatic shutoff device (AELLD) | Automatic shutoff device (AELLD) | [5 empty] | UST Currently In Use: 4; UST Temp Close: 1; AST Currently In Use: 0; AST Temp Closed: 0 | 4 | 1 | 0 | 23372-077-000343 | MIDSTATES PETROLEUM COMPANY
34884 | Currently in Use |  | 1984-01-01 |  | Petroleum | Unleaded gasoline | Unleaded gasoline | Retail | Single Wall, Steel | Steel | Coated & cathodic protection (sti-P3) |  | Fiberglass reinforced plastic, Single Wall |  | 1901-01-01 | Other, FLXS ISOLA | Catchment Basin, Single walled catchment basin | Flow Rest 90% Full | Flow Rest 90% Full |  |  | Continuous Automatic Tank Gauge | Direct Bury submersible pump | Automatic shutoff device (AELLD) | Automatic shutoff device (AELLD) | [5 empty] | UST Currently In Use: 4; UST Temp Close: 1; AST Currently In Use: 0; AST Temp Closed: 0 | 4 | 1 | 0 | 23372-077-000343 | MIDSTATES PETROLEUM COMPANY
34885 | Currently in Use |  | 1982-01-01 |  | Petroleum | Unleaded gasoline | Unleaded gasoline | Retail | Single Wall, Steel | Steel | Field installed cathodic protection, Interior lined (not allowed as a standalone method of corrosion protection) |  | Double Wall, Flexible |  | 1901-01-01 |  | Catchment Basin, Single walled catchment basin | Automatic shutoff device At 95% full | Automatic shutoff device At 95% full |  |  | Automatic Tank Gauge |  | Automatic flow restrictor (MLLD), Containment Sump | Containment Sump |  |  | Annual line testing | Annual line testing |  | UST Currently In Use: 2; UST Temp Close: 0; AST Currently In Use: 0; AST Temp Closed: 0 | 2 | 0 | 0 | 24200-077-006327 | MCCOY & COMPANY, INC.
34887 | Currently in Use |  | 1982-01-01 |  | Petroleum | Premium gasoline | Premium gasoline | Retail | Single Wall, Steel | Steel | Field installed cathodic protection, Interior lined (not allowed as a standalone method of corrosion protection) |  | Double Wall, Flexible |  | 1901-01-01 |  | Catchment Basin, Single walled catchment basin | Automatic shutoff device At 95% full | Automatic shutoff device At 95% full |  |  | Automatic Tank Gauge |  | Automatic flow restrictor (MLLD), Containment Sump | Containment Sump |  |  | Annual line testing | Annual line testing |  | UST Currently In Use: 2; UST Temp Close: 0; AST Currently In Use: 0; AST Temp Closed: 0 | 2 | 0 | 0 | 24200-077-006327 | MCCOY & COMPANY, INC.
34888 | Currently in Use |  | 1988-07-01 |  | Petroleum | Unleaded gasoline | Unleaded gasoline | Retail | Single Wall, Steel | Steel | Coated & cathodic protection (sti-P3) |  | Fiberglass reinforced plastic, Single Wall |  | 1901-01-01 |  | Catchment Basin, Single walled catchment basin | Automatic shutoff device At 95% full | Automatic shutoff device At 95% full |  |  | Continuous Automatic Tank Gauge | Direct Bury submersible pump | Automatic flow restrictor (MLLD) | Automatic flow restrictor (MLLD) |  |  | Annual line testing | Annual line testing |  | UST Currently In Use: 2; UST Temp Close: 0; AST Currently In Use: 0; AST Temp Closed: 0 | 2 | 0 | 0 | 23372-077-013236 | MIDSTATES PETROLEUM COMPANY
34890 | Currently in Use |  | 1988-01-01 |  | Petroleum | Premium gasoline | Premium gasoline | Retail | Single Wall, Steel | Steel | Coated & cathodic protection (sti-P3) |  | Fiberglass reinforced plastic, Single Wall |  | 1901-01-01 |  | Catchment Basin, Single walled catchment basin | Automatic shutoff device At 95% full | Automatic shutoff device At 95% full |  |  | Continuous Automatic Tank Gauge | Direct Bury submersible pump | Automatic flow restrictor (MLLD) | Automatic flow restrictor (MLLD) |  |  | Annual line testing | Annual line testing |  | UST Currently In Use: 2; UST Temp Close: 0; AST Currently In Use: 0; AST Temp Closed: 0 | 2 | 0 | 0 | 23372-077-013236 | MIDSTATES PETROLEUM COMPANY
34891 | Permanently Closed | 1993-12-01 | 1975-01-01 | 1993-12-08 | Petroleum | On road diesel | On road diesel |  | Steel | Steel |  | Painted or None | Steel |  | 1901-01-01 | [6 empty] | Statistical Inventory Reconciliation (SIR) | [8 empty] | UST Currently In Use: 0; UST Temp Close: 0; AST Currently In Use: 0; AST Temp Closed: 0 | 0 | 0 | 2 | 15347-093-006324 | WEST OIL COMPANY, INC.
34892 | Permanently Closed | 1993-12-01 | 1980-01-01 | 1993-12-08 | Petroleum | Unleaded gasoline | Unleaded gasoline |  | Steel | Steel |  | Painted or None | Steel |  | 1901-01-01 | [6 empty] | Statistical Inventory Reconciliation (SIR) | [8 empty] | UST Currently In Use: 0; UST Temp Close: 0; AST Currently In Use: 0; AST Temp Closed: 0 | 0 | 0 | 2 | 15347-093-006324 | WEST OIL COMPANY, INC.
34893 | Permanently Closed | 1997-12-01 | 1977-01-01 | 1998-05-26 | Petroleum | Unleaded gasoline | Unleaded gasoline |  | Steel | Steel |  | Painted or None | Steel |  | 1901-01-01 | [6 empty] | Statistical Inventory Reconciliation (SIR) | [8 empty] | UST Currently In Use: 0; UST Temp Close: 0; AST Currently In Use: 0; AST Temp Closed: 0 | 0 | 0 | 4 | 15347-093-006337 | WEST OIL COMPANY, INC.
34894 | Permanently Closed | 1997-12-01 | 1977-01-01 | 1998-05-26 | Petroleum | Unleaded gasoline | Unleaded gasoline |  | Steel | Steel |  | Painted or None | Steel |  | 1901-01-01 | [6 empty] | Statistical Inventory Reconciliation (SIR) | [8 empty] | UST Currently In Use: 0; UST Temp Close: 0; AST Currently In Use: 0; AST Temp Closed: 0 | 0 | 0 | 4 | 15347-093-006337 | WEST OIL COMPANY, INC.
34895 | Permanently Closed | 1997-12-01 | 1977-01-01 | 1998-05-26 | Petroleum | Unleaded gasoline | Unleaded gasoline |  | Steel | Steel |  | Painted or None | Steel |  | 1901-01-01 | [6 empty] | Statistical Inventory Reconciliation (SIR) | [8 empty] | UST Currently In Use: 0; UST Temp Close: 0; AST Currently In Use: 0; AST Temp Closed: 0 | 0 | 0 | 4 | 15347-093-006337 | WEST OIL COMPANY, INC.
34896 | Permanently Closed | 1901-01-01 | 1977-01-01 | 1988-06-11 | Petroleum | Used oil | Used oil |  | Steel | Steel |  | Painted or None | Steel |  | 1901-01-01 | [15 empty] | UST Currently In Use: 0; UST Temp Close: 0; AST Currently In Use: 0; AST Temp Closed: 0 | 0 | 0 | 4 | 15347-093-006337 | WEST OIL COMPANY, INC.
34897 | Permanently Closed | 1901-01-01 | 1975-01-01 | 1988-11-01 | Petroleum | On road diesel | On road diesel |  | Steel | Steel |  | Painted or None | Steel |  | 1901-01-01 | [15 empty] | UST Currently In Use: 0; UST Temp Close: 0; AST Currently In Use: 0; AST Temp Closed: 0 | 0 | 0 | 1 | 15347-093-006338 | WEST OIL COMPANY, INC.
34898 | Permanently Closed | 1998-03-01 | 1977-01-01 | 1998-08-04 | Petroleum | Unleaded gasoline | Unleaded gasoline |  | Steel | Steel |  | Painted or None | Steel |  | 1901-01-01 |  | Catchment Basin, Single walled catchment basin |  |  |  |  | Statistical Inventory Reconciliation (SIR) | [8 empty] | UST Currently In Use: 0; UST Temp Close: 0; AST Currently In Use: 0; AST Temp Closed: 0 | 0 | 0 | 3 | 15347-093-006339 | WEST OIL COMPANY, INC.
34899 | Permanently Closed | 1998-03-01 | 1977-01-01 | 1998-08-04 | Petroleum | Unleaded gasoline | Unleaded gasoline |  | Steel | Steel |  | Painted or None | Steel |  | 1901-01-01 | [6 empty] | Statistical Inventory Reconciliation (SIR) | [8 empty] | UST Currently In Use: 0; UST Temp Close: 0; AST Currently In Use: 0; AST Temp Closed: 0 | 0 | 0 | 3 | 15347-093-006339 | WEST OIL COMPANY, INC.
34900 | Permanently Closed | 1998-03-01 | 1977-01-01 | 1998-08-04 | Petroleum | Unleaded gasoline | Unleaded gasoline |  | Steel | Steel |  | Painted or None | Steel |  | 1901-01-01 | [6 empty] | Statistical Inventory Reconciliation (SIR) | [8 empty] | UST Currently In Use: 0; UST Temp Close: 0; AST Currently In Use: 0; AST Temp Closed: 0 | 0 | 0 | 3 | 15347-093-006339 | WEST OIL COMPANY, INC.
34901 | Permanently Closed | 1901-01-01 | 1977-01-01 | 1987-06-16 | Petroleum | Unleaded gasoline | Unleaded gasoline |  | Steel | Steel |  | Painted or None | Steel |  | 1901-01-01 | [15 empty] | UST Currently In Use: 0; UST Temp Close: 0; AST Currently In Use: 0; AST Temp Closed: 0 | 0 | 0 | 3 | 15347-093-006340 | WEST OIL COMPANY, INC.
34902 | Permanently Closed | 1901-01-01 | 1977-01-01 | 1987-06-16 | Petroleum | Unleaded gasoline | Unleaded gasoline |  | Steel | Steel |  | Painted or None | Steel |  | 1901-01-01 | [15 empty] | UST Currently In Use: 0; UST Temp Close: 0; AST Currently In Use: 0; AST Temp Closed: 0 | 0 | 0 | 3 | 15347-093-006340 | WEST OIL COMPANY, INC.
34903 | Permanently Closed | 1901-01-01 | 1977-01-01 | 1987-06-16 | Petroleum | Unleaded gasoline | Unleaded gasoline |  | Steel | Steel |  | Painted or None | Steel |  | 1901-01-01 | [15 empty] | UST Currently In Use: 0; UST Temp Close: 0; AST Currently In Use: 0; AST Temp Closed: 0 | 0 | 0 | 3 | 15347-093-006340 | WEST OIL COMPANY, INC.
34904 | Permanently Closed | 1901-01-01 | 1978-01-01 | 1986-07-01 | Petroleum | Unleaded gasoline | Unleaded gasoline |  | Steel | Steel |  | Painted or None | Steel |  | 1901-01-01 | [15 empty] | UST Currently In Use: 0; UST Temp Close: 0; AST Currently In Use: 0; AST Temp Closed: 0 | 0 | 0 | 3 | 15347-093-006342 | WEST OIL COMPANY, INC.
34905 | Permanently Closed | 1901-01-01 | 1978-01-01 | 1986-07-01 | Petroleum | Unleaded gasoline | Unleaded gasoline |  | Steel | Steel |  | Painted or None | Steel |  | 1901-01-01 | [15 empty] | UST Currently In Use: 0; UST Temp Close: 0; AST Currently In Use: 0; AST Temp Closed: 0 | 0 | 0 | 3 | 15347-093-006342 | WEST OIL COMPANY, INC.
34906 | Permanently Closed | 1901-01-01 | 1978-01-01 | 1986-07-01 | Petroleum | Unleaded gasoline | Unleaded gasoline |  | Steel | Steel |  | Painted or None | Steel |  | 1901-01-01 | [15 empty] | UST Currently In Use: 0; UST Temp Close: 0; AST Currently In Use: 0; AST Temp Closed: 0 | 0 | 0 | 3 | 15347-093-006342 | WEST OIL COMPANY, INC.
34907 | Permanently Closed | 1901-01-01 | 1978-01-01 | 1988-11-01 | Petroleum | Unleaded gasoline | Unleaded gasoline |  | Steel | Steel |  | Painted or None | Steel |  | 1901-01-01 | [15 empty] | UST Currently In Use: 0; UST Temp Close: 0; AST Currently In Use: 0; AST Temp Closed: 0 | 0 | 0 | 3 | 15347-093-006343 | WEST OIL COMPANY, INC.
34908 | Permanently Closed | 1901-01-01 | 1978-01-01 | 1988-11-01 | Petroleum | Unleaded gasoline | Unleaded gasoline |  | Steel | Steel |  | Painted or None | Steel |  | 1901-01-01 | [15 empty] | UST Currently In Use: 0; UST Temp Close: 0; AST Currently In Use: 0; AST Temp Closed: 0 | 0 | 0 | 3 | 15347-093-006343 | WEST OIL COMPANY, INC.
34909 | Permanently Closed | 1901-01-01 | 1978-01-01 | 1988-11-01 | Petroleum | Unleaded gasoline | Unleaded gasoline |  | Steel | Steel |  | Painted or None | Steel |  | 1901-01-01 | [15 empty] | UST Currently In Use: 0; UST Temp Close: 0; AST Currently In Use: 0; AST Temp Closed: 0 | 0 | 0 | 3 | 15347-093-006343 | WEST OIL COMPANY, INC.
34910 | Permanently Closed | 1901-01-01 | 1977-01-01 | 1988-11-01 | Petroleum | Unleaded gasoline | Unleaded gasoline |  | Steel | Steel |  | Painted or None | Steel |  | 1901-01-01 | [15 empty] | UST Currently In Use: 0; UST Temp Close: 0; AST Currently In Use: 0; AST Temp Closed: 0 | 0 | 0 | 3 | 15347-093-006344 | WEST OIL COMPANY, INC.
34911 | Permanently Closed | 1901-01-01 | 1977-01-01 | 1988-11-01 | Petroleum | Unleaded gasoline | Unleaded gasoline |  | Steel | Steel |  | Painted or None | Steel |  | 1901-01-01 | [15 empty] | UST Currently In Use: 0; UST Temp Close: 0; AST Currently In Use: 0; AST Temp Closed: 0 | 0 | 0 | 3 | 15347-093-006344 | WEST OIL COMPANY, INC.
34912 | Permanently Closed | 1901-01-01 | 1977-01-01 | 1988-11-01 | Petroleum | Unleaded gasoline | Unleaded gasoline |  | Steel | Steel |  | Painted or None | Steel |  | 1901-01-01 | [15 empty] | UST Currently In Use: 0; UST Temp Close: 0; AST Currently In Use: 0; AST Temp Closed: 0 | 0 | 0 | 3 | 15347-093-006344 | WEST OIL COMPANY, INC.
34913 | Permanently Closed | 1901-01-01 | 1974-01-01 | 1988-11-01 | Petroleum | On road diesel | On road diesel |  | Steel | Steel |  | Painted or None | Steel |  | 1901-01-01 | [15 empty] | UST Currently In Use: 0; UST Temp Close: 0; AST Currently In Use: 0; AST Temp Closed: 0 | 0 | 0 | 2 | 15347-093-006345 | WEST OIL COMPANY, INC.
34914 | Permanently Closed | 1901-01-01 | 1974-01-01 | 1988-12-01 | Petroleum | Kerosene | Kerosene |  | Steel | Steel |  | Painted or None | Steel |  | 1901-01-01 | [15 empty] | UST Currently In Use: 0; UST Temp Close: 0; AST Currently In Use: 0; AST Temp Closed: 0 | 0 | 0 | 2 | 15347-093-006345 | WEST OIL COMPANY, INC.
34915 | Permanently Closed | 1990-05-23 | 1973-01-01 | 1990-05-23 | Petroleum | Unleaded gasoline | Unleaded gasoline |  | Steel | Steel |  | Painted or None | Steel |  | 1901-01-01 | [15 empty] | UST Currently In Use: 2; UST Temp Close: 0; AST Currently In Use: 0; AST Temp Closed: 0 | 2 | 0 | 3 | 23372-093-006349 | MIDSTATES PETROLEUM COMPANY
34916 | Permanently Closed | 1990-05-23 | 1973-01-01 | 1990-05-23 | Petroleum | Unleaded gasoline | Unleaded gasoline |  | Steel | Steel |  | Painted or None | Steel |  | 1901-01-01 | [15 empty] | UST Currently In Use: 2; UST Temp Close: 0; AST Currently In Use: 0; AST Temp Closed: 0 | 2 | 0 | 3 | 23372-093-006349 | MIDSTATES PETROLEUM COMPANY
34917 | Permanently Closed | 1990-05-23 | 1973-01-01 | 1990-05-23 | Petroleum | Unleaded gasoline | Unleaded gasoline |  | Steel | Steel |  | Painted or None | Steel |  | 1901-01-01 | [15 empty] | UST Currently In Use: 2; UST Temp Close: 0; AST Currently In Use: 0; AST Temp Closed: 0 | 2 | 0 | 3 | 23372-093-006349 | MIDSTATES PETROLEUM COMPANY
34918 | Currently in Use |  | 1990-06-08 |  | Petroleum | Unleaded gasoline | Unleaded gasoline | Retail | Fiberglass reinforced plastic, Single Wall | Single Wall |  |  | Fiberglass reinforced plastic, Single Wall |  |  |  | Catchment Basin, Single walled catchment basin | Flow Rest 90% Full | Flow Rest 90% Full |  |  | Continuous Automatic Tank Gauge | Direct Bury submersible pump | Automatic shutoff device (AELLD) | Automatic shutoff device (AELLD) | [5 empty] | UST Currently In Use: 2; UST Temp Close: 0; AST Currently In Use: 0; AST Temp Closed: 0 | 2 | 0 | 3 | 23372-093-006349 | MIDSTATES PETROLEUM COMPANY
34920 | Currently in Use |  | 1990-06-08 |  | Petroleum | Premium gasoline | Premium gasoline | Retail | Fiberglass reinforced plastic, Single Wall | Single Wall |  |  | Fiberglass reinforced plastic, Single Wall |  |  |  | Catchment Basin, Single walled catchment basin | Flow Rest 90% Full | Flow Rest 90% Full |  |  | Continuous Automatic Tank Gauge | Direct Bury submersible pump | Automatic shutoff device (AELLD) | Automatic shutoff device (AELLD) | [5 empty] | UST Currently In Use: 2; UST Temp Close: 0; AST Currently In Use: 0; AST Temp Closed: 0 | 2 | 0 | 3 | 23372-093-006349 | MIDSTATES PETROLEUM COMPANY
34921 | Permanently Closed | 1992-04-29 | 1977-01-01 | 1992-04-29 | Petroleum | Unleaded gasoline | Unleaded gasoline |  | Steel | Steel |  | Painted or None | Steel |  | 1901-01-01 | [15 empty] | UST Currently In Use: 0; UST Temp Close: 0; AST Currently In Use: 0; AST Temp Closed: 0 | 0 | 0 | 3 | 15347-093-006351 | WEST OIL COMPANY, INC.
34922 | Permanently Closed | 1992-04-29 | 1977-01-01 | 1992-04-29 | Petroleum | Unleaded gasoline | Unleaded gasoline |  | Steel | Steel |  | Painted or None | Steel |  | 1901-01-01 | [15 empty] | UST Currently In Use: 0; UST Temp Close: 0; AST Currently In Use: 0; AST Temp Closed: 0 | 0 | 0 | 3 | 15347-093-006351 | WEST OIL COMPANY, INC.
34923 | Permanently Closed | 1992-04-29 | 1976-01-01 | 1992-04-29 | Petroleum | Unleaded gasoline | Unleaded gasoline |  | Steel | Steel |  | Painted or None | Steel |  | 1901-01-01 | [15 empty] | UST Currently In Use: 0; UST Temp Close: 0; AST Currently In Use: 0; AST Temp Closed: 0 | 0 | 0 | 3 | 15347-093-006351 | WEST OIL COMPANY, INC.
34924 | Permanently Closed | 1996-01-01 | 1977-01-01 | 1997-02-10 | Petroleum | Unleaded gasoline | Unleaded gasoline |  | Steel | Steel |  | Painted or None | Steel |  | 1901-01-01 | [6 empty] | Statistical Inventory Reconciliation (SIR) | [5 empty] | Annual line testing | Annual line testing |  | UST Currently In Use: 0; UST Temp Close: 0; AST Currently In Use: 0; AST Temp Closed: 0 | 0 | 0 | 5 | 15347-093-006352 | WEST OIL COMPANY, INC.
34925 | Permanently Closed | 1996-01-01 | 1977-01-01 | 1997-02-10 | Petroleum | Unleaded gasoline | Unleaded gasoline |  | Steel | Steel |  | Painted or None | Steel |  | 1901-01-01 | [6 empty] | Statistical Inventory Reconciliation (SIR) | [5 empty] | Annual line testing | Annual line testing |  | UST Currently In Use: 0; UST Temp Close: 0; AST Currently In Use: 0; AST Temp Closed: 0 | 0 | 0 | 5 | 15347-093-006352 | WEST OIL COMPANY, INC.
34926 | Permanently Closed | 1996-01-01 | 1977-01-01 | 1997-02-10 | Petroleum | Unleaded gasoline | Unleaded gasoline |  | Steel | Steel |  | Painted or None | Steel |  | 1901-01-01 | [6 empty] | Statistical Inventory Reconciliation (SIR) | [5 empty] | Annual line testing | Annual line testing |  | UST Currently In Use: 0; UST Temp Close: 0; AST Currently In Use: 0; AST Temp Closed: 0 | 0 | 0 | 5 | 15347-093-006352 | WEST OIL COMPANY, INC.
34927 | Permanently Closed | 1996-01-01 | 1977-01-01 | 1997-02-10 | Petroleum | Unleaded gasoline | Unleaded gasoline |  | Steel | Steel |  | Painted or None | Steel |  | 1901-01-01 | [6 empty] | Statistical Inventory Reconciliation (SIR) | [5 empty] | Annual line testing | Annual line testing |  | UST Currently In Use: 0; UST Temp Close: 0; AST Currently In Use: 0; AST Temp Closed: 0 | 0 | 0 | 5 | 15347-093-006352 | WEST OIL COMPANY, INC.
34928 | Permanently Closed | 1988-12-01 | 1977-01-01 | 1988-12-01 | Petroleum | On road diesel | On road diesel |  | Steel | Steel |  | Painted or None | Steel |  | 1901-01-01 | [15 empty] | UST Currently In Use: 0; UST Temp Close: 0; AST Currently In Use: 0; AST Temp Closed: 0 | 0 | 0 | 5 | 15347-093-006352 | WEST OIL COMPANY, INC.
34929 | Permanently Closed | 1990-09-17 | 1975-01-01 | 1990-09-17 | Petroleum | Unleaded gasoline | Unleaded gasoline |  | Steel | Steel |  | Painted or None | Steel |  | 1901-01-01 | [15 empty] | UST Currently In Use: 0; UST Temp Close: 0; AST Currently In Use: 0; AST Temp Closed: 0 | 0 | 0 | 2 | 15347-093-006357 | WEST OIL COMPANY, INC.
34930 | Permanently Closed | 1990-09-17 | 1975-01-01 | 1990-09-17 | Petroleum | On road diesel | On road diesel |  | Steel | Steel |  | Painted or None | Steel |  | 1901-01-01 | [15 empty] | UST Currently In Use: 0; UST Temp Close: 0; AST Currently In Use: 0; AST Temp Closed: 0 | 0 | 0 | 2 | 15347-093-006357 | WEST OIL COMPANY, INC.
34931 | Permanently Closed | 1996-01-01 | 1980-01-01 | 1996-06-17 | Petroleum | Unleaded gasoline | Unleaded gasoline |  | Steel | Steel |  | Painted or None | Steel |  | 1901-01-01 | [6 empty] | Statistical Inventory Reconciliation (SIR) | [5 empty] | Annual line testing, Statistical inventory reconciliation (SIR) | Statistical inventory reconciliation (SIR) |  | UST Currently In Use: 3; UST Temp Close: 0; AST Currently In Use: 0; AST Temp Closed: 0 | 3 | 0 | 4 | 23372-093-006360 | MIDSTATES PETROLEUM COMPANY
34932 | Permanently Closed | 1996-01-01 | 1977-01-01 | 1996-09-17 | Petroleum | Unleaded gasoline | Unleaded gasoline |  | Steel | Steel |  | Painted or None | Steel |  | 1901-01-01 | [6 empty] | Statistical Inventory Reconciliation (SIR) | [5 empty] | Annual line testing, Statistical inventory reconciliation (SIR) | Statistical inventory reconciliation (SIR) |  | UST Currently In Use: 3; UST Temp Close: 0; AST Currently In Use: 0; AST Temp Closed: 0 | 3 | 0 | 4 | 23372-093-006360 | MIDSTATES PETROLEUM COMPANY
34933 | Permanently Closed | 1996-01-01 | 1977-01-01 | 1996-09-17 | Petroleum | Unleaded gasoline | Unleaded gasoline |  | Steel | Steel |  | Painted or None | Steel |  | 1901-01-01 | [6 empty] | Statistical Inventory Reconciliation (SIR) | [5 empty] | Annual line testing, Statistical inventory reconciliation (SIR) | Statistical inventory reconciliation (SIR) |  | UST Currently In Use: 3; UST Temp Close: 0; AST Currently In Use: 0; AST Temp Closed: 0 | 3 | 0 | 4 | 23372-093-006360 | MIDSTATES PETROLEUM COMPANY
34934 | Permanently Closed | 1996-01-01 | 1977-01-01 | 1996-09-17 | Petroleum | On road diesel | On road diesel |  | Steel | Steel |  | Painted or None | Steel |  | 1901-01-01 | [6 empty] | Statistical Inventory Reconciliation (SIR) | [5 empty] | Annual line testing, Statistical inventory reconciliation (SIR) | Statistical inventory reconciliation (SIR) |  | UST Currently In Use: 3; UST Temp Close: 0; AST Currently In Use: 0; AST Temp Closed: 0 | 3 | 0 | 4 | 23372-093-006360 | MIDSTATES PETROLEUM COMPANY
34935 | Permanently Closed | 1988-12-01 | 1977-01-01 | 1988-12-01 | Petroleum | Unleaded gasoline | Unleaded gasoline |  | Steel | Steel |  | Painted or None | Steel |  | 1901-01-01 | [15 empty] | UST Currently In Use: 0; UST Temp Close: 0; AST Currently In Use: 0; AST Temp Closed: 0 | 0 | 0 | 5 | 15347-093-006361 | WEST OIL COMPANY, INC.
34936 | Permanently Closed | 1988-12-01 | 1977-01-01 | 1988-12-01 | Petroleum | Unleaded gasoline | Unleaded gasoline |  | Steel | Steel |  | Painted or None | Steel |  | 1901-01-01 | [15 empty] | UST Currently In Use: 0; UST Temp Close: 0; AST Currently In Use: 0; AST Temp Closed: 0 | 0 | 0 | 5 | 15347-093-006361 | WEST OIL COMPANY, INC.
34937 | Permanently Closed | 1988-12-01 | 1977-01-01 | 1988-12-01 | Petroleum | Unleaded gasoline | Unleaded gasoline |  | Steel | Steel |  | Painted or None | Steel |  | 1901-01-01 | [15 empty] | UST Currently In Use: 0; UST Temp Close: 0; AST Currently In Use: 0; AST Temp Closed: 0 | 0 | 0 | 5 | 15347-093-006361 | WEST OIL COMPANY, INC.
34938 | Permanently Closed | 1988-12-01 | 1977-01-01 | 1988-12-01 | Petroleum | On road diesel | On road diesel |  | Steel | Steel |  | Painted or None | Steel |  | 1901-01-01 | [15 empty] | UST Currently In Use: 0; UST Temp Close: 0; AST Currently In Use: 0; AST Temp Closed: 0 | 0 | 0 | 5 | 15347-093-006361 | WEST OIL COMPANY, INC.
34939 | Permanently Closed | 1988-12-01 | 1977-01-01 | 1988-12-01 | Petroleum | Unleaded gasoline | Unleaded gasoline |  | Steel | Steel |  | Painted or None | Steel |  | 1901-01-01 | [15 empty] | UST Currently In Use: 0; UST Temp Close: 0; AST Currently In Use: 0; AST Temp Closed: 0 | 0 | 0 | 5 | 15347-093-006361 | WEST OIL COMPANY, INC.
34940 | Permanently Closed | 1988-01-01 | 1975-01-01 |  | Petroleum | On road diesel | On road diesel |  | Steel | Steel |  | Painted or None | Steel |  | 1901-01-01 | [15 empty] | UST Currently In Use: 0; UST Temp Close: 0; AST Currently In Use: 4; AST Temp Closed: 2 | 0 | 0 | 4 | 15347-093-006369 | WEST OIL COMPANY, INC.
34941 | Permanently Closed | 1988-01-01 | 1975-01-01 |  | Petroleum | Other, OTHER | Other |  | Steel | Steel |  | Painted or None | Steel |  | 1901-01-01 | [15 empty] | UST Currently In Use: 0; UST Temp Close: 0; AST Currently In Use: 4; AST Temp Closed: 2 | 0 | 0 | 4 | 15347-093-006369 | WEST OIL COMPANY, INC.
34942 | Permanently Closed | 1988-01-01 | 1975-01-01 |  | Petroleum | Unleaded gasoline | Unleaded gasoline |  | Steel | Steel |  | Painted or None | Steel |  | 1901-01-01 | [15 empty] | UST Currently In Use: 0; UST Temp Close: 0; AST Currently In Use: 4; AST Temp Closed: 2 | 0 | 0 | 4 | 15347-093-006369 | WEST OIL COMPANY, INC.
34943 | Permanently Closed | 1988-01-01 | 1975-01-01 |  | Petroleum | Other, SOLVENT | Other |  | Steel | Steel |  | Painted or None | Steel |  | 1901-01-01 | [15 empty] | UST Currently In Use: 0; UST Temp Close: 0; AST Currently In Use: 4; AST Temp Closed: 2 | 0 | 0 | 4 | 15347-093-006369 | WEST OIL COMPANY, INC.
34944 | Temporary Closed | 2010-02-01 | 1987-11-01 |  | Petroleum | Unleaded gasoline | Unleaded gasoline | Retail | Single Wall, Steel | Steel | Coated & cathodic protection (sti-P3) |  | Fiberglass reinforced plastic, Single Wall |  |  | None | Catchment Basin, Single walled catchment basin | Automatic shutoff device At 95% full | Automatic shutoff device At 95% full |  |  | Statistical Inventory Reconciliation (SIR) | [8 empty] | UST Currently In Use: 0; UST Temp Close: 3; AST Currently In Use: 1; AST Temp Closed: 0 | 0 | 3 | 0 | 13177-057-008491 | LOWRY OIL CO INC
34945 | Temporary Closed | 2010-02-01 | 1987-11-01 |  | Petroleum | Unleaded gasoline | Unleaded gasoline | Retail | Single Wall, Steel | Steel | Coated & cathodic protection (sti-P3) |  | Fiberglass reinforced plastic, Single Wall |  |  |  | Catchment Basin, Single walled catchment basin | Automatic shutoff device At 95% full | Automatic shutoff device At 95% full |  |  | Statistical Inventory Reconciliation (SIR) | [8 empty] | UST Currently In Use: 0; UST Temp Close: 3; AST Currently In Use: 1; AST Temp Closed: 0 | 0 | 3 | 0 | 13177-057-008491 | LOWRY OIL CO INC
34946 | Temporary Closed | 2010-02-01 | 1987-11-01 |  | Petroleum | Premium gasoline | Premium gasoline | Retail | Single Wall, Steel | Steel | Coated & cathodic protection (sti-P3) |  | Fiberglass reinforced plastic, Single Wall |  |  |  | Catchment Basin, Single walled catchment basin | Automatic shutoff device At 95% full | Automatic shutoff device At 95% full |  |  | Statistical Inventory Reconciliation (SIR) | [8 empty] | UST Currently In Use: 0; UST Temp Close: 3; AST Currently In Use: 1; AST Temp Closed: 0 | 0 | 3 | 0 | 13177-057-008491 | LOWRY OIL CO INC
34947 | Currently in Use |  | 1990-01-01 |  | Petroleum | Unleaded gasoline | Unleaded gasoline | Retail | Fiberglass reinforced plastic, Single Wall | Single Wall |  |  | Fiberglass reinforced plastic, Single Wall |  |  |  | Catchment Basin, Single walled catchment basin | Flow Rest 90% Full | Flow Rest 90% Full |  |  | Continuous Automatic Tank Gauge | Direct Bury submersible pump | Automatic shutoff device (AELLD) | Automatic shutoff device (AELLD) |  | MANUAL/VISUAL CHECK |  |  |  | UST Currently In Use: 2; UST Temp Close: 0; AST Currently In Use: 0; AST Temp Closed: 0 | 2 | 0 | 0 | 23372-093-014747 | MIDSTATES PETROLEUM COMPANY
34949 | Currently in Use |  | 1990-01-01 |  | Petroleum | Premium gasoline | Premium gasoline | Retail | Fiberglass reinforced plastic, Single Wall | Single Wall |  |  | Fiberglass reinforced plastic, Single Wall |  |  |  | Catchment Basin, Single walled catchment basin | Flow Rest 90% Full | Flow Rest 90% Full |  |  | Continuous Automatic Tank Gauge | Direct Bury submersible pump | Automatic shutoff device (AELLD) | Automatic shutoff device (AELLD) |  | MANUAL/VISUAL CHECK |  |  |  | UST Currently In Use: 2; UST Temp Close: 0; AST Currently In Use: 0; AST Temp Closed: 0 | 2 | 0 | 0 | 23372-093-014747 | MIDSTATES PETROLEUM COMPANY
34950 | Currently in Use |  | 1979-01-01 |  | Petroleum | Unleaded gasoline | Unleaded gasoline | Retail | Steel | Steel | Field installed cathodic protection |  | Steel |  | 1901-01-01 | Field installed cathodic protection | Catchment Basin, Single walled catchment basin | Automatic shutoff device At 95% full, Flow Rest 90% Full | Flow Rest 90% Full |  |  | Statistical Inventory Reconciliation (SIR) | [8 empty] | UST Currently In Use: 2; UST Temp Close: 0; AST Currently In Use: 0; AST Temp Closed: 0 | 2 | 0 | 0 | 20881-105-006353 | RICHARD ROYSTER KWIK WAY FOODS
34951 | Currently in Use |  | 1979-01-01 |  | Petroleum | Premium gasoline | Premium gasoline | Retail | Steel | Steel | Field installed cathodic protection |  | Steel |  | 1901-01-01 | Field installed cathodic protection | Catchment Basin, Single walled catchment basin | Automatic shutoff device At 95% full, Flow Rest 90% Full | Flow Rest 90% Full |  |  | Statistical Inventory Reconciliation (SIR) | [8 empty] | UST Currently In Use: 2; UST Temp Close: 0; AST Currently In Use: 0; AST Temp Closed: 0 | 2 | 0 | 0 | 20881-105-006353 | RICHARD ROYSTER KWIK WAY FOODS
34952 | Permanently Closed | 2002-06-19 | 1980-01-01 | 2002-06-19 | Petroleum | Unleaded gasoline | Unleaded gasoline | Retail | Steel | Steel | Interior lined (not allowed as a standalone method of corrosion protection) |  | Fiberglass reinforced plastic |  | 1901-01-01 | None | Catchment Basin, Single walled catchment basin | Flow Rest 90% Full | Flow Rest 90% Full |  |  | Automatic Tank Gauge |  |  |  | Interstitial Monitoring within Secondary Containment |  |  |  |  | UST Currently In Use: 0; UST Temp Close: 0; AST Currently In Use: 0; AST Temp Closed: 0 | 0 | 0 | 3 | 15347-125-006323 | WEST OIL COMPANY, INC.
34953 | Permanently Closed | 2002-06-19 | 1980-01-01 | 2002-06-19 | Petroleum | Unleaded gasoline | Unleaded gasoline | Retail | Steel | Steel | Interior lined (not allowed as a standalone method of corrosion protection) |  | Fiberglass reinforced plastic |  | 1901-01-01 | None | Catchment Basin, Single walled catchment basin | Flow Rest 90% Full | Flow Rest 90% Full |  |  | Automatic Tank Gauge |  |  |  | Interstitial Monitoring within Secondary Containment |  |  |  |  | UST Currently In Use: 0; UST Temp Close: 0; AST Currently In Use: 0; AST Temp Closed: 0 | 0 | 0 | 3 | 15347-125-006323 | WEST OIL COMPANY, INC.
34954 | Permanently Closed | 2002-06-19 | 1980-01-01 | 2002-06-19 | Petroleum | Unleaded gasoline | Unleaded gasoline | Retail | Steel | Steel | Interior lined (not allowed as a standalone method of corrosion protection) |  | Fiberglass reinforced plastic |  | 1901-01-01 | None | Catchment Basin, Single walled catchment basin | Flow Rest 90% Full | Flow Rest 90% Full |  |  | Automatic Tank Gauge |  |  |  | Interstitial Monitoring within Secondary Containment |  |  |  |  | UST Currently In Use: 0; UST Temp Close: 0; AST Currently In Use: 0; AST Temp Closed: 0 | 0 | 0 | 3 | 15347-125-006323 | WEST OIL COMPANY, INC.
34955 | Permanently Closed | 1992-04-22 | 1980-01-01 | 1992-04-22 | Petroleum | Unleaded gasoline | Unleaded gasoline |  | Steel | Steel |  | Painted or None | Steel |  | 1901-01-01 | [15 empty] | UST Currently In Use: 0; UST Temp Close: 0; AST Currently In Use: 0; AST Temp Closed: 0 | 0 | 0 | 3 | 15347-125-006326 | WEST OIL COMPANY, INC.
34956 | Permanently Closed | 1992-04-22 | 1980-01-01 | 1992-04-22 | Petroleum | Unleaded gasoline | Unleaded gasoline |  | Steel | Steel |  | Painted or None | Steel |  | 1901-01-01 | [15 empty] | UST Currently In Use: 0; UST Temp Close: 0; AST Currently In Use: 0; AST Temp Closed: 0 | 0 | 0 | 3 | 15347-125-006326 | WEST OIL COMPANY, INC.
34957 | Permanently Closed | 1992-04-22 | 1980-01-01 | 1992-04-22 | Petroleum | Unleaded gasoline | Unleaded gasoline |  | Steel | Steel |  | Painted or None | Steel |  | 1901-01-01 | [15 empty] | UST Currently In Use: 0; UST Temp Close: 0; AST Currently In Use: 0; AST Temp Closed: 0 | 0 | 0 | 3 | 15347-125-006326 | WEST OIL COMPANY, INC.
34958 | Permanently Closed | 1993-01-01 | 1980-01-01 | 1995-06-15 | Petroleum | Unleaded gasoline | Unleaded gasoline |  | Steel | Steel |  | Painted or None | Steel |  | 1901-01-01 | [6 empty] | Statistical Inventory Reconciliation (SIR) | [5 empty] | Statistical inventory reconciliation (SIR) | Statistical inventory reconciliation (SIR) |  | UST Currently In Use: 0; UST Temp Close: 0; AST Currently In Use: 0; AST Temp Closed: 0 | 0 | 0 | 5 | 15347-125-006328 | WEST OIL COMPANY, INC.
34959 | Permanently Closed | 1993-01-01 | 1980-01-01 | 1995-06-15 | Petroleum | Unleaded gasoline | Unleaded gasoline |  | Steel | Steel |  | Painted or None | Steel |  | 1901-01-01 | [6 empty] | Statistical Inventory Reconciliation (SIR) | [8 empty] | UST Currently In Use: 0; UST Temp Close: 0; AST Currently In Use: 0; AST Temp Closed: 0 | 0 | 0 | 5 | 15347-125-006328 | WEST OIL COMPANY, INC.
34960 | Permanently Closed | 1993-01-01 | 1980-01-01 | 1995-06-15 | Petroleum | Unleaded gasoline | Unleaded gasoline |  | Steel | Steel |  | Painted or None | Steel |  | 1901-01-01 | [6 empty] | Statistical Inventory Reconciliation (SIR) | [8 empty] | UST Currently In Use: 0; UST Temp Close: 0; AST Currently In Use: 0; AST Temp Closed: 0 | 0 | 0 | 5 | 15347-125-006328 | WEST OIL COMPANY, INC.
34961 | Permanently Closed | 1993-01-01 | 1980-01-01 | 1995-06-15 | Petroleum | Unleaded gasoline | Unleaded gasoline |  | Steel | Steel |  | Painted or None | Steel |  | 1901-01-01 | [6 empty] | Statistical Inventory Reconciliation (SIR) | [8 empty] | UST Currently In Use: 0; UST Temp Close: 0; AST Currently In Use: 0; AST Temp Closed: 0 | 0 | 0 | 5 | 15347-125-006328 | WEST OIL COMPANY, INC.
34962 | Permanently Closed | 1993-01-01 | 1980-01-01 | 1995-06-15 | Petroleum | Used oil | Used oil |  | Steel | Steel |  | Painted or None | Other, NONE |  | 1901-01-01 | [6 empty] | Statistical Inventory Reconciliation (SIR) | [8 empty] | UST Currently In Use: 0; UST Temp Close: 0; AST Currently In Use: 0; AST Temp Closed: 0 | 0 | 0 | 5 | 15347-125-006328 | WEST OIL COMPANY, INC.
34963 | Permanently Closed | 1997-01-01 | 1980-01-01 | 1997-07-22 | Petroleum | Unleaded gasoline | Unleaded gasoline |  | Steel | Steel |  | Painted or None | Steel |  | 1901-01-01 | [6 empty] | Statistical Inventory Reconciliation (SIR) | [8 empty] | UST Currently In Use: 0; UST Temp Close: 0; AST Currently In Use: 0; AST Temp Closed: 0 | 0 | 0 | 3 | 15347-125-006329 | WEST OIL COMPANY, INC.
34964 | Permanently Closed | 1997-01-01 | 1980-01-01 | 1997-07-22 | Petroleum | Unleaded gasoline | Unleaded gasoline |  | Steel | Steel |  | Painted or None | Steel |  | 1901-01-01 | [6 empty] | Statistical Inventory Reconciliation (SIR) | [8 empty] | UST Currently In Use: 0; UST Temp Close: 0; AST Currently In Use: 0; AST Temp Closed: 0 | 0 | 0 | 3 | 15347-125-006329 | WEST OIL COMPANY, INC.
34965 | Permanently Closed | 1997-01-01 | 1980-01-01 | 1997-07-22 | Petroleum | Unleaded gasoline | Unleaded gasoline |  | Steel | Steel |  | Painted or None | Steel |  | 1901-01-01 | [6 empty] | Statistical Inventory Reconciliation (SIR) | [8 empty] | UST Currently In Use: 0; UST Temp Close: 0; AST Currently In Use: 0; AST Temp Closed: 0 | 0 | 0 | 3 | 15347-125-006329 | WEST OIL COMPANY, INC.
34966 | Permanently Closed | 1991-10-09 | 1980-01-01 | 1991-10-09 | Petroleum | Unleaded gasoline | Unleaded gasoline |  | Steel | Steel |  | Painted or None | Steel |  | 1901-01-01 | [15 empty] | UST Currently In Use: 0; UST Temp Close: 0; AST Currently In Use: 0; AST Temp Closed: 0 | 0 | 0 | 3 | 15347-125-006330 | WEST OIL COMPANY, INC.
34967 | Permanently Closed | 1991-10-09 | 1980-01-01 | 1991-10-09 | Petroleum | Unleaded gasoline | Unleaded gasoline |  | Steel | Steel |  | Painted or None | Steel |  | 1901-01-01 | [15 empty] | UST Currently In Use: 0; UST Temp Close: 0; AST Currently In Use: 0; AST Temp Closed: 0 | 0 | 0 | 3 | 15347-125-006330 | WEST OIL COMPANY, INC.
34968 | Permanently Closed | 1991-10-09 | 1980-01-01 | 1991-10-09 | Petroleum | Unleaded gasoline | Unleaded gasoline |  | Steel | Steel |  | Painted or None | Steel |  | 1901-01-01 | [15 empty] | UST Currently In Use: 0; UST Temp Close: 0; AST Currently In Use: 0; AST Temp Closed: 0 | 0 | 0 | 3 | 15347-125-006330 | WEST OIL COMPANY, INC.
34969 | Permanently Closed | 1997-05-01 | 1980-01-01 | 1997-05-26 | Petroleum | Unleaded gasoline | Unleaded gasoline |  | Steel | Steel |  | Painted or None | Steel |  | 1901-01-01 | [6 empty] | Statistical Inventory Reconciliation (SIR) | [5 empty] | Annual line testing | Annual line testing |  | UST Currently In Use: 0; UST Temp Close: 0; AST Currently In Use: 0; AST Temp Closed: 0 | 0 | 0 | 3 | 15347-125-006331 | WEST OIL COMPANY, INC.
34970 | Permanently Closed | 1997-05-01 | 1980-01-01 | 1997-05-26 | Petroleum | Unleaded gasoline | Unleaded gasoline |  | Steel | Steel |  | Painted or None | Steel |  | 1901-01-01 | [6 empty] | Statistical Inventory Reconciliation (SIR) | [5 empty] | Annual line testing | Annual line testing |  | UST Currently In Use: 0; UST Temp Close: 0; AST Currently In Use: 0; AST Temp Closed: 0 | 0 | 0 | 3 | 15347-125-006331 | WEST OIL COMPANY, INC.
34971 | Permanently Closed | 1997-05-01 | 1980-01-01 | 1997-05-26 | Petroleum | Unleaded gasoline | Unleaded gasoline |  | Steel | Steel |  | Painted or None | Steel |  | 1901-01-01 | [6 empty] | Statistical Inventory Reconciliation (SIR) | [8 empty] | UST Currently In Use: 0; UST Temp Close: 0; AST Currently In Use: 0; AST Temp Closed: 0 | 0 | 0 | 3 | 15347-125-006331 | WEST OIL COMPANY, INC.
34972 | Permanently Closed | 2006-08-01 | 1980-01-01 | 2006-08-01 | Petroleum | Unleaded gasoline | Unleaded gasoline | Retail | Steel | Steel | Interior lined (not allowed as a standalone method of corrosion protection) | Painted or None | Fiberglass reinforced plastic |  | 1901-01-01 | None | Catchment Basin, Single walled catchment basin | Flow Rest 90% Full | Flow Rest 90% Full |  |  | Automatic Tank Gauge |  |  |  | Interstitial Monitoring within Secondary Containment |  | Annual line testing | Annual line testing |  | UST Currently In Use: 2; UST Temp Close: 0; AST Currently In Use: 0; AST Temp Closed: 0 | 2 | 0 | 3 | 13343-125-006332 | MCCULLOUGH OIL COMPANY, INC.
34973 | Permanently Closed | 2006-08-01 | 1980-01-01 | 2006-08-01 | Petroleum | Unleaded gasoline | Unleaded gasoline | Retail | Steel | Steel | Interior lined (not allowed as a standalone method of corrosion protection) | Painted or None | Fiberglass reinforced plastic |  | 1901-01-01 | None | Catchment Basin, Single walled catchment basin | Flow Rest 90% Full | Flow Rest 90% Full |  |  | Automatic Tank Gauge |  |  |  | Interstitial Monitoring within Secondary Containment |  |  |  |  | UST Currently In Use: 2; UST Temp Close: 0; AST Currently In Use: 0; AST Temp Closed: 0 | 2 | 0 | 3 | 13343-125-006332 | MCCULLOUGH OIL COMPANY, INC.
34974 | Permanently Closed | 2006-08-01 | 1980-01-01 | 2006-08-01 | Petroleum | Premium gasoline | Premium gasoline | Retail | Steel | Steel | Interior lined (not allowed as a standalone method of corrosion protection) | Painted or None | Fiberglass reinforced plastic |  | 1901-01-01 | None | Catchment Basin, Single walled catchment basin | Flow Rest 90% Full | Flow Rest 90% Full |  |  | Automatic Tank Gauge |  |  |  | Interstitial Monitoring within Secondary Containment |  |  |  |  | UST Currently In Use: 2; UST Temp Close: 0; AST Currently In Use: 0; AST Temp Closed: 0 | 2 | 0 | 3 | 13343-125-006332 | MCCULLOUGH OIL COMPANY, INC.
34975 | Permanently Closed | 1992-09-16 | 1980-01-01 | 1992-09-16 | Petroleum | Unleaded gasoline | Unleaded gasoline |  | Steel | Steel |  | Painted or None | Steel |  | 1901-01-01 | [15 empty] | UST Currently In Use: 0; UST Temp Close: 0; AST Currently In Use: 0; AST Temp Closed: 0 | 0 | 0 | 3 | 15347-125-006333 | WEST OIL COMPANY, INC.
34976 | Permanently Closed | 1992-09-16 | 1980-01-01 | 1992-09-16 | Petroleum | Unleaded gasoline | Unleaded gasoline |  | Steel | Steel |  | Painted or None | Steel |  | 1901-01-01 | [15 empty] | UST Currently In Use: 0; UST Temp Close: 0; AST Currently In Use: 0; AST Temp Closed: 0 | 0 | 0 | 3 | 15347-125-006333 | WEST OIL COMPANY, INC.
34977 | Permanently Closed | 1992-09-16 | 1980-01-01 | 1992-09-16 | Petroleum | Unleaded gasoline | Unleaded gasoline |  | Steel | Steel |  | Painted or None | Steel |  | 1901-01-01 | [15 empty] | UST Currently In Use: 0; UST Temp Close: 0; AST Currently In Use: 0; AST Temp Closed: 0 | 0 | 0 | 3 | 15347-125-006333 | WEST OIL COMPANY, INC.
34978 | Currently in Use |  | 1980-01-01 |  | Petroleum | Unleaded gasoline | Unleaded gasoline | Retail | Fiberglass reinforced plastic | Fiberglass reinforced plastic |  |  | Double Wall, Flexible | OPW | 2014-12-01 |  | Catchment Basin, Single walled catchment basin | Flow Rest 90% Full | Flow Rest 90% Full |  |  | Continuous Automatic Tank Gauge |  | Automatic shutoff device (AELLD) | Automatic shutoff device (AELLD) | Interstitial Monitoring within Secondary Containment |  | Continuous alarm system | Continuous alarm system | Pressurized Piping | UST Currently In Use: 4; UST Temp Close: 0; AST Currently In Use: 0; AST Temp Closed: 0 | 4 | 0 | 0 | 13343-125-006334 | MCCULLOUGH OIL COMPANY, INC.
34979 | Currently in Use |  | 1980-01-01 |  | Petroleum | Unleaded gasoline | Unleaded gasoline | Retail | Fiberglass reinforced plastic | Fiberglass reinforced plastic |  |  | Double Wall, Flexible | OPW | 2014-12-01 |  | Catchment Basin, Single walled catchment basin | Flow Rest 90% Full | Flow Rest 90% Full |  |  | Continuous Automatic Tank Gauge |  | Automatic shutoff device (AELLD) | Automatic shutoff device (AELLD) | Interstitial Monitoring within Secondary Containment |  | Continuous alarm system | Continuous alarm system | Pressurized Piping | UST Currently In Use: 4; UST Temp Close: 0; AST Currently In Use: 0; AST Temp Closed: 0 | 4 | 0 | 0 | 13343-125-006334 | MCCULLOUGH OIL COMPANY, INC.
34980 | Currently in Use |  | 1980-01-01 |  | Petroleum | Premium gasoline | Premium gasoline | Retail | Fiberglass reinforced plastic | Fiberglass reinforced plastic |  |  | Double Wall, Flexible | OPW | 2014-12-01 |  | Catchment Basin, Single walled catchment basin | Flow Rest 90% Full | Flow Rest 90% Full |  |  | Continuous Automatic Tank Gauge |  | Automatic shutoff device (AELLD) | Automatic shutoff device (AELLD) | Interstitial Monitoring within Secondary Containment | SENSOR TO ATG | Continuous alarm system | Continuous alarm system | Pressurized Piping | UST Currently In Use: 4; UST Temp Close: 0; AST Currently In Use: 0; AST Temp Closed: 0 | 4 | 0 | 0 | 13343-125-006334 | MCCULLOUGH OIL COMPANY, INC.
34981 | Currently in Use |  | 1980-01-01 |  | Petroleum | On road diesel | On road diesel | Retail | Fiberglass reinforced plastic | Fiberglass reinforced plastic |  |  | Double Wall, Flexible | OPW | 2014-12-01 |  | Catchment Basin, Single walled catchment basin | Flow Rest 90% Full | Flow Rest 90% Full |  |  | Continuous Automatic Tank Gauge |  | Automatic shutoff device (AELLD) | Automatic shutoff device (AELLD) | Interstitial Monitoring within Secondary Containment | SENSOR TO ATG | Continuous alarm system | Continuous alarm system | Pressurized Piping | UST Currently In Use: 4; UST Temp Close: 0; AST Currently In Use: 0; AST Temp Closed: 0 | 4 | 0 | 0 | 13343-125-006334 | MCCULLOUGH OIL COMPANY, INC.
34982 | Permanently Closed | 1998-08-01 | 1981-01-01 | 1998-08-27 | Petroleum | Unleaded gasoline | Unleaded gasoline |  | Steel | Steel |  | Painted or None | Steel |  | 1901-01-01 | [6 empty] | Statistical Inventory Reconciliation (SIR) | [8 empty] | UST Currently In Use: 0; UST Temp Close: 0; AST Currently In Use: 0; AST Temp Closed: 0 | 0 | 0 | 3 | 15347-125-006336 | WEST OIL COMPANY, INC.
34983 | Permanently Closed | 1998-08-01 | 1981-01-01 | 1998-08-27 | Petroleum | Unleaded gasoline | Unleaded gasoline |  | Steel | Steel |  | Painted or None | Steel |  | 1901-01-01 | [6 empty] | Statistical Inventory Reconciliation (SIR) | [8 empty] | UST Currently In Use: 0; UST Temp Close: 0; AST Currently In Use: 0; AST Temp Closed: 0 | 0 | 0 | 3 | 15347-125-006336 | WEST OIL COMPANY, INC.
34984 | Permanently Closed | 1998-08-01 | 1981-01-01 | 1998-08-27 | Petroleum | Unleaded gasoline | Unleaded gasoline |  | Steel | Steel |  | Painted or None | Steel |  | 1901-01-01 | [6 empty] | Statistical Inventory Reconciliation (SIR) | [8 empty] | UST Currently In Use: 0; UST Temp Close: 0; AST Currently In Use: 0; AST Temp Closed: 0 | 0 | 0 | 3 | 15347-125-006336 | WEST OIL COMPANY, INC.
34985 | Permanently Closed | 1998-10-16 | 1980-01-01 | 1998-10-16 | Petroleum | Unleaded gasoline | Unleaded gasoline | Retail | Steel | Steel |  | Painted or None | Steel |  | 1901-01-01 | [6 empty] | Statistical Inventory Reconciliation (SIR) | [8 empty] | UST Currently In Use: 0; UST Temp Close: 0; AST Currently In Use: 0; AST Temp Closed: 0 | 0 | 0 | 4 | 15347-125-006367 | WEST OIL COMPANY, INC.
34986 | Permanently Closed | 1998-10-16 | 1980-01-01 | 1998-10-16 | Petroleum | Unleaded gasoline | Unleaded gasoline | Retail | Steel | Steel |  | Painted or None | Steel |  | 1901-01-01 | [6 empty] | Statistical Inventory Reconciliation (SIR) | [8 empty] | UST Currently In Use: 0; UST Temp Close: 0; AST Currently In Use: 0; AST Temp Closed: 0 | 0 | 0 | 4 | 15347-125-006367 | WEST OIL COMPANY, INC.
34987 | Permanently Closed | 1998-10-16 | 1980-01-01 | 1998-10-16 | Petroleum | Unleaded gasoline | Unleaded gasoline | Retail | Steel | Steel |  | Painted or None | Steel |  | 1901-01-01 | [6 empty] | Statistical Inventory Reconciliation (SIR) | [8 empty] | UST Currently In Use: 0; UST Temp Close: 0; AST Currently In Use: 0; AST Temp Closed: 0 | 0 | 0 | 4 | 15347-125-006367 | WEST OIL COMPANY, INC.
34988 | Permanently Closed | 1998-10-16 | 1980-01-01 | 1998-10-16 | Petroleum | On road diesel | On road diesel | Retail | Steel | Steel |  | Painted or None | Steel |  | 1901-01-01 | [6 empty] | Statistical Inventory Reconciliation (SIR) | [8 empty] | UST Currently In Use: 0; UST Temp Close: 0; AST Currently In Use: 0; AST Temp Closed: 0 | 0 | 0 | 4 | 15347-125-006367 | WEST OIL COMPANY, INC.
34989 | Permanently Closed | 1901-01-01 | 1981-01-01 | 1988-01-01 | Petroleum | Unleaded gasoline | Unleaded gasoline |  | Steel | Steel |  | Painted or None | Steel |  | 1901-01-01 | [15 empty] | UST Currently In Use: 0; UST Temp Close: 0; AST Currently In Use: 0; AST Temp Closed: 0 | 0 | 0 | 3 | 15347-125-006368 | WEST OIL COMPANY, INC.
34990 | Permanently Closed | 1901-01-01 | 1980-01-01 | 1988-01-01 | Petroleum | Unleaded gasoline | Unleaded gasoline |  | Steel | Steel |  | Painted or None | Steel |  | 1901-01-01 | [15 empty] | UST Currently In Use: 0; UST Temp Close: 0; AST Currently In Use: 0; AST Temp Closed: 0 | 0 | 0 | 3 | 15347-125-006368 | WEST OIL COMPANY, INC.
34991 | Permanently Closed | 1901-01-01 | 1980-01-01 | 1988-01-01 | Petroleum | Unleaded gasoline | Unleaded gasoline |  | Steel | Steel |  | Painted or None | Steel |  | 1901-01-01 | [15 empty] | UST Currently In Use: 0; UST Temp Close: 0; AST Currently In Use: 0; AST Temp Closed: 0 | 0 | 0 | 3 | 15347-125-006368 | WEST OIL COMPANY, INC.
34992 | Permanently Closed | 1901-01-01 | 1975-01-01 | 1986-05-07 | Petroleum | On road diesel | On road diesel |  | Steel | Steel |  | Painted or None | Steel |  | 1901-01-01 | [15 empty] | UST Currently In Use: 0; UST Temp Close: 0; AST Currently In Use: 0; AST Temp Closed: 0 | 0 | 0 | 1 | 15347-127-006325 | WEST OIL COMPANY, INC.
34993 | Currently in Use |  | 1974-01-01 |  | Petroleum | Unleaded gasoline | Unleaded gasoline | Retail | Single Wall, Steel | Steel | Field installed cathodic protection |  | Double Wall, Fiberglass reinforced plastic |  |  |  | Catchment Basin, Single walled catchment basin | Flow Rest 90% Full | Flow Rest 90% Full |  |  | Automatic Tank Gauge |  | Automatic flow restrictor (MLLD), Containment Sump | Containment Sump | Interstitial Monitoring within Secondary Containment | SENSOR TO ATG | Annual line testing | Annual line testing |  | UST Currently In Use: 2; UST Temp Close: 1; AST Currently In Use: 0; AST Temp Closed: 0 | 2 | 1 | 0 | 23372-133-006348 | MIDSTATES PETROLEUM COMPANY
34994 | Temporary Closed | 2021-06-03 | 1974-01-01 |  | Petroleum | Mid-grade gasoline | Mid-grade gasoline | Retail | Single Wall, Steel | Steel | Field installed cathodic protection |  | Double Wall, Fiberglass reinforced plastic |  |  |  | Catchment Basin, Single walled catchment basin | Flow Rest 90% Full | Flow Rest 90% Full |  |  | Automatic Tank Gauge |  | Automatic flow restrictor (MLLD), Containment Sump | Containment Sump | Interstitial Monitoring within Secondary Containment | SENSOR TO ATG |  |  |  | UST Currently In Use: 2; UST Temp Close: 1; AST Currently In Use: 0; AST Temp Closed: 0 | 2 | 1 | 0 | 23372-133-006348 | MIDSTATES PETROLEUM COMPANY
34995 | Currently in Use |  | 1974-01-01 |  | Petroleum | Premium gasoline | Premium gasoline | Retail | Single Wall, Steel | Steel | Field installed cathodic protection |  | Double Wall, Fiberglass reinforced plastic |  |  |  | Catchment Basin, Single walled catchment basin | Flow Rest 90% Full | Flow Rest 90% Full |  |  | Automatic Tank Gauge |  | Automatic flow restrictor (MLLD), Containment Sump | Containment Sump | Interstitial Monitoring within Secondary Containment | SENSOR TO ATG | Annual line testing | Annual line testing |  | UST Currently In Use: 2; UST Temp Close: 1; AST Currently In Use: 0; AST Temp Closed: 0 | 2 | 1 | 0 | 23372-133-006348 | MIDSTATES PETROLEUM COMPANY
34996 | Permanently Closed | 1997-01-01 | 1977-01-01 | 1997-08-18 | Petroleum | Unleaded gasoline | Unleaded gasoline |  | Steel | Steel |  | Painted or None | Steel |  | 1901-01-01 | [6 empty] | Statistical Inventory Reconciliation (SIR) | [8 empty] | UST Currently In Use: 0; UST Temp Close: 0; AST Currently In Use: 0; AST Temp Closed: 0 | 0 | 0 | 1 | 15347-133-006350 | WEST OIL COMPANY, INC.
34997 | Permanently Closed | 1901-01-01 | 1979-01-01 | 1988-12-15 | Petroleum | Unleaded gasoline | Unleaded gasoline |  | Steel | Steel |  | Painted or None | Steel |  | 1901-01-01 | [15 empty] | UST Currently In Use: 0; UST Temp Close: 0; AST Currently In Use: 0; AST Temp Closed: 0 | 0 | 0 | 2 | 15350-017-000231 | WEST POINT HOME, ENV'T DEPT.
34998 | Permanently Closed | 1901-01-01 | 1979-01-01 | 1988-12-15 | Petroleum | Unleaded gasoline | Unleaded gasoline |  | Steel | Steel |  | Painted or None | Steel |  | 1901-01-01 | [15 empty] | UST Currently In Use: 0; UST Temp Close: 0; AST Currently In Use: 0; AST Temp Closed: 0 | 0 | 0 | 2 | 15350-017-000231 | WEST POINT HOME, ENV'T DEPT.
34999 | Permanently Closed | 1901-01-01 | 1964-01-01 | 1988-03-10 | Petroleum | Unleaded gasoline | Unleaded gasoline |  | Steel | Steel |  |  |  |  | 1901-01-01 | [15 empty] | UST Currently In Use: 0; UST Temp Close: 0; AST Currently In Use: 0; AST Temp Closed: 0 | 0 | 0 | 4 | 15350-017-006513 | WEST POINT HOME, ENV'T DEPT.
35000 | Permanently Closed | 1901-01-01 | 1964-01-01 | 1988-03-10 | Petroleum | Unleaded gasoline | Unleaded gasoline |  | Steel | Steel |  |  |  |  | 1901-01-01 | [15 empty] | UST Currently In Use: 0; UST Temp Close: 0; AST Currently In Use: 0; AST Temp Closed: 0 | 0 | 0 | 4 | 15350-017-006513 | WEST POINT HOME, ENV'T DEPT.
35001 | Permanently Closed | 1901-01-01 | 1944-01-01 01:00 | 1988-03-10 | Petroleum | Kerosene | Kerosene |  | Steel | Steel |  |  |  |  | 1901-01-01 | [15 empty] | UST Currently In Use: 0; UST Temp Close: 0; AST Currently In Use: 0; AST Temp Closed: 0 | 0 | 0 | 4 | 15350-017-006513 | WEST POINT HOME, ENV'T DEPT.
35002 | Permanently Closed | 1901-01-01 | 1961-01-01 |  | Petroleum | Other, X | Other |  | Steel | Steel |  |  |  |  | 1901-01-01 | [15 empty] | UST Currently In Use: 0; UST Temp Close: 0; AST Currently In Use: 0; AST Temp Closed: 0 | 0 | 0 | 4 | 15350-017-006513 | WEST POINT HOME, ENV'T DEPT.
35003 | Permanently Closed | 1992-12-16 | 1975-01-01 |  | Petroleum | Unleaded gasoline | Unleaded gasoline |  | Steel | Steel |  | Painted or None | Steel |  | 1901-01-01 | [15 empty] | UST Currently In Use: 0; UST Temp Close: 0; AST Currently In Use: 0; AST Temp Closed: 0 | 0 | 0 | 6 | 15350-017-006514 | WEST POINT HOME, ENV'T DEPT.
35004 | Permanently Closed | 1992-12-16 | 1975-01-01 |  | Petroleum | Unleaded gasoline | Unleaded gasoline |  | Steel | Steel |  | Painted or None | Steel |  | 1901-01-01 | [15 empty] | UST Currently In Use: 0; UST Temp Close: 0; AST Currently In Use: 0; AST Temp Closed: 0 | 0 | 0 | 6 | 15350-017-006514 | WEST POINT HOME, ENV'T DEPT.
35005 | Permanently Closed | 1992-12-16 | 1975-01-01 |  | Petroleum | On road diesel | On road diesel |  | Steel | Steel |  | Painted or None | Steel |  | 1901-01-01 | [15 empty] | UST Currently In Use: 0; UST Temp Close: 0; AST Currently In Use: 0; AST Temp Closed: 0 | 0 | 0 | 6 | 15350-017-006514 | WEST POINT HOME, ENV'T DEPT.
35006 | Permanently Closed | 1992-12-16 | 1975-01-01 |  | Petroleum | Other, KERMAC | Other |  | Steel | Steel |  | Painted or None | Steel |  | 1901-01-01 | [15 empty] | UST Currently In Use: 0; UST Temp Close: 0; AST Currently In Use: 0; AST Temp Closed: 0 | 0 | 0 | 6 | 15350-017-006514 | WEST POINT HOME, ENV'T DEPT.
35007 | Permanently Closed | 1991-12-03 | 1974-01-01 | 1991-12-03 | Petroleum | Used oil | Used oil |  | Steel | Steel |  | Painted or None | Other, NONE |  | 1901-01-01 | [15 empty] | UST Currently In Use: 0; UST Temp Close: 0; AST Currently In Use: 0; AST Temp Closed: 0 | 0 | 0 | 6 | 15350-017-006514 | WEST POINT HOME, ENV'T DEPT.
35008 | Permanently Closed | 1992-12-16 | 1981-01-01 | 1992-12-16 | Petroleum | Used oil | Used oil |  | Steel | Steel |  | Painted or None | Other, NONE |  | 1901-01-01 | [15 empty] | UST Currently In Use: 0; UST Temp Close: 0; AST Currently In Use: 0; AST Temp Closed: 0 | 0 | 0 | 6 | 15350-017-006514 | WEST POINT HOME, ENV'T DEPT.
35009 | Permanently Closed | 1986-05-01 | 1964-01-01 |  | Petroleum | On road diesel | On road diesel |  | Steel | Steel |  | Painted or None |  |  | 1901-01-01 | [15 empty] | UST Currently In Use: 0; UST Temp Close: 0; AST Currently In Use: 0; AST Temp Closed: 0 | 0 | 0 | 1 | 15350-017-006516 | WEST POINT HOME, ENV'T DEPT.
35010 | Permanently Closed | 1992-08-20 | 1969-01-01 | 1992-08-20 | Petroleum | On road diesel | On road diesel |  | Steel | Steel |  | Painted or None | Steel |  | 1901-01-01 | [15 empty] | UST Currently In Use: 0; UST Temp Close: 0; AST Currently In Use: 0; AST Temp Closed: 0 | 0 | 0 | 8 | 15350-017-006518 | WEST POINT HOME, ENV'T DEPT.
35011 | Permanently Closed | 1992-08-20 | 1969-01-01 | 1992-08-20 | Petroleum | On road diesel | On road diesel |  | Steel | Steel |  | Painted or None | Steel |  | 1901-01-01 | [15 empty] | UST Currently In Use: 0; UST Temp Close: 0; AST Currently In Use: 0; AST Temp Closed: 0 | 0 | 0 | 8 | 15350-017-006518 | WEST POINT HOME, ENV'T DEPT.
35012 | Permanently Closed | 1992-08-20 | 1969-01-01 | 1992-08-20 | Petroleum | On road diesel | On road diesel |  | Steel | Steel |  | Painted or None | Steel |  | 1901-01-01 | [15 empty] | UST Currently In Use: 0; UST Temp Close: 0; AST Currently In Use: 0; AST Temp Closed: 0 | 0 | 0 | 8 | 15350-017-006518 | WEST POINT HOME, ENV'T DEPT.
35013 | Permanently Closed | 1901-01-01 | 1969-01-01 | 1988-04-27 | Petroleum | Unleaded gasoline | Unleaded gasoline |  | Steel | Steel |  | Painted or None | Steel |  | 1901-01-01 | [15 empty] | UST Currently In Use: 0; UST Temp Close: 0; AST Currently In Use: 0; AST Temp Closed: 0 | 0 | 0 | 8 | 15350-017-006518 | WEST POINT HOME, ENV'T DEPT.
35014 | Permanently Closed | 1992-08-20 | 1969-01-01 | 1992-08-20 | Petroleum | Used oil | Used oil |  | Steel | Steel |  | Painted or None | Steel |  | 1901-01-01 | [15 empty] | UST Currently In Use: 0; UST Temp Close: 0; AST Currently In Use: 0; AST Temp Closed: 0 | 0 | 0 | 8 | 15350-017-006518 | WEST POINT HOME, ENV'T DEPT.
35015 | Permanently Closed | 1992-08-20 | 1969-01-01 | 1992-08-20 | Petroleum | Used oil | Used oil |  | Steel | Steel |  | Painted or None | Steel |  | 1901-01-01 | [15 empty] | UST Currently In Use: 0; UST Temp Close: 0; AST Currently In Use: 0; AST Temp Closed: 0 | 0 | 0 | 8 | 15350-017-006518 | WEST POINT HOME, ENV'T DEPT.
35016 | Permanently Closed | 1992-08-20 | 1969-01-01 | 1992-08-20 | Petroleum | Other, MOTOR OIL | Other |  | Steel | Steel |  | Painted or None | Steel |  | 1901-01-01 | [15 empty] | UST Currently In Use: 0; UST Temp Close: 0; AST Currently In Use: 0; AST Temp Closed: 0 | 0 | 0 | 8 | 15350-017-006518 | WEST POINT HOME, ENV'T DEPT.
35017 | Permanently Closed | 1992-08-20 | 1969-01-01 | 1992-08-20 | Petroleum | Other, MOTOR OIL | Other |  | Steel | Steel |  | Painted or None | Steel |  | 1901-01-01 | [15 empty] | UST Currently In Use: 0; UST Temp Close: 0; AST Currently In Use: 0; AST Temp Closed: 0 | 0 | 0 | 8 | 15350-017-006518 | WEST POINT HOME, ENV'T DEPT.
35018 | Permanently Closed | 1901-01-01 | 1977-01-01 | 1988-04-19 | Petroleum | Unleaded gasoline | Unleaded gasoline |  | Steel | Steel |  |  |  |  | 1901-01-01 | [15 empty] | UST Currently In Use: 0; UST Temp Close: 0; AST Currently In Use: 0; AST Temp Closed: 0 | 0 | 0 | 1 | 15350-017-006519 | WEST POINT HOME, ENV'T DEPT.
35019 | Permanently Closed | 1994-03-04 | 1953-01-01 | 1994-03-04 | Petroleum | Other, #5FUELOIL | Other |  | Steel | Steel |  |  | Steel |  | 1901-01-01 | [15 empty] | UST Currently In Use: 0; UST Temp Close: 0; AST Currently In Use: 0; AST Temp Closed: 0 | 0 | 0 | 2 | 15350-017-006520 | WEST POINT HOME, ENV'T DEPT.
35020 | Permanently Closed | 1994-03-04 | 1953-01-01 | 1994-03-04 | Petroleum | Other, #5FUELOIL | Other |  | Steel | Steel |  |  | Steel |  | 1901-01-01 | [15 empty] | UST Currently In Use: 0; UST Temp Close: 0; AST Currently In Use: 0; AST Temp Closed: 0 | 0 | 0 | 2 | 15350-017-006520 | WEST POINT HOME, ENV'T DEPT.
35021 | Permanently Closed | 1975-12-01 | 1959-01-01 |  | Petroleum | Unleaded gasoline | Unleaded gasoline |  | Steel | Steel |  |  | Other, IRON |  | 1901-01-01 | [15 empty] | UST Currently In Use: 0; UST Temp Close: 0; AST Currently In Use: 0; AST Temp Closed: 0 | 0 | 0 | 3 | 15350-017-006521 | WEST POINT HOME, ENV'T DEPT.
35022 | Permanently Closed | 1975-12-01 | 1959-01-01 |  | Petroleum | Unleaded gasoline | Unleaded gasoline |  | Steel | Steel |  |  | Other, IRON |  | 1901-01-01 | [15 empty] | UST Currently In Use: 0; UST Temp Close: 0; AST Currently In Use: 0; AST Temp Closed: 0 | 0 | 0 | 3 | 15350-017-006521 | WEST POINT HOME, ENV'T DEPT.
35023 | Permanently Closed | 1975-12-01 | 1959-01-01 |  | Petroleum | Unleaded gasoline | Unleaded gasoline |  | Steel | Steel |  |  | Other, IRON |  | 1901-01-01 | [15 empty] | UST Currently In Use: 0; UST Temp Close: 0; AST Currently In Use: 0; AST Temp Closed: 0 | 0 | 0 | 3 | 15350-017-006521 | WEST POINT HOME, ENV'T DEPT.
35025 | Permanently Closed | 1901-01-01 | 1982-01-01 | 1988-06-18 | Petroleum | On road diesel | On road diesel |  | Steel | Steel |  | Painted or None | Other, COPPER |  | 1901-01-01 | [15 empty] | UST Currently In Use: 0; UST Temp Close: 0; AST Currently In Use: 0; AST Temp Closed: 0 | 0 | 0 | 1 | 15350-017-006523 | WEST POINT HOME, ENV'T DEPT.
35026 | Permanently Closed | 1901-01-01 | 1954-01-01 | 1986-05-01 | Petroleum | Unleaded gasoline | Unleaded gasoline | [5 empty] | Steel |  | 1901-01-01 | [15 empty] | UST Currently In Use: 0; UST Temp Close: 0; AST Currently In Use: 0; AST Temp Closed: 0 | 0 | 0 | 1 | 15350-017-006525 | WEST POINT HOME, ENV'T DEPT.
35028 | Permanently Closed | 1901-01-01 | 1963-01-01 | 1988-03-05 | Petroleum | Unleaded gasoline | Unleaded gasoline | [5 empty] | Steel |  | 1901-01-01 | [15 empty] | UST Currently In Use: 0; UST Temp Close: 0; AST Currently In Use: 0; AST Temp Closed: 0 | 0 | 0 | 5 | 15350-017-006527 | WEST POINT HOME, ENV'T DEPT.
35029 | Permanently Closed | 1901-01-01 | 1963-01-01 | 1988-03-05 | Petroleum | Unleaded gasoline | Unleaded gasoline | [5 empty] | Steel |  | 1901-01-01 | [15 empty] | UST Currently In Use: 0; UST Temp Close: 0; AST Currently In Use: 0; AST Temp Closed: 0 | 0 | 0 | 5 | 15350-017-006527 | WEST POINT HOME, ENV'T DEPT.
35030 | Permanently Closed | 1901-01-01 | 1948-01-01 | 1988-03-05 | Petroleum | Unleaded gasoline | Unleaded gasoline | [5 empty] | Steel |  | 1901-01-01 | [15 empty] | UST Currently In Use: 0; UST Temp Close: 0; AST Currently In Use: 0; AST Temp Closed: 0 | 0 | 0 | 5 | 15350-017-006527 | WEST POINT HOME, ENV'T DEPT.
35031 | Permanently Closed | 1901-01-01 | 1958-01-01 | 1988-03-05 | Petroleum | Unleaded gasoline | Unleaded gasoline | [5 empty] | Steel |  | 1901-01-01 | [15 empty] | UST Currently In Use: 0; UST Temp Close: 0; AST Currently In Use: 0; AST Temp Closed: 0 | 0 | 0 | 5 | 15350-017-006527 | WEST POINT HOME, ENV'T DEPT.
35032 | Permanently Closed | 1901-01-01 | 1972-01-01 | 1988-03-05 | Petroleum | On road diesel | On road diesel |  | Steel | Steel |  |  | Steel |  | 1901-01-01 | [15 empty] | UST Currently In Use: 0; UST Temp Close: 0; AST Currently In Use: 0; AST Temp Closed: 0 | 0 | 0 | 5 | 15350-017-006527 | WEST POINT HOME, ENV'T DEPT.
35033 | Permanently Closed | 1901-01-01 | 1952-01-01 | 1988-03-26 | Petroleum | On road diesel | On road diesel |  | Steel | Steel |  | Painted or None | Steel |  | 1901-01-01 | [15 empty] | UST Currently In Use: 0; UST Temp Close: 0; AST Currently In Use: 0; AST Temp Closed: 0 | 0 | 0 | 1 | 24825-067-006522 | IEP VALLEY LLC
35034 | Permanently Closed | 1901-01-01 | 1971-01-01 | 1988-03-14 | Petroleum | Unleaded gasoline | Unleaded gasoline | [7 empty] | 1901-01-01 | [15 empty] | UST Currently In Use: 0; UST Temp Close: 0; AST Currently In Use: 0; AST Temp Closed: 0 | 0 | 0 | 3 | 15350-081-006515 | WEST POINT HOME, ENV'T DEPT.
35035 | Permanently Closed | 1901-01-01 | 1976-01-01 | 1988-03-14 | Petroleum | On road diesel | On road diesel | [7 empty] | 1901-01-01 | [15 empty] | UST Currently In Use: 0; UST Temp Close: 0; AST Currently In Use: 0; AST Temp Closed: 0 | 0 | 0 | 3 | 15350-081-006515 | WEST POINT HOME, ENV'T DEPT.
35036 | Permanently Closed | 1901-01-01 | 1973-01-01 | 1988-03-14 | Petroleum | Other, MNRLSPIRIT | Other | [7 empty] | 1901-01-01 | [15 empty] | UST Currently In Use: 0; UST Temp Close: 0; AST Currently In Use: 0; AST Temp Closed: 0 | 0 | 0 | 3 | 15350-081-006515 | WEST POINT HOME, ENV'T DEPT.
35037 | Permanently Closed | 1901-01-01 | 1944-01-01 01:00 | 1988-03-16 | Petroleum | Unleaded gasoline | Unleaded gasoline |  | Fiberglass coated steel | Fiberglass coated steel |  |  | Fiberglass reinforced plastic |  | 1901-01-01 | [15 empty] | UST Currently In Use: 0; UST Temp Close: 0; AST Currently In Use: 0; AST Temp Closed: 0 | 0 | 0 | 3 | 15350-081-006524 | WEST POINT HOME, ENV'T DEPT.
35038 | Permanently Closed | 1901-01-01 | 1983-01-01 | 1988-03-16 | Petroleum | Unleaded gasoline | Unleaded gasoline |  | Fiberglass coated steel | Fiberglass coated steel |  |  | Fiberglass reinforced plastic |  | 1901-01-01 | [15 empty] | UST Currently In Use: 0; UST Temp Close: 0; AST Currently In Use: 0; AST Temp Closed: 0 | 0 | 0 | 3 | 15350-081-006524 | WEST POINT HOME, ENV'T DEPT.
35039 | Permanently Closed | 1986-04-01 | 1963-01-01 |  | Petroleum | Unleaded gasoline | Unleaded gasoline |  | Fiberglass coated steel | Fiberglass coated steel |  |  | Fiberglass reinforced plastic |  | 1901-01-01 | [15 empty] | UST Currently In Use: 0; UST Temp Close: 0; AST Currently In Use: 0; AST Temp Closed: 0 | 0 | 0 | 3 | 15350-081-006524 | WEST POINT HOME, ENV'T DEPT.
35040 | Permanently Closed | 1990-08-09 | 1962-01-01 | 1990-08-09 | Petroleum | Unleaded gasoline | Unleaded gasoline |  | Steel | Steel |  | Painted or None | Steel |  | 1901-01-01 | [15 empty] | UST Currently In Use: 0; UST Temp Close: 0; AST Currently In Use: 2; AST Temp Closed: 0 | 0 | 0 | 2 | 15352-073-002781 | WESTERN IRON WORKS INC
35041 | Permanently Closed | 1990-08-09 | 1962-01-01 | 1990-08-09 | Petroleum | On road diesel | On road diesel |  | Steel | Steel |  | Painted or None | Steel |  | 1901-01-01 | [15 empty] | UST Currently In Use: 0; UST Temp Close: 0; AST Currently In Use: 2; AST Temp Closed: 0 | 0 | 0 | 2 | 15352-073-002781 | WESTERN IRON WORKS INC
35042 | Permanently Closed | 1990-09-24 | 1981-01-01 | 1990-09-24 | Petroleum | Unleaded gasoline | Unleaded gasoline | [7 empty] | 1901-01-01 | [15 empty] | UST Currently In Use: 0; UST Temp Close: 0; AST Currently In Use: 0; AST Temp Closed: 0 | 0 | 0 | 1 | 15353-097-012964 | WESTINGHOUSE ELECTRIC CORP
35043 | Permanently Closed | 2000-01-10 | 1972-01-01 | 2000-01-10 | Petroleum | On road diesel | On road diesel | Local government | Steel | Steel | Interior lined (not allowed as a standalone method of corrosion protection) | Painted or None | Steel |  | 1901-01-01 | [15 empty] | UST Currently In Use: 0; UST Temp Close: 0; AST Currently In Use: 0; AST Temp Closed: 0 | 0 | 0 | 1 | 14730-119-000739 | SUMTER COUNTY COMMISSION
35044 | Cannot Locate or abandoned | 1999-12-08 | 1975-01-01 |  | Petroleum | On road diesel | On road diesel |  | Steel | Steel |  | Painted or None | Steel |  | 1901-01-01 | [15 empty] | UST Currently In Use: 0; UST Temp Close: 0; AST Currently In Use: 0; AST Temp Closed: 0 | 0 | 0 | 0 | 15355-113-005016 | WETHERBY OIL CO INC
35045 | Currently in Use |  | 1978-01-01 |  | Petroleum | Unleaded gasoline | Unleaded gasoline | Retail | Steel | Steel | Field installed cathodic protection |  | Steel |  |  | Field installed cathodic protection | Catchment Basin, Single walled catchment basin | Automatic shutoff device At 95% full | Automatic shutoff device At 95% full |  |  | Statistical Inventory Reconciliation (SIR) | [8 empty] | UST Currently In Use: 4; UST Temp Close: 0; AST Currently In Use: 0; AST Temp Closed: 0 | 4 | 0 | 0 | 22213-113-005018 | COURTNEY P KITE
35046 | Currently in Use |  | 1978-01-01 |  | Petroleum | On road diesel | On road diesel | Retail | Steel | Steel | Field installed cathodic protection |  | Steel |  |  | Field installed cathodic protection | Catchment Basin, Single walled catchment basin | Automatic shutoff device At 95% full | Automatic shutoff device At 95% full |  |  | Statistical Inventory Reconciliation (SIR) | [8 empty] | UST Currently In Use: 4; UST Temp Close: 0; AST Currently In Use: 0; AST Temp Closed: 0 | 4 | 0 | 0 | 22213-113-005018 | COURTNEY P KITE
35047 | Currently in Use |  | 1986-01-01 |  | Petroleum | Unleaded gasoline | Unleaded gasoline | Retail | Steel | Steel | Coated & cathodic protection (sti-P3), Field installed cathodic protection |  | Steel |  |  | Field installed cathodic protection | Catchment Basin, Single walled catchment basin | Automatic shutoff device At 95% full | Automatic shutoff device At 95% full |  |  | Statistical Inventory Reconciliation (SIR) |  | Automatic flow restrictor (MLLD) | Automatic flow restrictor (MLLD) |  |  | Statistical inventory reconciliation (SIR) | Statistical inventory reconciliation (SIR) |  | UST Currently In Use: 4; UST Temp Close: 0; AST Currently In Use: 0; AST Temp Closed: 0 | 4 | 0 | 0 | 22213-113-005018 | COURTNEY P KITE
35049 | Currently in Use |  | 1986-01-01 |  | Petroleum | On road diesel | On road diesel | Retail | Steel | Steel | Coated & cathodic protection (sti-P3), Field installed cathodic protection |  | Steel |  |  | Field installed cathodic protection | Catchment Basin, Single walled catchment basin | Automatic shutoff device At 95% full | Automatic shutoff device At 95% full |  |  | Statistical Inventory Reconciliation (SIR) |  | Automatic flow restrictor (MLLD) | Automatic flow restrictor (MLLD) |  |  | Statistical inventory reconciliation (SIR) | Statistical inventory reconciliation (SIR) |  | UST Currently In Use: 4; UST Temp Close: 0; AST Currently In Use: 0; AST Temp Closed: 0 | 4 | 0 | 0 | 22213-113-005018 | COURTNEY P KITE
35050 | Permanently Closed | 1989-07-20 | 1976-01-01 | 1989-10-20 | Petroleum | On road diesel | On road diesel |  | Steel | Steel |  | Painted or None |  |  | 1901-01-01 | [15 empty] | UST Currently In Use: 0; UST Temp Close: 0; AST Currently In Use: 0; AST Temp Closed: 0 | 0 | 0 | 1 | 15356-033-001888 | WEYERHAEUSER
35051 | Permanently Closed | 1901-01-01 | 1971-01-01 | 1988-01-01 | Petroleum | Unleaded gasoline | Unleaded gasoline |  | Steel | Steel |  |  |  |  | 1901-01-01 | [15 empty] | UST Currently In Use: 0; UST Temp Close: 0; AST Currently In Use: 0; AST Temp Closed: 0 | 0 | 0 | 7 | 15357-075-008359 | WEYERHAEUSER
35052 | Permanently Closed | 1901-01-01 | 1971-01-01 | 1988-01-01 | Petroleum | On road diesel | On road diesel |  | Steel | Steel |  |  |  |  | 1901-01-01 | [15 empty] | UST Currently In Use: 0; UST Temp Close: 0; AST Currently In Use: 0; AST Temp Closed: 0 | 0 | 0 | 7 | 15357-075-008359 | WEYERHAEUSER
35053 | Permanently Closed | 1901-01-01 | 1971-01-01 | 1988-01-01 | Petroleum | On road diesel | On road diesel |  | Steel | Steel |  |  |  |  | 1901-01-01 | [15 empty] | UST Currently In Use: 0; UST Temp Close: 0; AST Currently In Use: 0; AST Temp Closed: 0 | 0 | 0 | 7 | 15357-075-008359 | WEYERHAEUSER
35054 | Permanently Closed | 1901-01-01 | 1971-01-01 | 1988-01-01 | Petroleum | On road diesel | On road diesel |  | Steel | Steel |  |  |  |  | 1901-01-01 | [15 empty] | UST Currently In Use: 0; UST Temp Close: 0; AST Currently In Use: 0; AST Temp Closed: 0 | 0 | 0 | 7 | 15357-075-008359 | WEYERHAEUSER
35055 | Permanently Closed | 1901-01-01 | 1971-01-01 | 1988-01-01 | Petroleum | Unleaded gasoline | Unleaded gasoline |  | Steel | Steel |  |  |  |  | 1901-01-01 | [15 empty] | UST Currently In Use: 0; UST Temp Close: 0; AST Currently In Use: 0; AST Temp Closed: 0 | 0 | 0 | 7 | 15357-075-008359 | WEYERHAEUSER
35056 | Permanently Closed | 1901-01-01 | 1971-01-01 | 1988-01-01 | Petroleum | Unleaded gasoline | Unleaded gasoline |  | Steel | Steel |  |  |  |  | 1901-01-01 | [15 empty] | UST Currently In Use: 0; UST Temp Close: 0; AST Currently In Use: 0; AST Temp Closed: 0 | 0 | 0 | 7 | 15357-075-008359 | WEYERHAEUSER
35057 | Permanently Closed | 1901-01-01 | 1971-01-01 | 1988-01-01 | Petroleum | On road diesel | On road diesel |  | Steel | Steel |  |  |  |  | 1901-01-01 | [15 empty] | UST Currently In Use: 0; UST Temp Close: 0; AST Currently In Use: 0; AST Temp Closed: 0 | 0 | 0 | 7 | 15357-075-008359 | WEYERHAEUSER
35058 | Permanently Closed | 1901-01-01 | 1969-01-01 | 1988-01-01 | Petroleum | Unleaded gasoline | Unleaded gasoline |  | Steel | Steel |  |  | Steel |  | 1901-01-01 | [15 empty] | UST Currently In Use: 0; UST Temp Close: 0; AST Currently In Use: 0; AST Temp Closed: 0 | 0 | 0 | 3 | 15358-107-001755 | WEYERHAEUSER
35059 | Permanently Closed | 1901-01-01 | 1969-01-01 | 1988-01-01 | Petroleum | On road diesel | On road diesel |  | Steel | Steel |  |  | Steel |  | 1901-01-01 | [15 empty] | UST Currently In Use: 0; UST Temp Close: 0; AST Currently In Use: 0; AST Temp Closed: 0 | 0 | 0 | 3 | 15358-107-001755 | WEYERHAEUSER
35060 | Permanently Closed | 1901-01-01 | 1964-01-01 | 1988-01-01 | Petroleum | Used oil | Used oil |  | Steel | Steel |  | Painted or None | Other, NONE |  | 1901-01-01 | [15 empty] | UST Currently In Use: 0; UST Temp Close: 0; AST Currently In Use: 0; AST Temp Closed: 0 | 0 | 0 | 3 | 15358-107-001755 | WEYERHAEUSER
35061 | Retired | 1987-10-01 | 1964-01-01 |  | Petroleum | On road diesel | On road diesel |  | Steel | Steel |  | Painted or None | Steel |  | 1901-01-01 | [15 empty] | UST Currently In Use: 0; UST Temp Close: 0; AST Currently In Use: 0; AST Temp Closed: 0 | 0 | 0 | 0 | 15359-109-009988 | WHALEY CONSTRUCTION CO INC
35062 | Retired | 1987-01-01 | 1964-01-01 |  | Petroleum | On road diesel | On road diesel |  | Steel | Steel |  | Painted or None | Steel |  | 1901-01-01 | [15 empty] | UST Currently In Use: 0; UST Temp Close: 0; AST Currently In Use: 0; AST Temp Closed: 0 | 0 | 0 | 0 | 15359-109-009988 | WHALEY CONSTRUCTION CO INC
35063 | Permanently Closed | 1901-01-01 | 1967-01-01 | 1997-10-17 | Petroleum | On road diesel | On road diesel |  | Steel | Steel |  | Painted or None | Steel |  | 1901-01-01 | [15 empty] | UST Currently In Use: 0; UST Temp Close: 0; AST Currently In Use: 0; AST Temp Closed: 0 | 0 | 0 | 2 | 15360-069-001824 | WHATLEY SUPPLY CO INC
35064 | Permanently Closed | 1997-01-01 | 1967-01-01 | 1997-10-17 | Petroleum | On road diesel | On road diesel |  | Steel | Steel |  | Painted or None | Steel |  | 1901-01-01 | [15 empty] | UST Currently In Use: 0; UST Temp Close: 0; AST Currently In Use: 0; AST Temp Closed: 0 | 0 | 0 | 2 | 15360-069-001824 | WHATLEY SUPPLY CO INC
35065 | Permanently Closed | 1992-05-08 | 1981-01-01 | 1992-05-08 | Petroleum | On road diesel | On road diesel |  | Fiberglass reinforced plastic | Fiberglass reinforced plastic |  |  | Fiberglass reinforced plastic, Steel |  | 1901-01-01 | Field installed cathodic protection | [14 empty] | UST Currently In Use: 0; UST Temp Close: 0; AST Currently In Use: 0; AST Temp Closed: 0 | 0 | 0 | 1 | 15361-101-003189 | WHATLEY CONTRACT CARRIERS
35066 | Permanently Closed | 1995-12-01 | 1964-01-01 | 1998-06-30 | Petroleum | On road diesel | On road diesel | Retail | Steel | Steel |  | Painted or None | Steel |  | 1901-01-01 | [6 empty] | Statistical Inventory Reconciliation (SIR) | [8 empty] | UST Currently In Use: 0; UST Temp Close: 0; AST Currently In Use: 0; AST Temp Closed: 0 | 0 | 0 | 3 | 15362-069-000098 | WILLIAM KENNETH WHATLEY
35067 | Permanently Closed | 1990-08-01 | 1972-01-01 | 1990-08-01 | Petroleum | Unleaded gasoline | Unleaded gasoline |  | Steel | Steel |  | Painted or None | Steel |  | 1901-01-01 | [15 empty] | UST Currently In Use: 0; UST Temp Close: 0; AST Currently In Use: 0; AST Temp Closed: 0 | 0 | 0 | 3 | 15362-069-000098 | WILLIAM KENNETH WHATLEY
35068 | Permanently Closed | 1995-12-01 | 1972-01-01 | 1998-06-30 | Petroleum | On road diesel | On road diesel |  | Steel | Steel |  | Painted or None | Steel |  | 1901-01-01 | [15 empty] | UST Currently In Use: 0; UST Temp Close: 0; AST Currently In Use: 0; AST Temp Closed: 0 | 0 | 0 | 3 | 15362-069-000098 | WILLIAM KENNETH WHATLEY
35069 | Permanently Closed | 1992-12-15 | 1978-01-01 | 1992-12-15 | Petroleum | On road diesel | On road diesel | State/federal government | Steel | Steel |  |  | Steel |  | 1901-01-01 | [15 empty] | UST Currently In Use: 0; UST Temp Close: 0; AST Currently In Use: 0; AST Temp Closed: 0 | 0 | 0 | 3 | 15363-103-002349 | WHEELER NATIONAL WILDLIFE REFUGE
35070 | Permanently Closed | 1992-12-15 | 1978-01-01 | 1992-12-15 | Petroleum | Unleaded gasoline | Unleaded gasoline | State/federal government | Steel | Steel |  |  | Steel |  | 1901-01-01 | [15 empty] | UST Currently In Use: 0; UST Temp Close: 0; AST Currently In Use: 0; AST Temp Closed: 0 | 0 | 0 | 3 | 15363-103-002349 | WHEELER NATIONAL WILDLIFE REFUGE
35071 | Permanently Closed | 1992-12-15 | 1978-01-01 | 1992-12-15 | Petroleum | Unleaded gasoline | Unleaded gasoline | State/federal government | Steel | Steel |  |  | Steel |  | 1901-01-01 | [15 empty] | UST Currently In Use: 0; UST Temp Close: 0; AST Currently In Use: 0; AST Temp Closed: 0 | 0 | 0 | 3 | 15363-103-002349 | WHEELER NATIONAL WILDLIFE REFUGE
35072 | Permanently Closed | 2000-01-18 | 1979-01-01 | 2000-01-18 | Petroleum | Unleaded gasoline | Unleaded gasoline |  | Steel | Steel |  | Painted or None | Steel |  | 1901-01-01 | [15 empty] | UST Currently In Use: 0; UST Temp Close: 0; AST Currently In Use: 0; AST Temp Closed: 0 | 0 | 0 | 4 | 15364-095-004429 | WHITAKER CONTRACTING CORP
35073 | Permanently Closed | 2000-01-18 | 1973-01-01 | 2000-01-18 | Petroleum | Unleaded gasoline | Unleaded gasoline |  | Steel | Steel |  |  | Steel |  | 1901-01-01 | [15 empty] | UST Currently In Use: 0; UST Temp Close: 0; AST Currently In Use: 0; AST Temp Closed: 0 | 0 | 0 | 4 | 15364-095-004429 | WHITAKER CONTRACTING CORP
35074 | Permanently Closed | 1979-03-01 | 1973-01-01 | 1988-03-18 | Petroleum | Unleaded gasoline | Unleaded gasoline |  | Steel | Steel |  |  | Steel |  | 1901-01-01 | [15 empty] | UST Currently In Use: 0; UST Temp Close: 0; AST Currently In Use: 0; AST Temp Closed: 0 | 0 | 0 | 4 | 15364-095-004429 | WHITAKER CONTRACTING CORP
35075 | Permanently Closed | 1979-03-01 | 1973-01-01 | 1988-03-18 | Petroleum | Unleaded gasoline | Unleaded gasoline |  | Steel | Steel |  |  | Steel |  | 1901-01-01 | [15 empty] | UST Currently In Use: 0; UST Temp Close: 0; AST Currently In Use: 0; AST Temp Closed: 0 | 0 | 0 | 4 | 15364-095-004429 | WHITAKER CONTRACTING CORP
35076 | Retired | 1974-01-01 | 1963-01-01 |  | Petroleum | Other, OTHER | Other |  | Steel | Steel |  | Painted or None |  |  | 1901-01-01 | [15 empty] | UST Currently In Use: 0; UST Temp Close: 0; AST Currently In Use: 0; AST Temp Closed: 0 | 0 | 0 | 0 | 15365-073-010498 | WHITE DAIRY CO
35077 | Permanently Closed | 1990-01-31 | 1963-01-01 | 1990-01-31 | Petroleum | On road diesel | On road diesel |  | Steel | Steel |  | Painted or None |  |  | 1901-01-01 | [15 empty] | UST Currently In Use: 0; UST Temp Close: 0; AST Currently In Use: 0; AST Temp Closed: 0 | 0 | 0 | 2 | 15365-073-010499 | WHITE DAIRY CO
35078 | Permanently Closed | 1990-01-31 | 1963-01-01 | 1990-01-31 | Petroleum | On road diesel | On road diesel |  | Steel | Steel |  | Painted or None |  |  | 1901-01-01 | [15 empty] | UST Currently In Use: 0; UST Temp Close: 0; AST Currently In Use: 0; AST Temp Closed: 0 | 0 | 0 | 2 | 15365-073-010499 | WHITE DAIRY CO
35079 | Permanently Closed | 1970-01-01 | 1963-01-01 | 1990-01-26 | Petroleum | Other, OTHER | Other |  | Steel | Steel |  | Painted or None |  |  | 1901-01-01 | [15 empty] | UST Currently In Use: 0; UST Temp Close: 0; AST Currently In Use: 0; AST Temp Closed: 0 | 0 | 0 | 1 | 15365-073-010500 | WHITE DAIRY CO
35080 | Permanently Closed | 1992-04-19 | 1972-01-01 |  | Petroleum | Unleaded gasoline | Unleaded gasoline |  | Steel | Steel |  | Painted or None | Steel |  | 1901-01-01 | [15 empty] | UST Currently In Use: 0; UST Temp Close: 0; AST Currently In Use: 0; AST Temp Closed: 0 | 0 | 0 | 1 | 15366-069-005926 | WHITE PLUMBING & ELECTRIC CO INC
35081 | Permanently Closed | 1990-12-26 | 1978-01-01 | 1990-12-26 | Petroleum | On road diesel | On road diesel |  | Steel | Steel |  | Painted or None | Steel |  | 1901-01-01 | [15 empty] | UST Currently In Use: 0; UST Temp Close: 0; AST Currently In Use: 0; AST Temp Closed: 0 | 0 | 0 | 4 | 15367-033-002843 | WHITE ROSE RENTAL LAUNDRY INC
35082 | Permanently Closed | 1990-12-26 | 1978-01-01 | 1990-12-26 | Petroleum | Unleaded gasoline | Unleaded gasoline |  | Steel | Steel |  | Painted or None | Steel |  | 1901-01-01 | [15 empty] | UST Currently In Use: 0; UST Temp Close: 0; AST Currently In Use: 0; AST Temp Closed: 0 | 0 | 0 | 4 | 15367-033-002843 | WHITE ROSE RENTAL LAUNDRY INC
35083 | Permanently Closed | 1981-01-01 | 1964-01-01 | 1981-01-01 | Petroleum | Unleaded gasoline | Unleaded gasoline |  | Steel | Steel |  | Painted or None | Steel |  | 1901-01-01 | [15 empty] | UST Currently In Use: 0; UST Temp Close: 0; AST Currently In Use: 0; AST Temp Closed: 0 | 0 | 0 | 4 | 15367-033-002843 | WHITE ROSE RENTAL LAUNDRY INC
35084 | Permanently Closed | 1976-01-01 | 1964-01-01 | 1976-01-01 | Petroleum | Unleaded gasoline | Unleaded gasoline |  | Steel | Steel |  | Painted or None | Steel |  | 1901-01-01 | [15 empty] | UST Currently In Use: 0; UST Temp Close: 0; AST Currently In Use: 0; AST Temp Closed: 0 | 0 | 0 | 4 | 15367-033-002843 | WHITE ROSE RENTAL LAUNDRY INC
35085 | Permanently Closed | 1990-12-11 | 1901-01-01 | 1990-12-11 | Petroleum | Unleaded gasoline | Unleaded gasoline |  | Steel | Steel |  | Painted or None | Steel |  | 1901-01-01 | [15 empty] | UST Currently In Use: 0; UST Temp Close: 0; AST Currently In Use: 0; AST Temp Closed: 0 | 0 | 0 | 2 | 15367-089-006248 | WHITE ROSE RENTAL LAUNDRY INC
35086 | Permanently Closed | 1981-01-01 | 1901-01-01 | 1981-01-01 | Petroleum | Unleaded gasoline | Unleaded gasoline |  | Steel | Steel |  | Painted or None | Steel |  | 1901-01-01 | [15 empty] | UST Currently In Use: 0; UST Temp Close: 0; AST Currently In Use: 0; AST Temp Closed: 0 | 0 | 0 | 2 | 15367-089-006248 | WHITE ROSE RENTAL LAUNDRY INC
35087 | Permanently Closed | 1988-12-12 | 1974-01-01 | 1989-02-01 | Petroleum | Unleaded gasoline | Unleaded gasoline |  | Steel | Steel |  | Painted or None | Steel |  | 1901-01-01 | [15 empty] | UST Currently In Use: 0; UST Temp Close: 0; AST Currently In Use: 0; AST Temp Closed: 0 | 0 | 0 | 1 | 15368-121-009349 | WHITEHURST-LASSEN INC
35088 | Permanently Closed | 1986-09-01 | 1983-01-01 | 1986-09-01 | Petroleum | On road diesel | On road diesel |  | Steel | Steel |  | Painted or None | Steel |  | 1901-01-01 | [15 empty] | UST Currently In Use: 0; UST Temp Close: 4; AST Currently In Use: 0; AST Temp Closed: 0 | 0 | 4 | 5 | 15369-127-008662 | WHITTS STORE INC
35089 | Permanently Closed | 1986-09-01 | 1979-01-01 | 1986-09-01 | Petroleum | Unleaded gasoline | Unleaded gasoline |  | Steel | Steel |  | Painted or None | Steel |  | 1901-01-01 | [15 empty] | UST Currently In Use: 0; UST Temp Close: 4; AST Currently In Use: 0; AST Temp Closed: 0 | 0 | 4 | 5 | 15369-127-008662 | WHITTS STORE INC
35090 | Permanently Closed | 1986-09-01 | 1979-01-01 | 1986-09-01 | Petroleum | Unleaded gasoline | Unleaded gasoline |  | Steel | Steel |  | Painted or None | Steel |  | 1901-01-01 | [15 empty] | UST Currently In Use: 0; UST Temp Close: 4; AST Currently In Use: 0; AST Temp Closed: 0 | 0 | 4 | 5 | 15369-127-008662 | WHITTS STORE INC
35091 | Permanently Closed | 1986-09-01 | 1979-01-01 | 1986-09-01 | Petroleum | Unleaded gasoline | Unleaded gasoline |  | Steel | Steel |  | Painted or None | Steel |  | 1901-01-01 | [15 empty] | UST Currently In Use: 0; UST Temp Close: 4; AST Currently In Use: 0; AST Temp Closed: 0 | 0 | 4 | 5 | 15369-127-008662 | WHITTS STORE INC
35092 | Temporary Closed | 2003-10-09 | 1985-01-01 |  | Petroleum | Unleaded gasoline | Unleaded gasoline | Retail | Fiberglass coated steel, Single Wall | Single Wall |  |  | Fiberglass reinforced plastic, Single Wall |  | 1901-01-01 |  | Catchment Basin, Single walled catchment basin | Automatic shutoff device At 95% full | Automatic shutoff device At 95% full |  |  |  | Direct Bury submersible pump | Automatic flow restrictor (MLLD) | Automatic flow restrictor (MLLD) |  |  | Annual line testing | Annual line testing |  | UST Currently In Use: 0; UST Temp Close: 4; AST Currently In Use: 0; AST Temp Closed: 0 | 0 | 4 | 5 | 15369-127-008662 | WHITTS STORE INC
35093 | Temporary Closed | 2003-10-09 | 1985-01-01 |  | Petroleum | Mid-grade gasoline | Mid-grade gasoline | Retail | Single Wall, Steel | Steel | Coated & cathodic protection (sti-P3) |  | Fiberglass reinforced plastic, Single Wall |  | 1901-01-01 |  | Catchment Basin, Single walled catchment basin | Automatic shutoff device At 95% full | Automatic shutoff device At 95% full |  |  |  | Direct Bury submersible pump | Automatic flow restrictor (MLLD) | Automatic flow restrictor (MLLD) |  |  | Annual line testing | Annual line testing |  | UST Currently In Use: 0; UST Temp Close: 4; AST Currently In Use: 0; AST Temp Closed: 0 | 0 | 4 | 5 | 15369-127-008662 | WHITTS STORE INC
35094 | Temporary Closed | 2003-10-09 | 1985-01-01 |  | Petroleum | Premium gasoline | Premium gasoline | Retail | Single Wall, Steel | Steel | Coated & cathodic protection (sti-P3) |  | Fiberglass reinforced plastic, Single Wall |  | 1901-01-01 |  | Catchment Basin, Single walled catchment basin | Automatic shutoff device At 95% full | Automatic shutoff device At 95% full |  |  |  | Direct Bury submersible pump | Automatic flow restrictor (MLLD) | Automatic flow restrictor (MLLD) |  |  | Annual line testing | Annual line testing |  | UST Currently In Use: 0; UST Temp Close: 4; AST Currently In Use: 0; AST Temp Closed: 0 | 0 | 4 | 5 | 15369-127-008662 | WHITTS STORE INC
35095 | Temporary Closed | 2003-10-09 | 1985-01-01 |  | Petroleum | On road diesel | On road diesel | Retail | Single Wall, Steel | Steel | Coated & cathodic protection (sti-P3) |  | Fiberglass reinforced plastic, Single Wall |  | 1901-01-01 |  | Catchment Basin, Single walled catchment basin | Automatic shutoff device At 95% full | Automatic shutoff device At 95% full |  |  |  | Direct Bury submersible pump | Automatic flow restrictor (MLLD) | Automatic flow restrictor (MLLD) |  |  | Annual line testing | Annual line testing |  | UST Currently In Use: 0; UST Temp Close: 4; AST Currently In Use: 0; AST Temp Closed: 0 | 0 | 4 | 5 | 15369-127-008662 | WHITTS STORE INC
35096 | Permanently Closed | 1996-11-04 | 1985-01-01 |  | Petroleum | On road diesel | On road diesel | Retail | Steel | Steel | Coated & cathodic protection (sti-P3) |  | Fiberglass reinforced plastic |  | 1901-01-01 |  | Catchment Basin, Single walled catchment basin | Automatic shutoff device At 95% full | Automatic shutoff device At 95% full | [6 empty] | Interstitial Monitoring within Secondary Containment |  |  |  |  | UST Currently In Use: 0; UST Temp Close: 4; AST Currently In Use: 0; AST Temp Closed: 0 | 0 | 4 | 5 | 15369-127-008662 | WHITTS STORE INC
35097 | Permanently Closed | 1998-07-23 | 1979-01-01 | 1998-07-28 | Hazardous Substance |  |  |  | Steel | Steel | Coated & cathodic protection (sti-P3) |  | Steel |  | 1901-01-01 | [15 empty] | UST Currently In Use: 0; UST Temp Close: 0; AST Currently In Use: 0; AST Temp Closed: 0 | 0 | 0 | 10 | 15370-103-000848 | MORTON INTERNATIONAL INC
35098 | Permanently Closed | 1999-02-10 | 1979-01-01 | 1999-02-10 | Hazardous Substance |  |  |  | Steel | Steel | Coated & cathodic protection (sti-P3) |  | Steel |  | 1901-01-01 | [15 empty] | UST Currently In Use: 0; UST Temp Close: 0; AST Currently In Use: 0; AST Temp Closed: 0 | 0 | 0 | 10 | 15370-103-000848 | MORTON INTERNATIONAL INC
35099 | Permanently Closed | 1999-02-10 | 1979-01-01 | 1999-02-10 | Hazardous Substance |  |  |  | Steel | Steel | Coated & cathodic protection (sti-P3) |  | Steel |  | 1901-01-01 | [15 empty] | UST Currently In Use: 0; UST Temp Close: 0; AST Currently In Use: 0; AST Temp Closed: 0 | 0 | 0 | 10 | 15370-103-000848 | MORTON INTERNATIONAL INC
35100 | Permanently Closed | 1999-02-10 | 1979-01-01 | 1999-02-10 | Hazardous Substance |  |  |  | Steel | Steel | Coated & cathodic protection (sti-P3) |  | Steel |  | 1901-01-01 | [15 empty] | UST Currently In Use: 0; UST Temp Close: 0; AST Currently In Use: 0; AST Temp Closed: 0 | 0 | 0 | 10 | 15370-103-000848 | MORTON INTERNATIONAL INC
35101 | Permanently Closed | 1999-02-10 | 1967-01-01 | 1999-02-10 | Hazardous Substance |  |  |  | Steel | Steel | Coated & cathodic protection (sti-P3) |  | Steel |  | 1901-01-01 | [15 empty] | UST Currently In Use: 0; UST Temp Close: 0; AST Currently In Use: 0; AST Temp Closed: 0 | 0 | 0 | 10 | 15370-103-000848 | MORTON INTERNATIONAL INC
35102 | Permanently Closed | 1999-02-10 | 1967-01-01 | 1999-02-10 | Hazardous Substance |  |  |  | Steel | Steel | Coated & cathodic protection (sti-P3) |  | Steel |  | 1901-01-01 | [15 empty] | UST Currently In Use: 0; UST Temp Close: 0; AST Currently In Use: 0; AST Temp Closed: 0 | 0 | 0 | 10 | 15370-103-000848 | MORTON INTERNATIONAL INC
35103 | Permanently Closed | 1999-02-10 | 1967-01-01 | 1999-02-10 | Hazardous Substance |  |  |  | Steel | Steel | Coated & cathodic protection (sti-P3) |  | Steel |  | 1901-01-01 | [15 empty] | UST Currently In Use: 0; UST Temp Close: 0; AST Currently In Use: 0; AST Temp Closed: 0 | 0 | 0 | 10 | 15370-103-000848 | MORTON INTERNATIONAL INC
35104 | Permanently Closed | 1999-02-10 | 1967-01-01 | 1999-02-10 | Hazardous Substance |  |  |  | Steel | Steel | Coated & cathodic protection (sti-P3) |  | Steel |  | 1901-01-01 | [15 empty] | UST Currently In Use: 0; UST Temp Close: 0; AST Currently In Use: 0; AST Temp Closed: 0 | 0 | 0 | 10 | 15370-103-000848 | MORTON INTERNATIONAL INC
35105 | Permanently Closed | 1999-02-10 | 1967-01-01 | 1999-02-10 | Hazardous Substance |  |  |  | Steel | Steel | Coated & cathodic protection (sti-P3) |  | Steel |  | 1901-01-01 | [15 empty] | UST Currently In Use: 0; UST Temp Close: 0; AST Currently In Use: 0; AST Temp Closed: 0 | 0 | 0 | 10 | 15370-103-000848 | MORTON INTERNATIONAL INC
35106 | Permanently Closed | 1999-02-09 | 1979-01-01 | 1999-02-09 | Petroleum | On road diesel | On road diesel |  | Steel | Steel | Coated & cathodic protection (sti-P3) |  | Steel |  | 1901-01-01 | [15 empty] | UST Currently In Use: 0; UST Temp Close: 0; AST Currently In Use: 0; AST Temp Closed: 0 | 0 | 0 | 10 | 15370-103-000848 | MORTON INTERNATIONAL INC
35107 | Permanently Closed | 1901-01-01 | 1978-01-01 | 1988-12-20 | Petroleum | Unleaded gasoline | Unleaded gasoline |  | Steel | Steel |  |  |  |  | 1901-01-01 | [15 empty] | UST Currently In Use: 0; UST Temp Close: 0; AST Currently In Use: 0; AST Temp Closed: 0 | 0 | 0 | 1 | 15371-089-006726 | WICKES LUMBER CO
35108 | Permanently Closed | 1998-12-22 | 1968-01-01 | 1999-02-15 | Petroleum | Unleaded gasoline | Unleaded gasoline |  | Steel | Steel |  | Painted or None | Steel |  | 1901-01-01 | [6 empty] | Statistical Inventory Reconciliation (SIR) | [8 empty] | UST Currently In Use: 1; UST Temp Close: 0; AST Currently In Use: 0; AST Temp Closed: 0 | 1 | 0 | 4 | 15372-079-009857 | WIGGINS GROCERY
35109 | Permanently Closed | 1998-12-22 | 1968-01-01 | 1999-02-15 | Petroleum | Unleaded gasoline | Unleaded gasoline |  | Steel | Steel |  | Painted or None | Steel |  | 1901-01-01 | [6 empty] | Statistical Inventory Reconciliation (SIR) | [8 empty] | UST Currently In Use: 1; UST Temp Close: 0; AST Currently In Use: 0; AST Temp Closed: 0 | 1 | 0 | 4 | 15372-079-009857 | WIGGINS GROCERY
35110 | Permanently Closed | 1998-12-22 | 1968-01-01 | 1999-02-15 | Petroleum | Unleaded gasoline | Unleaded gasoline |  | Steel | Steel |  | Painted or None | Steel |  | 1901-01-01 | [6 empty] | Statistical Inventory Reconciliation (SIR) | [8 empty] | UST Currently In Use: 1; UST Temp Close: 0; AST Currently In Use: 0; AST Temp Closed: 0 | 1 | 0 | 4 | 15372-079-009857 | WIGGINS GROCERY
35111 | Permanently Closed | 1998-12-22 | 1968-01-01 | 1999-02-15 | Petroleum | On road diesel | On road diesel |  | Steel | Steel |  | Painted or None | Steel |  | 1901-01-01 | [15 empty] | UST Currently In Use: 1; UST Temp Close: 0; AST Currently In Use: 0; AST Temp Closed: 0 | 1 | 0 | 4 | 15372-079-009857 | WIGGINS GROCERY
35112 | Permanently Closed | 1901-01-01 | 1964-01-01 | 1989-01-13 | Petroleum | Unleaded gasoline | Unleaded gasoline |  | Steel | Steel |  | Painted or None | Steel |  | 1901-01-01 | [15 empty] | UST Currently In Use: 0; UST Temp Close: 0; AST Currently In Use: 0; AST Temp Closed: 0 | 0 | 0 | 3 | 15374-121-006079 | WILBER HOLMES
35113 | Permanently Closed | 1901-01-01 | 1964-01-01 | 1989-01-13 | Petroleum | Unleaded gasoline | Unleaded gasoline |  | Steel | Steel |  | Painted or None | Steel |  | 1901-01-01 | [15 empty] | UST Currently In Use: 0; UST Temp Close: 0; AST Currently In Use: 0; AST Temp Closed: 0 | 0 | 0 | 3 | 15374-121-006079 | WILBER HOLMES
35114 | Permanently Closed | 1901-01-01 | 1964-01-01 | 1989-01-13 | Petroleum | Unleaded gasoline | Unleaded gasoline |  | Steel | Steel |  | Painted or None | Steel |  | 1901-01-01 | [15 empty] | UST Currently In Use: 0; UST Temp Close: 0; AST Currently In Use: 0; AST Temp Closed: 0 | 0 | 0 | 3 | 15374-121-006079 | WILBER HOLMES
35115 | Permanently Closed | 1986-01-01 | 1973-01-01 | 1987-01-01 | Petroleum | Unleaded gasoline | Unleaded gasoline | Local government | Steel | Steel |  | Painted or None | Steel |  | 1901-01-01 | [15 empty] | UST Currently In Use: 0; UST Temp Close: 0; AST Currently In Use: 0; AST Temp Closed: 0 | 0 | 0 | 7 | 15375-131-006258 | WILCOX COUNTY COMMISSION
35116 | Permanently Closed | 1986-01-01 | 1971-01-01 | 1987-01-01 | Petroleum | Unleaded gasoline | Unleaded gasoline | Local government | Steel | Steel |  | Painted or None | Steel |  | 1901-01-01 | [15 empty] | UST Currently In Use: 0; UST Temp Close: 0; AST Currently In Use: 0; AST Temp Closed: 0 | 0 | 0 | 7 | 15375-131-006258 | WILCOX COUNTY COMMISSION
35118 | Permanently Closed | 1986-01-01 | 1973-01-01 | 1987-01-01 | Petroleum | Unleaded gasoline | Unleaded gasoline | Local government | Steel | Steel |  | Painted or None | Steel |  | 1901-01-01 | [15 empty] | UST Currently In Use: 0; UST Temp Close: 0; AST Currently In Use: 0; AST Temp Closed: 0 | 0 | 0 | 7 | 15375-131-006258 | WILCOX COUNTY COMMISSION
35119 | Permanently Closed | 1986-01-01 | 1973-01-01 | 1987-01-01 | Petroleum | Unleaded gasoline | Unleaded gasoline | Local government | Steel | Steel |  | Painted or None | Steel |  | 1901-01-01 | [15 empty] | UST Currently In Use: 0; UST Temp Close: 0; AST Currently In Use: 0; AST Temp Closed: 0 | 0 | 0 | 7 | 15375-131-006258 | WILCOX COUNTY COMMISSION
35120 | Permanently Closed | 1991-04-23 | 1965-01-01 | 1991-04-23 | Petroleum | Unleaded gasoline | Unleaded gasoline | Local government | Steel | Steel |  | Painted or None | Steel |  | 1901-01-01 | [15 empty] | UST Currently In Use: 0; UST Temp Close: 0; AST Currently In Use: 0; AST Temp Closed: 0 | 0 | 0 | 7 | 15375-131-006258 | WILCOX COUNTY COMMISSION
35121 | Permanently Closed | 1991-04-23 | 1965-01-01 | 1991-04-23 | Petroleum | Unleaded gasoline | Unleaded gasoline | Local government | Steel | Steel |  | Painted or None | Steel |  | 1901-01-01 | [15 empty] | UST Currently In Use: 0; UST Temp Close: 0; AST Currently In Use: 0; AST Temp Closed: 0 | 0 | 0 | 7 | 15375-131-006258 | WILCOX COUNTY COMMISSION
35122 | Permanently Closed | 1991-04-23 | 1968-01-01 | 1991-04-23 | Petroleum | Unleaded gasoline | Unleaded gasoline | Local government | Steel | Steel |  | Painted or None | Steel |  | 1901-01-01 | [15 empty] | UST Currently In Use: 0; UST Temp Close: 0; AST Currently In Use: 0; AST Temp Closed: 0 | 0 | 0 | 7 | 15375-131-006258 | WILCOX COUNTY COMMISSION
35123 | Permanently Closed | 1990-02-14 | 1901-01-01 |  | Petroleum | Unleaded gasoline | Unleaded gasoline | [7 empty] | 1901-01-01 | [15 empty] | UST Currently In Use: 0; UST Temp Close: 0; AST Currently In Use: 0; AST Temp Closed: 0 | 0 | 0 | 4 | 15376-097-000344 | WILEY SANDERS TRUCK LINES INC
35124 | Permanently Closed | 1990-02-14 | 1901-01-01 |  | Petroleum | On road diesel | On road diesel | [7 empty] | 1901-01-01 | [15 empty] | UST Currently In Use: 0; UST Temp Close: 0; AST Currently In Use: 0; AST Temp Closed: 0 | 0 | 0 | 4 | 15376-097-000344 | WILEY SANDERS TRUCK LINES INC
35125 | Permanently Closed | 1990-02-14 | 1901-01-01 |  | Petroleum | On road diesel | On road diesel | [7 empty] | 1901-01-01 | [15 empty] | UST Currently In Use: 0; UST Temp Close: 0; AST Currently In Use: 0; AST Temp Closed: 0 | 0 | 0 | 4 | 15376-097-000344 | WILEY SANDERS TRUCK LINES INC
35126 | Permanently Closed | 2002-03-27 | 1988-09-23 | 2002-03-27 | Petroleum | On road diesel | On road diesel | Bulk facility | Steel | Steel | Coated & cathodic protection (sti-P3) |  | Flexible, FLEX PIPE |  | 1901-01-01 | Other, FLEX PIPE | Catchment Basin, Single walled catchment basin | Audible high level alarm At 90% full | Audible high level alarm At 90% full | [8 empty] | Annual line testing | Annual line testing |  | UST Currently In Use: 0; UST Temp Close: 0; AST Currently In Use: 0; AST Temp Closed: 0 | 0 | 0 | 4 | 15376-097-000344 | WILEY SANDERS TRUCK LINES INC
35127 | Permanently Closed | 1989-01-01 | 1972-01-01 |  | Petroleum | On road diesel | On road diesel |  | Steel | Steel |  | Painted or None | Steel |  | 1901-01-01 | [15 empty] | UST Currently In Use: 0; UST Temp Close: 0; AST Currently In Use: 0; AST Temp Closed: 0 | 0 | 0 | 4 | 15376-109-007291 | WILEY SANDERS TRUCK LINES INC
35128 | Permanently Closed | 1989-01-01 | 1972-01-01 |  | Petroleum | On road diesel | On road diesel |  | Steel | Steel |  | Painted or None | Steel |  | 1901-01-01 | [15 empty] | UST Currently In Use: 0; UST Temp Close: 0; AST Currently In Use: 0; AST Temp Closed: 0 | 0 | 0 | 4 | 15376-109-007291 | WILEY SANDERS TRUCK LINES INC
35129 | Permanently Closed | 1989-01-01 | 1972-01-01 |  | Petroleum | On road diesel | On road diesel |  | Steel | Steel |  | Painted or None | Steel |  | 1901-01-01 | [15 empty] | UST Currently In Use: 0; UST Temp Close: 0; AST Currently In Use: 0; AST Temp Closed: 0 | 0 | 0 | 4 | 15376-109-007291 | WILEY SANDERS TRUCK LINES INC
35130 | Permanently Closed | 1990-11-21 | 1972-01-01 | 1990-11-21 | Petroleum | Used oil | Used oil |  | Steel | Steel |  | Painted or None | Steel |  | 1901-01-01 | [15 empty] | UST Currently In Use: 0; UST Temp Close: 0; AST Currently In Use: 0; AST Temp Closed: 0 | 0 | 0 | 4 | 15376-109-007291 | WILEY SANDERS TRUCK LINES INC
35131 | Permanently Closed | 1995-01-01 | 1981-01-01 | 1996-01-03 | Petroleum | On road diesel | On road diesel |  | Steel | Steel | Coated & cathodic protection (sti-P3) |  | Steel |  | 1901-01-01 | Field installed cathodic protection | [14 empty] | UST Currently In Use: 0; UST Temp Close: 0; AST Currently In Use: 0; AST Temp Closed: 0 | 0 | 0 | 2 | 15376-117-002608 | WILEY SANDERS TRUCK LINES INC
35132 | Permanently Closed | 1995-01-01 | 1981-01-01 | 1996-01-03 | Petroleum | On road diesel | On road diesel |  | Steel | Steel | Coated & cathodic protection (sti-P3) |  | Steel |  | 1901-01-01 | Field installed cathodic protection | [14 empty] | UST Currently In Use: 0; UST Temp Close: 0; AST Currently In Use: 0; AST Temp Closed: 0 | 0 | 0 | 2 | 15376-117-002608 | WILEY SANDERS TRUCK LINES INC
35133 | Permanently Closed | 1989-09-19 | 1981-01-01 | 1989-09-19 | Petroleum | Unleaded gasoline | Unleaded gasoline |  | Steel | Steel |  |  | Steel |  | 1901-01-01 | [6 empty] | Statistical Inventory Reconciliation (SIR) | [8 empty] | UST Currently In Use: 1; UST Temp Close: 1; AST Currently In Use: 0; AST Temp Closed: 0 | 1 | 1 | 3 | 24316-065-012991 | EARNEST BRYANT
35134 | Permanently Closed | 1989-09-19 | 1981-01-01 | 1989-09-19 | Petroleum | Unleaded gasoline | Unleaded gasoline |  | Steel | Steel |  |  | Steel |  | 1901-01-01 | [15 empty] | UST Currently In Use: 1; UST Temp Close: 1; AST Currently In Use: 0; AST Temp Closed: 0 | 1 | 1 | 3 | 24316-065-012991 | EARNEST BRYANT
35135 | Permanently Closed | 1989-09-19 | 1981-01-01 | 1989-09-19 | Petroleum | Unleaded gasoline | Unleaded gasoline |  | Steel | Steel |  |  | Steel |  | 1901-01-01 | [15 empty] | UST Currently In Use: 1; UST Temp Close: 1; AST Currently In Use: 0; AST Temp Closed: 0 | 1 | 1 | 3 | 24316-065-012991 | EARNEST BRYANT
35136 | Permanently Closed | 1991-10-02 | 1954-01-01 | 1992-10-02 | Petroleum | On road diesel | On road diesel |  | Steel | Steel |  | Painted or None | Steel |  | 1901-01-01 | [6 empty] | Automatic Tank Gauge | [8 empty] | UST Currently In Use: 0; UST Temp Close: 0; AST Currently In Use: 0; AST Temp Closed: 0 | 0 | 0 | 3 | 15378-125-004622 | WILLCUTT BLOCK CO INC
35137 | Permanently Closed | 1991-10-02 | 1964-01-01 | 1991-10-02 | Petroleum | Unleaded gasoline | Unleaded gasoline |  | Steel | Steel | Interior lined (not allowed as a standalone method of corrosion protection) | Painted or None | Steel |  | 1901-01-01 | [6 empty] | Automatic Tank Gauge | [8 empty] | UST Currently In Use: 0; UST Temp Close: 0; AST Currently In Use: 0; AST Temp Closed: 0 | 0 | 0 | 3 | 15378-125-004622 | WILLCUTT BLOCK CO INC
35138 | Permanently Closed | 2012-04-01 | 1974-01-01 | 2017-02-13 | Petroleum | On road diesel | On road diesel |  | Steel | Steel | Interior lined (not allowed as a standalone method of corrosion protection) | Painted or None | Steel |  | 1901-01-01 | [6 empty] | Automatic Tank Gauge | [8 empty] | UST Currently In Use: 0; UST Temp Close: 0; AST Currently In Use: 0; AST Temp Closed: 0 | 0 | 0 | 3 | 15378-125-004622 | WILLCUTT BLOCK CO INC
35139 | Permanently Closed | 1991-05-09 | 1973-01-01 | 1991-05-09 | Petroleum | Unleaded gasoline | Unleaded gasoline |  | Steel | Steel |  | Painted or None | Steel |  | 1901-01-01 | [15 empty] | UST Currently In Use: 0; UST Temp Close: 0; AST Currently In Use: 1; AST Temp Closed: 0 | 0 | 0 | 1 | 25238-127-011475 | OLDCASTLE APG SOUTH INC
35140 | Temporary Closed | 2017-10-31 | 1982-01-01 |  | Petroleum | Unleaded gasoline | Unleaded gasoline | Retail | Steel | Steel | Coated & cathodic protection (sti-P3) |  | Fiberglass reinforced plastic |  |  | Other, FLXS ISOLA | Catchment Basin, Single walled catchment basin | Automatic shutoff device At 95% full | Automatic shutoff device At 95% full |  |  | Automatic Tank Gauge | [8 empty] | UST Currently In Use: 0; UST Temp Close: 2; AST Currently In Use: 0; AST Temp Closed: 0 | 0 | 2 | 0 | 15380-087-008820 | RASHEA LAWLER
35141 | Temporary Closed | 2017-10-31 | 1982-01-01 |  | Petroleum | On road diesel | On road diesel | Retail | Steel | Steel | Coated & cathodic protection (sti-P3) |  | Fiberglass reinforced plastic |  |  | Other, FLXS ISOLA | Catchment Basin, Single walled catchment basin | Automatic shutoff device At 95% full | Automatic shutoff device At 95% full |  |  | Automatic Tank Gauge | [8 empty] | UST Currently In Use: 0; UST Temp Close: 2; AST Currently In Use: 0; AST Temp Closed: 0 | 0 | 2 | 0 | 15380-087-008820 | RASHEA LAWLER
35142 | Permanently Closed | 1998-12-22 | 1968-01-01 | 1999-08-13 | Petroleum | Unleaded gasoline | Unleaded gasoline | Retail | Steel | Steel |  |  | Steel |  |  |  | Catchment Basin, Single walled catchment basin | Flow Rest 90% Full | Flow Rest 90% Full |  |  | Automatic Tank Gauge | [8 empty] | UST Currently In Use: 3; UST Temp Close: 2; AST Currently In Use: 0; AST Temp Closed: 0 | 3 | 2 | 2 | 25637-127-006048 | RAMZAN JAWANI
35143 | Currently in Use |  | 1968-01-01 |  | Petroleum | Other, E10 | Other | Retail | Single Wall, Steel, UN #1 | Steel | Field installed cathodic protection |  | Single Wall, Steel |  |  | Field installed cathodic protection | Catchment Basin, Single walled catchment basin | Automatic shutoff device At 95% full, Flow Rest 90% Full | Flow Rest 90% Full |  |  | Statistical Inventory Reconciliation (SIR) | [8 empty] | UST Currently In Use: 3; UST Temp Close: 2; AST Currently In Use: 0; AST Temp Closed: 0 | 3 | 2 | 2 | 25637-127-006048 | RAMZAN JAWANI
35144 | Currently in Use |  | 1968-01-01 |  | Petroleum | On road diesel | On road diesel | Retail | Single Wall, Steel, UN #2 | Steel | Field installed cathodic protection |  | Single Wall, Steel |  |  | Field installed cathodic protection | Catchment Basin, Single walled catchment basin | Automatic shutoff device At 95% full, Flow Rest 90% Full | Flow Rest 90% Full |  |  | Statistical Inventory Reconciliation (SIR) | [8 empty] | UST Currently In Use: 3; UST Temp Close: 2; AST Currently In Use: 0; AST Temp Closed: 0 | 3 | 2 | 2 | 25637-127-006048 | RAMZAN JAWANI
35145 | Currently in Use |  | 1968-01-01 |  | Petroleum | Unleaded gasoline | Unleaded gasoline | Retail | Single Wall, Steel | Steel | Field installed cathodic protection |  | Single Wall, Steel |  |  | Field installed cathodic protection | Catchment Basin, Single walled catchment basin | Automatic shutoff device At 95% full, Flow Rest 90% Full | Flow Rest 90% Full |  |  | Statistical Inventory Reconciliation (SIR) | [8 empty] | UST Currently In Use: 3; UST Temp Close: 2; AST Currently In Use: 0; AST Temp Closed: 0 | 3 | 2 | 2 | 25637-127-006048 | RAMZAN JAWANI
35146 | Temporary Closed | 2017-10-05 | 1974-01-01 |  | Petroleum | On road diesel | On road diesel | Retail | Single Wall, Steel | Steel | Field installed cathodic protection |  | Single Wall, Steel |  |  | Field installed cathodic protection | Catchment Basin, Single walled catchment basin | Automatic shutoff device At 95% full, Flow Rest 90% Full | Flow Rest 90% Full |  |  | Statistical Inventory Reconciliation (SIR) | [8 empty] | UST Currently In Use: 3; UST Temp Close: 2; AST Currently In Use: 0; AST Temp Closed: 0 | 3 | 2 | 2 | 25637-127-006048 | RAMZAN JAWANI
35147 | Temporary Closed | 1998-12-22 | 1974-01-01 |  | Petroleum | On road diesel | On road diesel | Retail | Single Wall, Steel | Steel | Field installed cathodic protection |  | Single Wall, Steel |  |  | Field installed cathodic protection | Catchment Basin, Single walled catchment basin | Flow Rest 90% Full | Flow Rest 90% Full | [11 empty] | UST Currently In Use: 3; UST Temp Close: 2; AST Currently In Use: 0; AST Temp Closed: 0 | 3 | 2 | 2 | 25637-127-006048 | RAMZAN JAWANI
35148 | Permanently Closed | 1996-12-01 | 1974-01-01 | 1999-08-13 | Petroleum | Unleaded gasoline | Unleaded gasoline |  | Steel | Steel |  |  | Steel |  |  |  | Catchment Basin, Single walled catchment basin | Flow Rest 90% Full | Flow Rest 90% Full | [11 empty] | UST Currently In Use: 3; UST Temp Close: 2; AST Currently In Use: 0; AST Temp Closed: 0 | 3 | 2 | 2 | 25637-127-006048 | RAMZAN JAWANI
35149 | Permanently Closed | 1996-02-06 | 1973-01-01 | 1997-07-23 | Petroleum | Unleaded gasoline | Unleaded gasoline |  | Steel | Steel |  | Painted or None | Steel |  | 1901-01-01 | [6 empty] | Automatic Tank Gauge | [5 empty] | Annual line testing | Annual line testing |  | UST Currently In Use: 3; UST Temp Close: 0; AST Currently In Use: 0; AST Temp Closed: 0 | 3 | 0 | 3 | 11576-089-010964 | DUTCH OIL COMPANY
35150 | Permanently Closed | 1996-02-06 | 1973-01-01 | 1997-07-23 | Petroleum | Unleaded gasoline | Unleaded gasoline |  | Steel | Steel |  | Painted or None | Steel |  | 1901-01-01 | [6 empty] | Automatic Tank Gauge | [5 empty] | Annual line testing | Annual line testing |  | UST Currently In Use: 3; UST Temp Close: 0; AST Currently In Use: 0; AST Temp Closed: 0 | 3 | 0 | 3 | 11576-089-010964 | DUTCH OIL COMPANY
35151 | Permanently Closed | 1996-02-06 | 1973-01-01 | 1997-07-23 | Petroleum | On road diesel | On road diesel |  | Steel | Steel |  | Painted or None | Steel |  | 1901-01-01 | [6 empty] | Automatic Tank Gauge | [5 empty] | Annual line testing | Annual line testing |  | UST Currently In Use: 3; UST Temp Close: 0; AST Currently In Use: 0; AST Temp Closed: 0 | 3 | 0 | 3 | 11576-089-010964 | DUTCH OIL COMPANY
35152 | Cannot Locate or abandoned | 2000-09-18 | 1988-08-18 |  | Petroleum | On road diesel | On road diesel | Retail | Single Wall, Steel | Steel | Coated & cathodic protection (sti-P3) |  | Single Wall, Steel |  | 1901-01-01 |  | Catchment Basin, Single walled catchment basin |  |  |  |  | Other, Statistical Inventory Reconciliation (SIR) |  | Other, USTMAN | Other |  |  | Other, USTMAN | Other |  | UST Currently In Use: 0; UST Temp Close: 0; AST Currently In Use: 0; AST Temp Closed: 0 | 0 | 0 | 0 | 19259-043-000046 | SERVICE OIL PRODUCTS INC
35153 | Cannot Locate or abandoned | 2000-09-18 | 1988-08-18 |  | Petroleum | Premium gasoline | Premium gasoline | Retail | Single Wall, Steel | Steel | Coated & cathodic protection (sti-P3) |  | Single Wall, Steel |  | 1901-01-01 |  | Catchment Basin, Single walled catchment basin | Automatic shutoff device At 95% full | Automatic shutoff device At 95% full |  |  | Other, Statistical Inventory Reconciliation (SIR) |  | Other, USTMAN | Other |  |  | Other, USTMAN | Other |  | UST Currently In Use: 0; UST Temp Close: 0; AST Currently In Use: 0; AST Temp Closed: 0 | 0 | 0 | 0 | 19259-043-000046 | SERVICE OIL PRODUCTS INC
35154 | Cannot Locate or abandoned | 2000-09-18 | 1988-08-18 |  | Petroleum | Mid-grade gasoline | Mid-grade gasoline | Retail | Single Wall, Steel | Steel | Coated & cathodic protection (sti-P3) |  | Single Wall, Steel |  | 1901-01-01 |  | Catchment Basin, Single walled catchment basin | Automatic shutoff device At 95% full | Automatic shutoff device At 95% full |  |  | Other, Statistical Inventory Reconciliation (SIR) |  | Other, USTMAN | Other |  |  | Other, USTMAN | Other |  | UST Currently In Use: 0; UST Temp Close: 0; AST Currently In Use: 0; AST Temp Closed: 0 | 0 | 0 | 0 | 19259-043-000046 | SERVICE OIL PRODUCTS INC
35155 | Cannot Locate or abandoned | 2000-09-18 | 1988-08-18 |  | Petroleum | Unleaded gasoline | Unleaded gasoline |  | Single Wall, Steel | Steel | Coated & cathodic protection (sti-P3) |  | Single Wall, Steel |  | 1901-01-01 |  | Catchment Basin, Single walled catchment basin | Automatic shutoff device At 95% full | Automatic shutoff device At 95% full |  |  | Other, Statistical Inventory Reconciliation (SIR) |  | Other, USTMAN | Other |  |  | Other, USTMAN | Other |  | UST Currently In Use: 0; UST Temp Close: 0; AST Currently In Use: 0; AST Temp Closed: 0 | 0 | 0 | 0 | 19259-043-000046 | SERVICE OIL PRODUCTS INC
35156 | Temporary Closed | 2013-02-01 | 1973-01-01 |  | Petroleum | Unleaded gasoline | Unleaded gasoline | Retail | Steel | Steel | Field installed cathodic protection |  | Steel |  | 1901-01-01 | Field installed cathodic protection | Catchment Basin, Single walled catchment basin | Automatic shutoff device At 95% full | Automatic shutoff device At 95% full |  |  | Statistical Inventory Reconciliation (SIR) | [8 empty] | UST Currently In Use: 0; UST Temp Close: 2; AST Currently In Use: 0; AST Temp Closed: 0 | 0 | 2 | 0 | 24669-097-010962 | JDRR, LLC
35157 | Temporary Closed | 2013-02-01 | 1973-01-01 |  | Petroleum | Unleaded gasoline | Unleaded gasoline | Retail | Steel | Steel | Field installed cathodic protection |  | Steel |  | 1901-01-01 | Field installed cathodic protection | Catchment Basin, Single walled catchment basin | Automatic shutoff device At 95% full | Automatic shutoff device At 95% full |  |  | Statistical Inventory Reconciliation (SIR) | [8 empty] | UST Currently In Use: 0; UST Temp Close: 2; AST Currently In Use: 0; AST Temp Closed: 0 | 0 | 2 | 0 | 24669-097-010962 | JDRR, LLC
35158 | Cannot Locate or abandoned |  | 1987-01-01 |  | Petroleum | Unleaded gasoline | Unleaded gasoline |  | Steel | Steel |  | Painted or None | Steel |  | 1901-01-01 | [15 empty] | UST Currently In Use: 0; UST Temp Close: 0; AST Currently In Use: 0; AST Temp Closed: 0 | 0 | 0 | 0 | 15385-131-013127 | WILLIAM C DAVIS
35159 | Cannot Locate or abandoned |  | 1987-01-01 |  | Petroleum | Unleaded gasoline | Unleaded gasoline |  | Steel | Steel |  | Painted or None | Steel |  | 1901-01-01 | [15 empty] | UST Currently In Use: 0; UST Temp Close: 0; AST Currently In Use: 0; AST Temp Closed: 0 | 0 | 0 | 0 | 15385-131-013127 | WILLIAM C DAVIS
35160 | Permanently Closed | 1991-01-30 | 1967-01-01 | 1990-01-30 | Petroleum | Unleaded gasoline | Unleaded gasoline |  | Steel | Steel |  | Painted or None | Steel |  | 1901-01-01 | [15 empty] | UST Currently In Use: 1; UST Temp Close: 1; AST Currently In Use: 0; AST Temp Closed: 0 | 1 | 1 | 3 | 25921-049-013131 | BRIAN BARNETT
35161 | Permanently Closed | 1991-01-30 | 1967-01-01 | 1991-01-30 | Petroleum | Unleaded gasoline | Unleaded gasoline |  | Steel | Steel |  | Painted or None | Steel |  | 1901-01-01 | [15 empty] | UST Currently In Use: 1; UST Temp Close: 1; AST Currently In Use: 0; AST Temp Closed: 0 | 1 | 1 | 3 | 25921-049-013131 | BRIAN BARNETT
35162 | Permanently Closed | 1991-01-30 | 1908-01-01 | 1991-01-30 | Petroleum | Unleaded gasoline | Unleaded gasoline |  | Steel | Steel |  | Painted or None | Steel |  | 1901-01-01 | [15 empty] | UST Currently In Use: 1; UST Temp Close: 1; AST Currently In Use: 0; AST Temp Closed: 0 | 1 | 1 | 3 | 25921-049-013131 | BRIAN BARNETT
35163 | Permanently Closed | 1901-01-01 | 1978-01-01 | 1993-12-15 | Petroleum | Other, SOLVENT | Other |  | Steel | Steel |  |  | Steel |  | 1901-01-01 | [15 empty] | UST Currently In Use: 0; UST Temp Close: 0; AST Currently In Use: 0; AST Temp Closed: 0 | 0 | 0 | 2 | 15387-125-002552 | WILLIAM C JACKSON JR
35164 | Permanently Closed | 1901-01-01 | 1966-01-01 | 1993-12-15 | Petroleum | Other, SOLVENT | Other |  | Steel | Steel |  |  | Steel |  | 1901-01-01 | [15 empty] | UST Currently In Use: 0; UST Temp Close: 0; AST Currently In Use: 0; AST Temp Closed: 0 | 0 | 0 | 2 | 15387-125-002552 | WILLIAM C JACKSON JR
35165 | Permanently Closed | 2007-03-01 | 1980-01-01 | 2015-03-24 | Petroleum | Unleaded gasoline | Unleaded gasoline | Retail | Single Wall, Steel | Steel | Field installed cathodic protection |  | Single Wall, Steel |  | 1901-01-01 | Field installed cathodic protection | Catchment Basin, Single walled catchment basin | Automatic shutoff device At 95% full | Automatic shutoff device At 95% full |  |  | Statistical Inventory Reconciliation (SIR) | [5 empty] | Statistical inventory reconciliation (SIR) | Statistical inventory reconciliation (SIR) |  | UST Currently In Use: 0; UST Temp Close: 0; AST Currently In Use: 0; AST Temp Closed: 0 | 0 | 0 | 4 | 15389-077-002360 | WILLIAM D CLEMMONS
35166 | Permanently Closed | 2007-03-01 | 1980-01-01 | 2015-03-24 | Petroleum | Mid-grade gasoline | Mid-grade gasoline | Retail | Single Wall, Steel | Steel | Field installed cathodic protection |  | Single Wall, Steel |  | 1901-01-01 | Field installed cathodic protection | Catchment Basin, Single walled catchment basin | Automatic shutoff device At 95% full | Automatic shutoff device At 95% full |  |  | Statistical Inventory Reconciliation (SIR) | [5 empty] | Statistical inventory reconciliation (SIR) | Statistical inventory reconciliation (SIR) |  | UST Currently In Use: 0; UST Temp Close: 0; AST Currently In Use: 0; AST Temp Closed: 0 | 0 | 0 | 4 | 15389-077-002360 | WILLIAM D CLEMMONS
35167 | Permanently Closed | 2007-03-01 | 1980-01-01 | 2015-03-24 | Petroleum | Premium gasoline | Premium gasoline | Retail | Single Wall, Steel | Steel | Field installed cathodic protection |  | Single Wall, Steel |  | 1901-01-01 | Field installed cathodic protection | Catchment Basin, Single walled catchment basin | Audible high level alarm At 90% full | Audible high level alarm At 90% full |  |  | Statistical Inventory Reconciliation (SIR) | [5 empty] | Statistical inventory reconciliation (SIR) | Statistical inventory reconciliation (SIR) |  | UST Currently In Use: 0; UST Temp Close: 0; AST Currently In Use: 0; AST Temp Closed: 0 | 0 | 0 | 4 | 15389-077-002360 | WILLIAM D CLEMMONS
35168 | Permanently Closed | 2007-03-01 | 1980-01-01 | 2015-03-24 | Petroleum | On road diesel | On road diesel | Retail | Single Wall, Steel | Steel | Field installed cathodic protection |  | Single Wall, Steel |  | 1901-01-01 | Field installed cathodic protection | Catchment Basin, Single walled catchment basin | Automatic shutoff device At 95% full | Automatic shutoff device At 95% full |  |  | Statistical Inventory Reconciliation (SIR) | [5 empty] | Statistical inventory reconciliation (SIR) | Statistical inventory reconciliation (SIR) |  | UST Currently In Use: 0; UST Temp Close: 0; AST Currently In Use: 0; AST Temp Closed: 0 | 0 | 0 | 4 | 15389-077-002360 | WILLIAM D CLEMMONS
35169 | Permanently Closed | 1991-12-18 | 1972-01-01 | 1991-12-18 | Petroleum | Unleaded gasoline | Unleaded gasoline |  | Steel | Steel |  | Painted or None | Steel |  | 1901-01-01 | [15 empty] | UST Currently In Use: 0; UST Temp Close: 0; AST Currently In Use: 0; AST Temp Closed: 0 | 0 | 0 | 4 | 15389-077-002361 | WILLIAM D CLEMMONS
35170 | Permanently Closed | 1991-12-18 | 1972-01-01 | 1991-12-18 | Petroleum | Unleaded gasoline | Unleaded gasoline |  | Steel | Steel |  | Painted or None | Steel |  | 1901-01-01 | [15 empty] | UST Currently In Use: 0; UST Temp Close: 0; AST Currently In Use: 0; AST Temp Closed: 0 | 0 | 0 | 4 | 15389-077-002361 | WILLIAM D CLEMMONS
35171 | Permanently Closed | 1991-12-18 | 1965-01-01 | 1991-12-18 | Petroleum | Unleaded gasoline | Unleaded gasoline |  | Steel | Steel |  | Painted or None | Steel |  | 1901-01-01 | [15 empty] | UST Currently In Use: 0; UST Temp Close: 0; AST Currently In Use: 0; AST Temp Closed: 0 | 0 | 0 | 4 | 15389-077-002361 | WILLIAM D CLEMMONS
35172 | Permanently Closed | 1991-12-18 | 1965-01-01 | 1991-12-18 | Petroleum | Unleaded gasoline | Unleaded gasoline |  | Steel | Steel |  | Painted or None | Steel |  | 1901-01-01 | [15 empty] | UST Currently In Use: 0; UST Temp Close: 0; AST Currently In Use: 0; AST Temp Closed: 0 | 0 | 0 | 4 | 15389-077-002361 | WILLIAM D CLEMMONS
35173 | Permanently Closed | 1984-06-01 | 1953-01-01 | 1989-05-24 | Petroleum | Other, X | Other |  | Steel | Steel |  | Painted or None | Steel |  | 1901-01-01 | [12 empty] | Annual line testing | Annual line testing |  | UST Currently In Use: 2; UST Temp Close: 0; AST Currently In Use: 0; AST Temp Closed: 0 | 2 | 0 | 5 | 15390-097-001753 | GERALD DEESE
35174 | Permanently Closed | 1984-06-01 | 1953-01-01 | 1989-05-24 | Petroleum | Other, X | Other |  | Steel | Steel |  | Painted or None | Steel |  | 1901-01-01 | [12 empty] | Annual line testing | Annual line testing |  | UST Currently In Use: 2; UST Temp Close: 0; AST Currently In Use: 0; AST Temp Closed: 0 | 2 | 0 | 5 | 15390-097-001753 | GERALD DEESE
35175 | Permanently Closed | 1997-10-01 | 1974-01-01 | 1997-10-20 | Petroleum | Unleaded gasoline | Unleaded gasoline |  | Steel | Steel |  | Painted or None | Steel |  | 1901-01-01 | [12 empty] | Annual line testing | Annual line testing |  | UST Currently In Use: 2; UST Temp Close: 0; AST Currently In Use: 0; AST Temp Closed: 0 | 2 | 0 | 5 | 15390-097-001753 | GERALD DEESE
35176 | Permanently Closed | 1997-10-01 | 1974-01-01 | 1997-10-20 | Petroleum | On road diesel | On road diesel |  | Steel | Steel |  | Painted or None | Steel |  | 1901-01-01 | [15 empty] | UST Currently In Use: 2; UST Temp Close: 0; AST Currently In Use: 0; AST Temp Closed: 0 | 2 | 0 | 5 | 15390-097-001753 | GERALD DEESE
35177 | Permanently Closed | 1997-10-01 | 1981-01-01 | 1997-10-20 | Petroleum | Unleaded gasoline | Unleaded gasoline |  | Steel | Steel |  | Painted or None | Steel |  | 1901-01-01 | [15 empty] | UST Currently In Use: 2; UST Temp Close: 0; AST Currently In Use: 0; AST Temp Closed: 0 | 2 | 0 | 5 | 15390-097-001753 | GERALD DEESE
35178 | Permanently Closed | 1972-11-01 | 1901-01-01 |  | Petroleum | Unleaded gasoline | Unleaded gasoline |  | Steel | Steel |  |  | Steel |  | 1901-01-01 | [15 empty] | UST Currently In Use: 0; UST Temp Close: 0; AST Currently In Use: 0; AST Temp Closed: 0 | 0 | 0 | 3 | 15391-073-004663 | WILLIAM E ROUSE
35179 | Permanently Closed | 1972-11-01 | 1901-01-01 |  | Petroleum | Unleaded gasoline | Unleaded gasoline |  | Steel | Steel |  |  | Steel |  | 1901-01-01 | [15 empty] | UST Currently In Use: 0; UST Temp Close: 0; AST Currently In Use: 0; AST Temp Closed: 0 | 0 | 0 | 3 | 15391-073-004663 | WILLIAM E ROUSE
35180 | Permanently Closed | 1972-11-01 | 1901-01-01 |  | Petroleum | Unleaded gasoline | Unleaded gasoline |  | Steel | Steel |  |  | Steel |  | 1901-01-01 | [15 empty] | UST Currently In Use: 0; UST Temp Close: 0; AST Currently In Use: 0; AST Temp Closed: 0 | 0 | 0 | 3 | 15391-073-004663 | WILLIAM E ROUSE
35189 | Permanently Closed | 2004-10-12 | 1975-01-01 | 2006-10-12 | Petroleum | Unleaded gasoline | Unleaded gasoline | Retail | Steel | Steel | Field installed cathodic protection |  | Steel |  | 1901-01-01 | Field installed cathodic protection | Catchment Basin, Single walled catchment basin | Automatic shutoff device At 95% full | Automatic shutoff device At 95% full | [11 empty] | UST Currently In Use: 2; UST Temp Close: 0; AST Currently In Use: 0; AST Temp Closed: 0 | 2 | 0 | 2 | 24854-133-006247 | SON'S OF ARLEY
35190 | Permanently Closed | 2004-10-12 | 1975-01-01 | 2006-10-12 | Petroleum | Premium gasoline | Premium gasoline | Retail | Steel | Steel | Field installed cathodic protection |  | Steel |  | 1901-01-01 | Field installed cathodic protection | Catchment Basin, Single walled catchment basin | Automatic shutoff device At 95% full | Automatic shutoff device At 95% full | [11 empty] | UST Currently In Use: 2; UST Temp Close: 0; AST Currently In Use: 0; AST Temp Closed: 0 | 2 | 0 | 2 | 24854-133-006247 | SON'S OF ARLEY
35191 | Permanently Closed | 1990-06-01 | 1901-01-01 | 1990-06-01 | Petroleum | Unleaded gasoline | Unleaded gasoline |  | Steel | Steel |  |  |  |  | 1901-01-01 | [15 empty] | UST Currently In Use: 0; UST Temp Close: 0; AST Currently In Use: 0; AST Temp Closed: 0 | 0 | 0 | 4 | 15394-069-012561 | WILLIAM H GOOODWIN JR
35192 | Permanently Closed | 1990-06-01 | 1901-01-01 | 1990-06-01 | Hazardous Substance |  |  |  | Steel | Steel |  |  |  |  | 1901-01-01 | [15 empty] | UST Currently In Use: 0; UST Temp Close: 0; AST Currently In Use: 0; AST Temp Closed: 0 | 0 | 0 | 4 | 15394-069-012561 | WILLIAM H GOOODWIN JR
35193 | Permanently Closed | 1990-06-01 | 1901-01-01 | 1990-06-01 | Hazardous Substance |  |  |  | Steel | Steel |  |  |  |  | 1901-01-01 | [15 empty] | UST Currently In Use: 0; UST Temp Close: 0; AST Currently In Use: 0; AST Temp Closed: 0 | 0 | 0 | 4 | 15394-069-012561 | WILLIAM H GOOODWIN JR
35194 | Permanently Closed | 1990-06-01 | 1901-01-01 | 1990-06-01 | Petroleum | On road diesel | On road diesel |  | Steel | Steel |  |  |  |  | 1901-01-01 | [15 empty] | UST Currently In Use: 0; UST Temp Close: 0; AST Currently In Use: 0; AST Temp Closed: 0 | 0 | 0 | 4 | 15394-069-012561 | WILLIAM H GOOODWIN JR
35195 | Permanently Closed | 1901-01-01 | 1958-01-01 | 1989-11-09 | Petroleum | Unleaded gasoline | Unleaded gasoline |  | Steel | Steel |  |  | Steel |  | 1901-01-01 | [15 empty] | UST Currently In Use: 0; UST Temp Close: 0; AST Currently In Use: 0; AST Temp Closed: 0 | 0 | 0 | 2 | 15395-121-009868 | WILLIAM H MITCHELL
35196 | Permanently Closed | 1901-01-01 | 1958-01-01 | 1989-11-09 | Petroleum | Unleaded gasoline | Unleaded gasoline |  | Steel | Steel |  |  | Steel |  | 1901-01-01 | [15 empty] | UST Currently In Use: 0; UST Temp Close: 0; AST Currently In Use: 0; AST Temp Closed: 0 | 0 | 0 | 2 | 15395-121-009868 | WILLIAM H MITCHELL
35197 | Permanently Closed | 1991-05-21 | 1973-01-01 | 1991-05-21 | Petroleum | Unleaded gasoline | Unleaded gasoline |  | Steel | Steel |  |  | Steel |  | 1901-01-01 | [15 empty] | UST Currently In Use: 2; UST Temp Close: 0; AST Currently In Use: 0; AST Temp Closed: 0 | 2 | 0 | 8 | 15201-073-010883 | VULCAN OIL COMPANY INC.
35198 | Permanently Closed | 1991-05-21 | 1973-01-01 | 1991-05-21 | Petroleum | Unleaded gasoline | Unleaded gasoline |  | Steel | Steel |  |  | Steel |  | 1901-01-01 | [15 empty] | UST Currently In Use: 2; UST Temp Close: 0; AST Currently In Use: 0; AST Temp Closed: 0 | 2 | 0 | 8 | 15201-073-010883 | VULCAN OIL COMPANY INC.
35199 | Permanently Closed | 1991-05-21 | 1973-01-01 | 1991-05-21 | Petroleum | Unleaded gasoline | Unleaded gasoline |  | Steel | Steel |  |  | Steel |  | 1901-01-01 | [15 empty] | UST Currently In Use: 2; UST Temp Close: 0; AST Currently In Use: 0; AST Temp Closed: 0 | 2 | 0 | 8 | 15201-073-010883 | VULCAN OIL COMPANY INC.
35200 | Permanently Closed | 1991-05-21 | 1973-01-01 | 1991-05-21 | Petroleum | Unleaded gasoline | Unleaded gasoline |  | Steel | Steel |  |  | Steel |  | 1901-01-01 | [15 empty] | UST Currently In Use: 2; UST Temp Close: 0; AST Currently In Use: 0; AST Temp Closed: 0 | 2 | 0 | 8 | 15201-073-010883 | VULCAN OIL COMPANY INC.
35201 | Permanently Closed | 1991-05-21 | 1973-01-01 | 1991-05-21 | Petroleum | Unleaded gasoline | Unleaded gasoline |  | Steel | Steel |  |  | Steel |  | 1901-01-01 | [15 empty] | UST Currently In Use: 2; UST Temp Close: 0; AST Currently In Use: 0; AST Temp Closed: 0 | 2 | 0 | 8 | 15201-073-010883 | VULCAN OIL COMPANY INC.
35202 | Permanently Closed | 2000-06-01 | 1973-01-01 | 2000-06-01 | Petroleum | On road diesel | On road diesel | Retail | Steel | Steel |  |  | Steel |  | 1901-01-01 | [6 empty] | Statistical Inventory Reconciliation (SIR) | [8 empty] | UST Currently In Use: 2; UST Temp Close: 0; AST Currently In Use: 0; AST Temp Closed: 0 | 2 | 0 | 8 | 15201-073-010883 | VULCAN OIL COMPANY INC.
35203 | Cannot Locate or abandoned | 1989-08-23 | 1974-01-01 |  | Petroleum | Unleaded gasoline | Unleaded gasoline |  | Steel | Steel |  | Painted or None | Steel |  | 1901-01-01 | [15 empty] | UST Currently In Use: 0; UST Temp Close: 0; AST Currently In Use: 0; AST Temp Closed: 0 | 0 | 0 | 0 | 20988-113-001118 | JERRY WAYNE SMITH & SHIRLEY SMITH
35204 | Cannot Locate or abandoned | 1989-08-23 | 1959-01-01 |  | Petroleum | Unleaded gasoline | Unleaded gasoline |  | Steel | Steel |  | Painted or None | Steel |  | 1901-01-01 | [15 empty] | UST Currently In Use: 0; UST Temp Close: 0; AST Currently In Use: 0; AST Temp Closed: 0 | 0 | 0 | 0 | 20988-113-001118 | JERRY WAYNE SMITH & SHIRLEY SMITH
35205 | Cannot Locate or abandoned | 1989-08-23 | 1959-01-01 |  | Petroleum | Unleaded gasoline | Unleaded gasoline |  | Steel | Steel |  | Painted or None | Steel |  | 1901-01-01 | [15 empty] | UST Currently In Use: 0; UST Temp Close: 0; AST Currently In Use: 0; AST Temp Closed: 0 | 0 | 0 | 0 | 20988-113-001118 | JERRY WAYNE SMITH & SHIRLEY SMITH
35206 | Cannot Locate or abandoned | 1989-08-23 | 1959-01-01 |  | Petroleum | Unleaded gasoline | Unleaded gasoline |  | Steel | Steel |  | Painted or None | Steel |  | 1901-01-01 | [15 empty] | UST Currently In Use: 0; UST Temp Close: 0; AST Currently In Use: 0; AST Temp Closed: 0 | 0 | 0 | 0 | 20988-113-001118 | JERRY WAYNE SMITH & SHIRLEY SMITH
35207 | Cannot Locate or abandoned | 1989-08-23 | 1972-01-01 |  | Petroleum | On road diesel | On road diesel |  | Steel | Steel |  | Painted or None | Steel |  | 1901-01-01 | [15 empty] | UST Currently In Use: 0; UST Temp Close: 0; AST Currently In Use: 0; AST Temp Closed: 0 | 0 | 0 | 0 | 20988-113-001118 | JERRY WAYNE SMITH & SHIRLEY SMITH
35208 | Permanently Closed | 1998-10-05 | 1977-01-01 | 1998-10-05 | Petroleum | Used oil | Used oil |  | Steel | Steel |  | Painted or None | Steel |  | 1901-01-01 | [15 empty] | UST Currently In Use: 0; UST Temp Close: 0; AST Currently In Use: 0; AST Temp Closed: 0 | 0 | 0 | 1 | 15398-015-002605 | WILLIAM KILGORE
35209 | Permanently Closed | 1993-03-18 | 1966-01-01 | 1993-03-18 | Petroleum | Unleaded gasoline | Unleaded gasoline |  | Steel | Steel |  | Painted or None | Steel |  | 1901-01-01 | [15 empty] | UST Currently In Use: 0; UST Temp Close: 0; AST Currently In Use: 0; AST Temp Closed: 0 | 0 | 0 | 5 | 15399-097-001942 | WILLIAM M BENTON
35210 | Permanently Closed | 1993-03-18 | 1966-01-01 | 1993-03-18 | Petroleum | On road diesel | On road diesel |  | Steel | Steel |  | Painted or None | Steel |  | 1901-01-01 | [15 empty] | UST Currently In Use: 0; UST Temp Close: 0; AST Currently In Use: 0; AST Temp Closed: 0 | 0 | 0 | 5 | 15399-097-001942 | WILLIAM M BENTON
35211 | Permanently Closed | 1993-03-18 | 1966-01-01 | 1993-03-18 | Petroleum | Unleaded gasoline | Unleaded gasoline |  | Steel | Steel |  | Painted or None | Steel |  | 1901-01-01 | [15 empty] | UST Currently In Use: 0; UST Temp Close: 0; AST Currently In Use: 0; AST Temp Closed: 0 | 0 | 0 | 5 | 15399-097-001942 | WILLIAM M BENTON
35212 | Permanently Closed | 1993-03-18 | 1966-01-01 | 1993-03-18 | Petroleum | Unleaded gasoline | Unleaded gasoline |  | Steel | Steel |  | Painted or None | Steel |  | 1901-01-01 | [15 empty] | UST Currently In Use: 0; UST Temp Close: 0; AST Currently In Use: 0; AST Temp Closed: 0 | 0 | 0 | 5 | 15399-097-001942 | WILLIAM M BENTON
35213 | Permanently Closed | 1993-03-18 | 1979-01-01 | 1993-03-18 | Petroleum | Unleaded gasoline | Unleaded gasoline |  | Fiberglass reinforced plastic | Fiberglass reinforced plastic |  |  | Steel |  | 1901-01-01 | [15 empty] | UST Currently In Use: 0; UST Temp Close: 0; AST Currently In Use: 0; AST Temp Closed: 0 | 0 | 0 | 5 | 15399-097-001942 | WILLIAM M BENTON
35214 | Cannot Locate or abandoned | 1990-09-01 | 1968-01-01 |  | Petroleum | Used oil | Used oil |  | Steel | Steel |  | Painted or None |  |  | 1901-01-01 | [15 empty] | UST Currently In Use: 0; UST Temp Close: 0; AST Currently In Use: 0; AST Temp Closed: 0 | 0 | 0 | 0 | 20904-101-012418 | FAIRCOURT PROPERTIES
35215 | Temporary Closed | 2011-01-01 | 1983-01-01 |  | Petroleum | Unleaded gasoline | Unleaded gasoline | Retail | Steel | Steel | Field installed cathodic protection |  | Steel |  |  | Field installed cathodic protection | Catchment Basin, Single walled catchment basin | Automatic shutoff device At 95% full | Automatic shutoff device At 95% full |  |  | Statistical Inventory Reconciliation (SIR) |  | Automatic flow restrictor (MLLD) | Automatic flow restrictor (MLLD) |  |  | Statistical inventory reconciliation (SIR) | Statistical inventory reconciliation (SIR) |  | UST Currently In Use: 2; UST Temp Close: 1; AST Currently In Use: 0; AST Temp Closed: 0 | 2 | 1 | 0 | 23832-037-012949 | KHAN FRIENDS INTERNATIONAL INC.
35216 | Currently in Use |  | 1983-01-01 |  | Petroleum | Unleaded gasoline | Unleaded gasoline | Retail | Steel | Steel | Field installed cathodic protection |  | Steel |  |  | Field installed cathodic protection | Catchment Basin, Single walled catchment basin | Automatic shutoff device At 95% full | Automatic shutoff device At 95% full |  |  | Statistical Inventory Reconciliation (SIR) |  | Automatic flow restrictor (MLLD) | Automatic flow restrictor (MLLD) |  |  | Statistical inventory reconciliation (SIR) | Statistical inventory reconciliation (SIR) |  | UST Currently In Use: 2; UST Temp Close: 1; AST Currently In Use: 0; AST Temp Closed: 0 | 2 | 1 | 0 | 23832-037-012949 | KHAN FRIENDS INTERNATIONAL INC.
35217 | Currently in Use |  | 1983-01-01 |  | Petroleum | Premium gasoline | Premium gasoline | Retail | Steel | Steel | Field installed cathodic protection |  | Steel |  |  | Field installed cathodic protection | Catchment Basin, Single walled catchment basin | Automatic shutoff device At 95% full | Automatic shutoff device At 95% full |  |  | Statistical Inventory Reconciliation (SIR) |  | Automatic flow restrictor (MLLD) | Automatic flow restrictor (MLLD) |  |  | Statistical inventory reconciliation (SIR) | Statistical inventory reconciliation (SIR) |  | UST Currently In Use: 2; UST Temp Close: 1; AST Currently In Use: 0; AST Temp Closed: 0 | 2 | 1 | 0 | 23832-037-012949 | KHAN FRIENDS INTERNATIONAL INC.
35218 | Permanently Closed | 1990-09-25 | 1954-01-01 | 1990-09-25 | Petroleum | Unleaded gasoline | Unleaded gasoline |  | Steel | Steel |  |  |  |  | 1901-01-01 | [15 empty] | UST Currently In Use: 1; UST Temp Close: 1; AST Currently In Use: 0; AST Temp Closed: 0 | 1 | 1 | 5 | 16290-097-001093 | BILLY BUI HILL
35219 | Permanently Closed | 1990-09-25 | 1954-01-01 | 1990-09-25 | Petroleum | Unleaded gasoline | Unleaded gasoline |  | Steel | Steel |  |  |  |  | 1901-01-01 | [15 empty] | UST Currently In Use: 1; UST Temp Close: 1; AST Currently In Use: 0; AST Temp Closed: 0 | 1 | 1 | 5 | 16290-097-001093 | BILLY BUI HILL
35220 | Permanently Closed | 1990-09-25 | 1954-01-01 | 1990-09-25 | Petroleum | Unleaded gasoline | Unleaded gasoline |  | Steel | Steel |  |  |  |  | 1901-01-01 | [15 empty] | UST Currently In Use: 1; UST Temp Close: 1; AST Currently In Use: 0; AST Temp Closed: 0 | 1 | 1 | 5 | 16290-097-001093 | BILLY BUI HILL
35221 | Permanently Closed | 1990-09-25 | 1954-01-01 | 1990-09-25 | Petroleum | Unleaded gasoline | Unleaded gasoline |  | Steel | Steel |  |  |  |  | 1901-01-01 | [15 empty] | UST Currently In Use: 1; UST Temp Close: 1; AST Currently In Use: 0; AST Temp Closed: 0 | 1 | 1 | 5 | 16290-097-001093 | BILLY BUI HILL
35222 | Permanently Closed | 1990-09-25 | 1954-01-01 | 1990-09-25 | Petroleum | Used oil | Used oil |  | Steel | Steel |  | Painted or None | Steel |  | 1901-01-01 | [15 empty] | UST Currently In Use: 1; UST Temp Close: 1; AST Currently In Use: 0; AST Temp Closed: 0 | 1 | 1 | 5 | 16290-097-001093 | BILLY BUI HILL
35225 | Permanently Closed | 1998-12-18 | 1967-01-01 | 1998-12-18 | Petroleum | Unleaded gasoline | Unleaded gasoline |  | Steel | Steel |  | Painted or None | Steel |  | 1901-01-01 | [8 empty] | Other, 08120 | Other |  |  | Annual line testing | Annual line testing |  | UST Currently In Use: 0; UST Temp Close: 0; AST Currently In Use: 0; AST Temp Closed: 0 | 0 | 0 | 3 | 15405-033-008120 | WILLIAMS AND SON OIL CO
35226 | Permanently Closed | 1998-12-18 | 1967-01-01 | 1998-12-18 | Petroleum | Unleaded gasoline | Unleaded gasoline |  | Steel | Steel |  | Painted or None | Steel |  | 1901-01-01 | [12 empty] | Annual line testing | Annual line testing |  | UST Currently In Use: 0; UST Temp Close: 0; AST Currently In Use: 0; AST Temp Closed: 0 | 0 | 0 | 3 | 15405-033-008120 | WILLIAMS AND SON OIL CO
35227 | Permanently Closed | 1998-12-18 | 1967-01-01 | 1998-12-18 | Petroleum | Unleaded gasoline | Unleaded gasoline |  | Steel | Steel |  | Painted or None | Steel |  | 1901-01-01 | [12 empty] | Annual line testing | Annual line testing |  | UST Currently In Use: 0; UST Temp Close: 0; AST Currently In Use: 0; AST Temp Closed: 0 | 0 | 0 | 3 | 15405-033-008120 | WILLIAMS AND SON OIL CO
35228 | Permanently Closed | 1985-11-01 | 1967-01-01 | 1988-12-13 | Petroleum | Unleaded gasoline | Unleaded gasoline |  | Steel | Steel |  | Painted or None | Steel |  | 1901-01-01 | [15 empty] | UST Currently In Use: 0; UST Temp Close: 0; AST Currently In Use: 0; AST Temp Closed: 0 | 0 | 0 | 1 | 15405-033-008121 | WILLIAMS AND SON OIL CO
35229 | Permanently Closed | 2002-09-07 | 1986-08-08 | 2002-09-07 | Petroleum | Mid-grade gasoline | Mid-grade gasoline | Retail | Steel | Steel | Coated & cathodic protection (sti-P3) |  | Steel |  | 1901-01-01 | Field installed cathodic protection | Catchment Basin, Single walled catchment basin | Automatic shutoff device At 95% full | Automatic shutoff device At 95% full |  |  | Statistical Inventory Reconciliation (SIR) | [5 empty] | Statistical inventory reconciliation (SIR) | Statistical inventory reconciliation (SIR) |  | UST Currently In Use: 0; UST Temp Close: 0; AST Currently In Use: 0; AST Temp Closed: 0 | 0 | 0 | 3 | 15405-033-008126 | WILLIAMS AND SON OIL CO
35230 | Permanently Closed | 2002-09-07 | 1986-08-08 | 2002-09-07 | Petroleum | Premium gasoline | Premium gasoline | Retail | Steel | Steel | Coated & cathodic protection (sti-P3) |  | Steel |  | 1901-01-01 | Field installed cathodic protection | Catchment Basin, Single walled catchment basin | Automatic shutoff device At 95% full | Automatic shutoff device At 95% full |  |  | Statistical Inventory Reconciliation (SIR) | [5 empty] | Statistical inventory reconciliation (SIR) | Statistical inventory reconciliation (SIR) |  | UST Currently In Use: 0; UST Temp Close: 0; AST Currently In Use: 0; AST Temp Closed: 0 | 0 | 0 | 3 | 15405-033-008126 | WILLIAMS AND SON OIL CO
35231 | Permanently Closed | 2002-09-07 | 1986-08-08 | 2002-09-07 | Petroleum | Unleaded gasoline | Unleaded gasoline | Retail | Steel | Steel | Coated & cathodic protection (sti-P3) |  | Steel |  | 1901-01-01 | Field installed cathodic protection | Catchment Basin, Single walled catchment basin | Automatic shutoff device At 95% full | Automatic shutoff device At 95% full |  |  | Statistical Inventory Reconciliation (SIR) | [5 empty] | Statistical inventory reconciliation (SIR) | Statistical inventory reconciliation (SIR) |  | UST Currently In Use: 0; UST Temp Close: 0; AST Currently In Use: 0; AST Temp Closed: 0 | 0 | 0 | 3 | 15405-033-008126 | WILLIAMS AND SON OIL CO
35232 | Permanently Closed | 1901-01-01 | 1968-01-01 | 1988-12-13 | Petroleum | Unleaded gasoline | Unleaded gasoline |  | Steel | Steel |  | Painted or None | Steel |  | 1901-01-01 | [15 empty] | UST Currently In Use: 0; UST Temp Close: 0; AST Currently In Use: 0; AST Temp Closed: 0 | 0 | 0 | 2 | 15405-033-009670 | WILLIAMS AND SON OIL CO
35233 | Permanently Closed | 1901-01-01 | 1968-01-01 | 1988-12-13 | Petroleum | Unleaded gasoline | Unleaded gasoline |  | Steel | Steel |  | Painted or None | Steel |  | 1901-01-01 | [15 empty] | UST Currently In Use: 0; UST Temp Close: 0; AST Currently In Use: 0; AST Temp Closed: 0 | 0 | 0 | 2 | 15405-033-009670 | WILLIAMS AND SON OIL CO
35234 | Permanently Closed | 1998-08-20 | 1964-01-01 | 1998-08-20 | Petroleum | Unleaded gasoline | Unleaded gasoline |  | Steel | Steel |  | Painted or None | Steel |  | 1901-01-01 | [15 empty] | UST Currently In Use: 0; UST Temp Close: 0; AST Currently In Use: 0; AST Temp Closed: 0 | 0 | 0 | 3 | 15405-077-008118 | WILLIAMS AND SON OIL CO
35235 | Permanently Closed | 1998-08-20 | 1964-01-01 | 1998-08-20 | Petroleum | Unleaded gasoline | Unleaded gasoline |  | Steel | Steel |  | Painted or None | Steel |  | 1901-01-01 | [15 empty] | UST Currently In Use: 0; UST Temp Close: 0; AST Currently In Use: 0; AST Temp Closed: 0 | 0 | 0 | 3 | 15405-077-008118 | WILLIAMS AND SON OIL CO
35236 | Permanently Closed | 1998-08-20 | 1969-01-01 | 1998-08-20 | Petroleum | Unleaded gasoline | Unleaded gasoline |  | Steel | Steel |  | Painted or None | Steel |  | 1901-01-01 | [15 empty] | UST Currently In Use: 0; UST Temp Close: 0; AST Currently In Use: 0; AST Temp Closed: 0 | 0 | 0 | 3 | 15405-077-008118 | WILLIAMS AND SON OIL CO
35237 | Permanently Closed | 1990-07-10 | 1979-01-01 | 1990-07-10 | Petroleum | Unleaded gasoline | Unleaded gasoline |  | Steel | Steel |  | Painted or None | Steel |  | 1901-01-01 | [15 empty] | UST Currently In Use: 0; UST Temp Close: 0; AST Currently In Use: 0; AST Temp Closed: 0 | 0 | 0 | 3 | 15405-077-008119 | WILLIAMS AND SON OIL CO
35238 | Permanently Closed | 1990-07-10 | 1981-01-01 | 1990-07-10 | Petroleum | Unleaded gasoline | Unleaded gasoline |  | Steel | Steel |  | Painted or None | Steel |  | 1901-01-01 | [15 empty] | UST Currently In Use: 0; UST Temp Close: 0; AST Currently In Use: 0; AST Temp Closed: 0 | 0 | 0 | 3 | 15405-077-008119 | WILLIAMS AND SON OIL CO
35239 | Permanently Closed | 1990-07-10 | 1966-01-01 | 1990-07-10 | Petroleum | Unleaded gasoline | Unleaded gasoline |  | Steel | Steel |  | Painted or None | Steel |  | 1901-01-01 | [15 empty] | UST Currently In Use: 0; UST Temp Close: 0; AST Currently In Use: 0; AST Temp Closed: 0 | 0 | 0 | 3 | 15405-077-008119 | WILLIAMS AND SON OIL CO
35240 | Permanently Closed | 1901-01-01 | 1968-01-01 | 1988-07-09 | Petroleum | Unleaded gasoline | Unleaded gasoline |  | Steel | Steel |  | Painted or None | Steel |  | 1901-01-01 | [15 empty] | UST Currently In Use: 0; UST Temp Close: 0; AST Currently In Use: 0; AST Temp Closed: 0 | 0 | 0 | 3 | 15405-077-008122 | WILLIAMS AND SON OIL CO
35241 | Permanently Closed | 1901-01-01 | 1968-01-01 | 1988-07-09 | Petroleum | Unleaded gasoline | Unleaded gasoline |  | Steel | Steel |  | Painted or None | Steel |  | 1901-01-01 | [15 empty] | UST Currently In Use: 0; UST Temp Close: 0; AST Currently In Use: 0; AST Temp Closed: 0 | 0 | 0 | 3 | 15405-077-008122 | WILLIAMS AND SON OIL CO
35242 | Permanently Closed | 1901-01-01 | 1968-01-01 | 1988-07-09 | Petroleum | Unleaded gasoline | Unleaded gasoline |  | Steel | Steel |  | Painted or None | Steel |  | 1901-01-01 | [15 empty] | UST Currently In Use: 0; UST Temp Close: 0; AST Currently In Use: 0; AST Temp Closed: 0 | 0 | 0 | 3 | 15405-077-008122 | WILLIAMS AND SON OIL CO
35243 | Permanently Closed | 2019-12-31 | 1976-01-01 | 2020-07-15 | Petroleum | Unleaded gasoline | Unleaded gasoline | Retail | Single Wall, Steel | Steel | Field installed cathodic protection |  | Fiberglass reinforced plastic, Single Wall, Steel |  | 1901-01-01 | Field installed cathodic protection | Catchment Basin, Single walled catchment basin | Automatic shutoff device At 95% full | Automatic shutoff device At 95% full |  |  | Statistical Inventory Reconciliation (SIR) | [8 empty] | UST Currently In Use: 0; UST Temp Close: 0; AST Currently In Use: 0; AST Temp Closed: 0 | 0 | 0 | 4 | 21450-077-008123 | WHITTEN FULL SERVICE
35244 | Permanently Closed | 2019-12-31 | 1976-01-01 | 2020-07-15 | Petroleum | Premium gasoline | Premium gasoline | Retail | Single Wall, Steel | Steel | Field installed cathodic protection |  | Fiberglass reinforced plastic, Single Wall, Steel |  | 1901-01-01 | Field installed cathodic protection | Catchment Basin, Single walled catchment basin | Automatic shutoff device At 95% full | Automatic shutoff device At 95% full |  |  | Statistical Inventory Reconciliation (SIR) | [8 empty] | UST Currently In Use: 0; UST Temp Close: 0; AST Currently In Use: 0; AST Temp Closed: 0 | 0 | 0 | 4 | 21450-077-008123 | WHITTEN FULL SERVICE
35245 | Permanently Closed | 1998-10-16 | 1975-01-01 | 1998-10-16 | Petroleum | Unleaded gasoline | Unleaded gasoline |  | Steel | Steel |  | Painted or None | Steel |  | 1901-01-01 | [15 empty] | UST Currently In Use: 0; UST Temp Close: 0; AST Currently In Use: 0; AST Temp Closed: 0 | 0 | 0 | 4 | 21450-077-008123 | WHITTEN FULL SERVICE
35246 | Permanently Closed | 1998-10-16 | 1961-01-01 | 1998-10-16 | Petroleum | Used oil | Used oil |  | Steel | Steel |  | Painted or None | Steel |  | 1901-01-01 | [15 empty] | UST Currently In Use: 0; UST Temp Close: 0; AST Currently In Use: 0; AST Temp Closed: 0 | 0 | 0 | 4 | 21450-077-008123 | WHITTEN FULL SERVICE
35247 | Permanently Closed | 1994-11-01 | 1980-01-01 | 1995-01-17 | Petroleum | Unleaded gasoline | Unleaded gasoline |  | Steel | Steel |  | Painted or None | Steel |  | 1901-01-01 | [15 empty] | UST Currently In Use: 0; UST Temp Close: 0; AST Currently In Use: 0; AST Temp Closed: 0 | 0 | 0 | 1 | 15405-077-008124 | WILLIAMS AND SON OIL CO
35248 | Permanently Closed | 1989-10-24 | 1973-01-01 | 1989-10-24 | Petroleum | Unleaded gasoline | Unleaded gasoline |  | Steel | Steel |  | Painted or None | Steel |  | 1901-01-01 | [15 empty] | UST Currently In Use: 3; UST Temp Close: 0; AST Currently In Use: 2; AST Temp Closed: 0 | 3 | 0 | 3 | 19440-077-008125 | TATUM OIL, INC.
35249 | Permanently Closed | 1989-10-24 | 1973-01-01 | 1989-10-24 | Petroleum | Unleaded gasoline | Unleaded gasoline |  | Steel | Steel |  | Painted or None | Steel |  | 1901-01-01 | [15 empty] | UST Currently In Use: 3; UST Temp Close: 0; AST Currently In Use: 2; AST Temp Closed: 0 | 3 | 0 | 3 | 19440-077-008125 | TATUM OIL, INC.
35250 | Permanently Closed | 1989-10-24 | 1973-01-01 | 1989-10-24 | Petroleum | Unleaded gasoline | Unleaded gasoline |  | Steel | Steel |  | Painted or None | Steel |  | 1901-01-01 | [15 empty] | UST Currently In Use: 3; UST Temp Close: 0; AST Currently In Use: 2; AST Temp Closed: 0 | 3 | 0 | 3 | 19440-077-008125 | TATUM OIL, INC.
35251 | Currently in Use |  | 1989-01-01 |  | Petroleum | Unleaded gasoline | Unleaded gasoline | Retail | Single Wall, Steel | Steel | Coated & cathodic protection (sti-P3) |  | Double Wall, Fiberglass reinforced plastic |  | 1901-01-01 |  | Catchment Basin, Single walled catchment basin | Automatic shutoff device At 95% full | Automatic shutoff device At 95% full |  |  | Continuous Automatic Tank Gauge | Single walled submersible pump containment sump | Automatic flow restrictor (MLLD), Containment Sump | Containment Sump |  |  | Annual line testing | Annual line testing |  | UST Currently In Use: 3; UST Temp Close: 0; AST Currently In Use: 2; AST Temp Closed: 0 | 3 | 0 | 3 | 19440-077-008125 | TATUM OIL, INC.
35252 | Currently in Use |  | 1989-01-01 |  | Petroleum | Unleaded gasoline | Unleaded gasoline | Retail | Single Wall, Steel | Steel | Coated & cathodic protection (sti-P3) |  | Double Wall, Fiberglass reinforced plastic |  | 1901-01-01 |  | Catchment Basin, Single walled catchment basin | Automatic shutoff device At 95% full | Automatic shutoff device At 95% full |  |  | Continuous Automatic Tank Gauge | Single walled submersible pump containment sump | Automatic flow restrictor (MLLD), Containment Sump | Containment Sump |  |  | Annual line testing | Annual line testing |  | UST Currently In Use: 3; UST Temp Close: 0; AST Currently In Use: 2; AST Temp Closed: 0 | 3 | 0 | 3 | 19440-077-008125 | TATUM OIL, INC.
35253 | Currently in Use |  | 1989-01-01 |  | Petroleum | Premium gasoline | Premium gasoline | Retail | Single Wall, Steel | Steel | Coated & cathodic protection (sti-P3) |  | Double Wall, Fiberglass reinforced plastic |  | 1901-01-01 |  | Catchment Basin, Single walled catchment basin | Automatic shutoff device At 95% full | Automatic shutoff device At 95% full |  |  | Continuous Automatic Tank Gauge | Single walled submersible pump containment sump | Automatic flow restrictor (MLLD), Containment Sump | Containment Sump |  |  | Annual line testing | Annual line testing |  | UST Currently In Use: 3; UST Temp Close: 0; AST Currently In Use: 2; AST Temp Closed: 0 | 3 | 0 | 3 | 19440-077-008125 | TATUM OIL, INC.
35254 | Permanently Closed | 1998-12-16 | 1973-01-01 | 1999-07-23 | Petroleum | Unleaded gasoline | Unleaded gasoline |  | Steel | Steel |  | Painted or None | Steel |  | 1901-01-01 | [15 empty] | UST Currently In Use: 0; UST Temp Close: 0; AST Currently In Use: 0; AST Temp Closed: 0 | 0 | 0 | 5 | 15405-077-008127 | WILLIAMS AND SON OIL CO
35255 | Permanently Closed | 1998-12-16 | 1973-01-01 | 1999-07-23 | Petroleum | Unleaded gasoline | Unleaded gasoline |  | Steel | Steel |  | Painted or None | Steel |  | 1901-01-01 | [15 empty] | UST Currently In Use: 0; UST Temp Close: 0; AST Currently In Use: 0; AST Temp Closed: 0 | 0 | 0 | 5 | 15405-077-008127 | WILLIAMS AND SON OIL CO
35256 | Permanently Closed | 1998-12-16 | 1973-01-01 | 1999-07-23 | Petroleum | Unleaded gasoline | Unleaded gasoline |  | Steel | Steel |  | Painted or None | Steel |  | 1901-01-01 | [15 empty] | UST Currently In Use: 0; UST Temp Close: 0; AST Currently In Use: 0; AST Temp Closed: 0 | 0 | 0 | 5 | 15405-077-008127 | WILLIAMS AND SON OIL CO
35257 | Permanently Closed | 1998-12-16 | 1973-01-01 | 1999-07-23 | Petroleum | Unleaded gasoline | Unleaded gasoline |  | Steel | Steel |  | Painted or None | Steel |  | 1901-01-01 | [15 empty] | UST Currently In Use: 0; UST Temp Close: 0; AST Currently In Use: 0; AST Temp Closed: 0 | 0 | 0 | 5 | 15405-077-008127 | WILLIAMS AND SON OIL CO
35258 | Permanently Closed | 1998-12-16 | 1973-01-01 | 1999-07-23 | Petroleum | On road diesel | On road diesel |  | Steel | Steel |  | Painted or None | Steel |  | 1901-01-01 | [15 empty] | UST Currently In Use: 0; UST Temp Close: 0; AST Currently In Use: 0; AST Temp Closed: 0 | 0 | 0 | 5 | 15405-077-008127 | WILLIAMS AND SON OIL CO
35259 | Permanently Closed | 1986-04-30 | 1973-01-01 | 1986-04-30 | Petroleum | Used oil | Used oil |  | Steel | Steel |  | Painted or None |  |  | 1901-01-01 | [15 empty] | UST Currently In Use: 0; UST Temp Close: 0; AST Currently In Use: 0; AST Temp Closed: 0 | 0 | 0 | 1 | 15405-077-008128 | WILLIAMS AND SON OIL CO
35260 | Permanently Closed | 2005-03-18 | 1978-01-01 | 2006-03-23 | Petroleum | Unleaded gasoline | Unleaded gasoline | Retail | Steel | Steel | Field installed cathodic protection, Interior lined (not allowed as a standalone method of corrosion protection) |  | Fiberglass reinforced plastic |  | 1901-01-01 |  | Catchment Basin, Single walled catchment basin | Automatic shutoff device At 95% full | Automatic shutoff device At 95% full |  |  | Statistical Inventory Reconciliation (SIR) | [8 empty] | UST Currently In Use: 0; UST Temp Close: 2; AST Currently In Use: 0; AST Temp Closed: 0 | 0 | 2 | 3 | 24691-077-008129 | MAHENDRA PATEL
35261 | Permanently Closed | 2005-03-18 | 1978-01-01 | 2006-03-23 | Petroleum | Mid-grade gasoline | Mid-grade gasoline | Retail | Steel | Steel | Field installed cathodic protection, Interior lined (not allowed as a standalone method of corrosion protection) |  | Fiberglass reinforced plastic |  | 1901-01-01 |  | Catchment Basin, Single walled catchment basin | Automatic shutoff device At 95% full | Automatic shutoff device At 95% full |  |  | Statistical Inventory Reconciliation (SIR) | [8 empty] | UST Currently In Use: 0; UST Temp Close: 2; AST Currently In Use: 0; AST Temp Closed: 0 | 0 | 2 | 3 | 24691-077-008129 | MAHENDRA PATEL
35262 | Permanently Closed | 2005-03-18 | 1978-01-01 | 2006-03-23 | Petroleum | Premium gasoline | Premium gasoline | Retail | Steel | Steel | Field installed cathodic protection, Interior lined (not allowed as a standalone method of corrosion protection) |  | Fiberglass reinforced plastic |  | 1901-01-01 |  | Catchment Basin, Single walled catchment basin | Automatic shutoff device At 95% full | Automatic shutoff device At 95% full |  |  | Statistical Inventory Reconciliation (SIR) | [8 empty] | UST Currently In Use: 0; UST Temp Close: 2; AST Currently In Use: 0; AST Temp Closed: 0 | 0 | 2 | 3 | 24691-077-008129 | MAHENDRA PATEL
35263 | Retired | 1975-01-01 | 1963-01-01 |  | Petroleum | Unleaded gasoline | Unleaded gasoline |  | Steel | Steel |  | Painted or None | Steel |  | 1901-01-01 | [15 empty] | UST Currently In Use: 0; UST Temp Close: 0; AST Currently In Use: 0; AST Temp Closed: 0 | 0 | 0 | 0 | 15405-077-009667 | WILLIAMS AND SON OIL CO
35264 | Retired | 1975-01-01 | 1963-01-01 |  | Petroleum | Unleaded gasoline | Unleaded gasoline |  | Steel | Steel |  | Painted or None | Steel |  | 1901-01-01 | [15 empty] | UST Currently In Use: 0; UST Temp Close: 0; AST Currently In Use: 0; AST Temp Closed: 0 | 0 | 0 | 0 | 15405-077-009667 | WILLIAMS AND SON OIL CO
35265 | Permanently Closed | 1998-01-01 | 1971-01-01 | 1998-01-06 | Petroleum | Unleaded gasoline | Unleaded gasoline |  | Steel | Steel |  | Painted or None | Steel |  | 1901-01-01 | [15 empty] | UST Currently In Use: 0; UST Temp Close: 0; AST Currently In Use: 0; AST Temp Closed: 0 | 0 | 0 | 2 | 15405-077-009668 | WILLIAMS AND SON OIL CO
35266 | Permanently Closed | 1998-01-01 | 1971-01-01 | 1998-01-06 | Petroleum | Unleaded gasoline | Unleaded gasoline |  | Steel | Steel |  | Painted or None | Steel |  | 1901-01-01 | [15 empty] | UST Currently In Use: 0; UST Temp Close: 0; AST Currently In Use: 0; AST Temp Closed: 0 | 0 | 0 | 2 | 15405-077-009668 | WILLIAMS AND SON OIL CO
35267 | Permanently Closed | 1998-08-05 | 1971-01-01 | 1998-08-05 | Petroleum | Unleaded gasoline | Unleaded gasoline |  | Steel | Steel |  | Painted or None | Steel |  | 1901-01-01 | [12 empty] | Annual line testing | Annual line testing |  | UST Currently In Use: 0; UST Temp Close: 0; AST Currently In Use: 0; AST Temp Closed: 0 | 0 | 0 | 3 | 15405-077-009669 | WILLIAMS AND SON OIL CO
35268 | Permanently Closed | 1998-08-05 | 1971-01-01 | 1998-08-05 | Petroleum | Unleaded gasoline | Unleaded gasoline |  | Steel | Steel |  | Painted or None | Steel |  | 1901-01-01 | [12 empty] | Annual line testing | Annual line testing |  | UST Currently In Use: 0; UST Temp Close: 0; AST Currently In Use: 0; AST Temp Closed: 0 | 0 | 0 | 3 | 15405-077-009669 | WILLIAMS AND SON OIL CO
35269 | Permanently Closed | 1996-08-05 | 1966-01-01 | 1998-08-05 | Petroleum | Unleaded gasoline | Unleaded gasoline |  | Steel | Steel |  | Painted or None | Steel |  | 1901-01-01 | [12 empty] | Annual line testing | Annual line testing |  | UST Currently In Use: 0; UST Temp Close: 0; AST Currently In Use: 0; AST Temp Closed: 0 | 0 | 0 | 3 | 15405-077-009669 | WILLIAMS AND SON OIL CO
35270 | Permanently Closed | 1990-10-25 | 1974-01-01 | 1993-05-06 | Petroleum | Unleaded gasoline | Unleaded gasoline |  | Steel | Steel |  | Painted or None | Steel |  | 1901-01-01 | [15 empty] | UST Currently In Use: 0; UST Temp Close: 0; AST Currently In Use: 0; AST Temp Closed: 0 | 0 | 0 | 1 | 15405-077-009671 | WILLIAMS AND SON OIL CO
35271 | Permanently Closed | 1901-01-01 | 1968-01-01 | 1988-11-22 | Petroleum | Unleaded gasoline | Unleaded gasoline |  | Steel | Steel |  | Painted or None | Steel |  | 1901-01-01 | [15 empty] | UST Currently In Use: 0; UST Temp Close: 0; AST Currently In Use: 0; AST Temp Closed: 0 | 0 | 0 | 2 | 15405-077-009672 | WILLIAMS AND SON OIL CO
35272 | Permanently Closed | 1901-01-01 | 1968-01-01 | 1988-11-22 | Petroleum | Unleaded gasoline | Unleaded gasoline |  | Steel | Steel |  | Painted or None | Steel |  | 1901-01-01 | [15 empty] | UST Currently In Use: 0; UST Temp Close: 0; AST Currently In Use: 0; AST Temp Closed: 0 | 0 | 0 | 2 | 15405-077-009672 | WILLIAMS AND SON OIL CO
35273 | Permanently Closed | 1975-01-01 | 1963-01-01 | 1998-09-21 | Petroleum | Unleaded gasoline | Unleaded gasoline |  | Steel | Steel |  | Painted or None | Steel |  | 1901-01-01 | [15 empty] | UST Currently In Use: 0; UST Temp Close: 0; AST Currently In Use: 0; AST Temp Closed: 0 | 0 | 0 | 2 | 15405-077-009792 | WILLIAMS AND SON OIL CO
35274 | Permanently Closed | 1975-01-01 | 1963-01-01 | 1998-09-21 | Petroleum | Unleaded gasoline | Unleaded gasoline |  | Steel | Steel |  | Painted or None | Steel |  | 1901-01-01 | [15 empty] | UST Currently In Use: 0; UST Temp Close: 0; AST Currently In Use: 0; AST Temp Closed: 0 | 0 | 0 | 2 | 15405-077-009792 | WILLIAMS AND SON OIL CO
35275 | Permanently Closed | 1992-01-22 | 1976-01-01 | 1992-01-22 | Petroleum | On road diesel | On road diesel |  | Steel | Steel |  | Painted or None | Steel |  | 1901-01-01 | [15 empty] | UST Currently In Use: 0; UST Temp Close: 0; AST Currently In Use: 0; AST Temp Closed: 0 | 0 | 0 | 3 | 15408-005-011345 | WILLIAMS BROS EUFAULA CONCRETE
35276 | Permanently Closed | 1992-01-22 | 1975-01-01 | 1992-01-22 | Petroleum | Unleaded gasoline | Unleaded gasoline |  | Steel | Steel |  | Painted or None | Steel |  | 1901-01-01 | [15 empty] | UST Currently In Use: 0; UST Temp Close: 0; AST Currently In Use: 0; AST Temp Closed: 0 | 0 | 0 | 3 | 15408-005-011345 | WILLIAMS BROS EUFAULA CONCRETE
35277 | Permanently Closed | 1987-06-01 | 1975-01-01 | 1987-06-01 | Petroleum | On road diesel | On road diesel |  | Steel | Steel |  | Painted or None | Steel |  | 1901-01-01 | [15 empty] | UST Currently In Use: 0; UST Temp Close: 0; AST Currently In Use: 0; AST Temp Closed: 0 | 0 | 0 | 3 | 15408-005-011345 | WILLIAMS BROS EUFAULA CONCRETE
35278 | Cannot Locate or abandoned |  | 1982-01-01 |  | Petroleum | Unleaded gasoline | Unleaded gasoline |  | Steel | Steel | Interior lined (not allowed as a standalone method of corrosion protection) | Painted or None | Steel |  | 1901-01-01 | [15 empty] | UST Currently In Use: 0; UST Temp Close: 0; AST Currently In Use: 0; AST Temp Closed: 0 | 0 | 0 | 0 | 15409-049-005118 | WILLIAMS BROS OIL CO
35279 | Permanently Closed | 1994-02-24 | 1983-01-01 | 1994-02-24 | Petroleum | Unleaded gasoline | Unleaded gasoline |  | Fiberglass coated steel | Fiberglass coated steel | Interior lined (not allowed as a standalone method of corrosion protection) |  | Steel |  | 1901-01-01 | [15 empty] | UST Currently In Use: 0; UST Temp Close: 0; AST Currently In Use: 0; AST Temp Closed: 0 | 0 | 0 | 1 | 15409-071-000972 | WILLIAMS BROS OIL CO
35280 | Permanently Closed | 1987-11-01 | 1979-01-01 | 1987-11-01 | Petroleum | Unleaded gasoline | Unleaded gasoline |  | Steel | Steel | Interior lined (not allowed as a standalone method of corrosion protection) | Painted or None | Steel |  | 1901-01-01 | [15 empty] | UST Currently In Use: 0; UST Temp Close: 0; AST Currently In Use: 0; AST Temp Closed: 0 | 0 | 0 | 5 | 15409-071-005104 | WILLIAMS BROS OIL CO
35281 | Permanently Closed | 1987-11-01 | 1979-01-01 | 1987-11-01 | Petroleum | Unleaded gasoline | Unleaded gasoline |  | Steel | Steel | Interior lined (not allowed as a standalone method of corrosion protection) | Painted or None | Steel |  | 1901-01-01 | [15 empty] | UST Currently In Use: 0; UST Temp Close: 0; AST Currently In Use: 0; AST Temp Closed: 0 | 0 | 0 | 5 | 15409-071-005104 | WILLIAMS BROS OIL CO
35282 | Permanently Closed | 1987-11-01 | 1979-01-01 | 1987-11-01 | Petroleum | Unleaded gasoline | Unleaded gasoline |  | Steel | Steel | Interior lined (not allowed as a standalone method of corrosion protection) | Painted or None | Steel |  | 1901-01-01 | [15 empty] | UST Currently In Use: 0; UST Temp Close: 0; AST Currently In Use: 0; AST Temp Closed: 0 | 0 | 0 | 5 | 15409-071-005104 | WILLIAMS BROS OIL CO
35283 | Permanently Closed | 1987-11-01 | 1979-01-01 | 1987-11-01 | Petroleum | On road diesel | On road diesel |  | Steel | Steel | Interior lined (not allowed as a standalone method of corrosion protection) | Painted or None | Steel |  | 1901-01-01 | [15 empty] | UST Currently In Use: 0; UST Temp Close: 0; AST Currently In Use: 0; AST Temp Closed: 0 | 0 | 0 | 5 | 15409-071-005104 | WILLIAMS BROS OIL CO
35284 | Permanently Closed | 1987-11-01 | 1979-01-01 | 1987-11-01 | Petroleum | Kerosene | Kerosene |  | Steel | Steel | Interior lined (not allowed as a standalone method of corrosion protection) | Painted or None | Steel |  | 1901-01-01 | [15 empty] | UST Currently In Use: 0; UST Temp Close: 0; AST Currently In Use: 0; AST Temp Closed: 0 | 0 | 0 | 5 | 15409-071-005104 | WILLIAMS BROS OIL CO
35285 | Cannot Locate or abandoned | 2003-01-07 | 1981-06-05 |  | Petroleum | Unleaded gasoline | Unleaded gasoline | Retail | Steel | Steel | Field installed cathodic protection |  | Steel |  | 1901-01-01 | Field installed cathodic protection | Catchment Basin, Single walled catchment basin | Automatic shutoff device At 95% full | Automatic shutoff device At 95% full |  |  | Statistical Inventory Reconciliation (SIR) | [8 empty] | UST Currently In Use: 0; UST Temp Close: 0; AST Currently In Use: 0; AST Temp Closed: 0 | 0 | 0 | 0 | 20655-071-005105 | JAMES W STEWART
35286 | Cannot Locate or abandoned | 2003-01-07 | 1981-01-01 |  | Petroleum | Mid-grade gasoline | Mid-grade gasoline | Retail | Steel | Steel | Field installed cathodic protection |  | Steel |  | 1901-01-01 | Field installed cathodic protection | Catchment Basin, Single walled catchment basin | Automatic shutoff device At 95% full | Automatic shutoff device At 95% full |  |  | Statistical Inventory Reconciliation (SIR) | [8 empty] | UST Currently In Use: 0; UST Temp Close: 0; AST Currently In Use: 0; AST Temp Closed: 0 | 0 | 0 | 0 | 20655-071-005105 | JAMES W STEWART
35287 | Cannot Locate or abandoned | 2003-01-07 | 1981-01-01 |  | Petroleum | Premium gasoline | Premium gasoline | Retail | Steel | Steel | Field installed cathodic protection |  | Steel |  | 1901-01-01 | Field installed cathodic protection | Catchment Basin, Single walled catchment basin | Automatic shutoff device At 95% full | Automatic shutoff device At 95% full |  |  | Statistical Inventory Reconciliation (SIR) | [8 empty] | UST Currently In Use: 0; UST Temp Close: 0; AST Currently In Use: 0; AST Temp Closed: 0 | 0 | 0 | 0 | 20655-071-005105 | JAMES W STEWART
35290 | Cannot Locate or abandoned | 2001-01-22 | 1979-01-01 |  | Petroleum | Unleaded gasoline | Unleaded gasoline |  | Steel | Steel |  | Painted or None | Steel |  | 1901-01-01 | [15 empty] | UST Currently In Use: 0; UST Temp Close: 0; AST Currently In Use: 0; AST Temp Closed: 0 | 0 | 0 | 0 | 15409-071-005106 | WILLIAMS BROS OIL CO
35291 | Cannot Locate or abandoned | 2001-01-22 | 1979-01-01 |  | Petroleum | Unleaded gasoline | Unleaded gasoline |  | Steel | Steel |  | Painted or None | Steel |  | 1901-01-01 | [15 empty] | UST Currently In Use: 0; UST Temp Close: 0; AST Currently In Use: 0; AST Temp Closed: 0 | 0 | 0 | 0 | 15409-071-005106 | WILLIAMS BROS OIL CO
35292 | Cannot Locate or abandoned | 2001-01-22 | 1979-01-01 |  | Petroleum | Unleaded gasoline | Unleaded gasoline |  | Steel | Steel |  | Painted or None | Steel |  | 1901-01-01 | [15 empty] | UST Currently In Use: 0; UST Temp Close: 0; AST Currently In Use: 0; AST Temp Closed: 0 | 0 | 0 | 0 | 15409-071-005106 | WILLIAMS BROS OIL CO
35293 | Cannot Locate or abandoned | 2001-01-22 | 1982-01-01 |  | Petroleum | On road diesel | On road diesel |  | Steel | Steel |  | Painted or None | Steel |  | 1901-01-01 | [15 empty] | UST Currently In Use: 0; UST Temp Close: 0; AST Currently In Use: 0; AST Temp Closed: 0 | 0 | 0 | 0 | 15409-071-005106 | WILLIAMS BROS OIL CO
35294 | Cannot Locate or abandoned | 2001-01-22 | 1982-01-01 |  | Petroleum | Kerosene | Kerosene |  | Steel | Steel |  | Painted or None | Steel |  | 1901-01-01 | [15 empty] | UST Currently In Use: 0; UST Temp Close: 0; AST Currently In Use: 0; AST Temp Closed: 0 | 0 | 0 | 0 | 15409-071-005106 | WILLIAMS BROS OIL CO
35295 | Cannot Locate or abandoned | 2001-01-22 | 1979-01-01 |  | Petroleum | Unleaded gasoline | Unleaded gasoline |  | Steel | Steel |  | Painted or None | Steel |  | 1901-01-01 | [12 empty] | Annual line testing | Annual line testing |  | UST Currently In Use: 0; UST Temp Close: 0; AST Currently In Use: 0; AST Temp Closed: 0 | 0 | 0 | 0 | 15409-071-005107 | WILLIAMS BROS OIL CO
35296 |  | 1998-12-21 | 1979-01-01 |  | Petroleum | Unleaded gasoline | Unleaded gasoline |  | Steel | Steel |  | Painted or None | Steel |  | 1901-01-01 | [12 empty] | Annual line testing | Annual line testing |  | UST Currently In Use: 0; UST Temp Close: 0; AST Currently In Use: 0; AST Temp Closed: 0 | 0 | 0 | 0 | 17463-071-005108 | CITY OF BRIDGEPORT
35297 | Permanently Closed | 1998-12-15 | 1979-01-01 | 1998-12-15 | Petroleum | Unleaded gasoline | Unleaded gasoline |  | Steel | Steel |  | Painted or None | Steel |  | 1901-01-01 | [12 empty] | Annual line testing | Annual line testing |  | UST Currently In Use: 0; UST Temp Close: 0; AST Currently In Use: 0; AST Temp Closed: 0 | 0 | 0 | 3 | 20572-071-005109 | SECTION GIN & GRAIN CO INC
35298 | Permanently Closed | 1998-12-15 | 1979-01-01 | 1998-12-15 | Petroleum | Unleaded gasoline | Unleaded gasoline |  | Steel | Steel |  | Painted or None | Steel |  | 1901-01-01 | [12 empty] | Annual line testing | Annual line testing |  | UST Currently In Use: 0; UST Temp Close: 0; AST Currently In Use: 0; AST Temp Closed: 0 | 0 | 0 | 3 | 20572-071-005109 | SECTION GIN & GRAIN CO INC
35299 | Permanently Closed | 1994-01-01 | 1979-01-01 | 1994-01-01 | Petroleum | Unleaded gasoline | Unleaded gasoline |  | Steel | Steel |  | Painted or None | Steel |  | 1901-01-01 | [15 empty] | UST Currently In Use: 0; UST Temp Close: 0; AST Currently In Use: 0; AST Temp Closed: 0 | 0 | 0 | 3 | 20572-071-005109 | SECTION GIN & GRAIN CO INC
35300 | Cannot Locate or abandoned |  | 1981-01-01 |  | Petroleum | Unleaded gasoline | Unleaded gasoline |  | Steel | Steel | Interior lined (not allowed as a standalone method of corrosion protection) | Painted or None | Steel |  | 1901-01-01 | [15 empty] | UST Currently In Use: 0; UST Temp Close: 0; AST Currently In Use: 0; AST Temp Closed: 0 | 0 | 0 | 0 | 15409-071-005110 | WILLIAMS BROS OIL CO
35301 | Cannot Locate or abandoned |  | 1981-01-01 |  | Petroleum | Unleaded gasoline | Unleaded gasoline |  | Steel | Steel | Interior lined (not allowed as a standalone method of corrosion protection) | Painted or None | Steel |  | 1901-01-01 | [15 empty] | UST Currently In Use: 0; UST Temp Close: 0; AST Currently In Use: 0; AST Temp Closed: 0 | 0 | 0 | 0 | 15409-071-005110 | WILLIAMS BROS OIL CO
35304 | Permanently Closed | 1988-09-28 | 1976-01-01 | 1988-09-28 | Petroleum | Unleaded gasoline | Unleaded gasoline |  | Steel | Steel |  |  | Steel |  | 1901-01-01 | [15 empty] | UST Currently In Use: 0; UST Temp Close: 0; AST Currently In Use: 0; AST Temp Closed: 0 | 0 | 0 | 2 | 15409-071-005112 | WILLIAMS BROS OIL CO
35305 | Permanently Closed | 1988-09-28 | 1976-01-01 | 1988-09-28 | Petroleum | Unleaded gasoline | Unleaded gasoline |  | Steel | Steel |  |  | Steel |  | 1901-01-01 | [15 empty] | UST Currently In Use: 0; UST Temp Close: 0; AST Currently In Use: 0; AST Temp Closed: 0 | 0 | 0 | 2 | 15409-071-005112 | WILLIAMS BROS OIL CO
35306 | Cannot Locate or abandoned | 2002-05-02 | 1978-01-01 |  | Petroleum | Unleaded gasoline | Unleaded gasoline |  | Steel | Steel |  | Painted or None | Steel |  | 1901-01-01 | [12 empty] | Annual line testing | Annual line testing |  | UST Currently In Use: 0; UST Temp Close: 0; AST Currently In Use: 0; AST Temp Closed: 0 | 0 | 0 | 0 | 15409-071-005113 | WILLIAMS BROS OIL CO
35307 | Cannot Locate or abandoned | 2002-05-02 | 1978-01-01 |  | Petroleum | Unleaded gasoline | Unleaded gasoline |  | Steel | Steel |  | Painted or None | Steel |  | 1901-01-01 | [12 empty] | Annual line testing | Annual line testing |  | UST Currently In Use: 0; UST Temp Close: 0; AST Currently In Use: 0; AST Temp Closed: 0 | 0 | 0 | 0 | 15409-071-005113 | WILLIAMS BROS OIL CO
35308 | Cannot Locate or abandoned | 2002-05-02 | 1980-01-01 |  | Petroleum | On road diesel | On road diesel |  | Steel | Steel |  | Painted or None | Steel |  | 1901-01-01 | [12 empty] | Annual line testing | Annual line testing |  | UST Currently In Use: 0; UST Temp Close: 0; AST Currently In Use: 0; AST Temp Closed: 0 | 0 | 0 | 0 | 15409-071-005113 | WILLIAMS BROS OIL CO
35309 | Cannot Locate or abandoned | 2002-05-02 | 1978-01-01 |  | Petroleum | Unleaded gasoline | Unleaded gasoline |  | Steel | Steel |  | Painted or None | Steel |  | 1901-01-01 | [12 empty] | Annual line testing | Annual line testing |  | UST Currently In Use: 0; UST Temp Close: 0; AST Currently In Use: 0; AST Temp Closed: 0 | 0 | 0 | 0 | 15409-071-005113 | WILLIAMS BROS OIL CO
35310 | Permanently Closed | 1987-04-01 | 1977-01-01 | 1987-04-01 | Petroleum | Unleaded gasoline | Unleaded gasoline |  | Steel | Steel |  | Painted or None | Steel |  | 1901-01-01 | [15 empty] | UST Currently In Use: 0; UST Temp Close: 0; AST Currently In Use: 0; AST Temp Closed: 0 | 0 | 0 | 2 | 15409-071-005114 | WILLIAMS BROS OIL CO
35311 | Permanently Closed | 1987-04-01 | 1977-01-01 | 1987-04-01 | Petroleum | Unleaded gasoline | Unleaded gasoline |  | Steel | Steel |  | Painted or None | Steel |  | 1901-01-01 | [15 empty] | UST Currently In Use: 0; UST Temp Close: 0; AST Currently In Use: 0; AST Temp Closed: 0 | 0 | 0 | 2 | 15409-071-005114 | WILLIAMS BROS OIL CO
35312 | Permanently Closed | 1999-08-30 | 1977-01-01 | 1999-08-30 | Petroleum | Unleaded gasoline | Unleaded gasoline |  | Steel | Steel |  | Painted or None | Steel |  | 1901-01-01 | [15 empty] | UST Currently In Use: 0; UST Temp Close: 0; AST Currently In Use: 0; AST Temp Closed: 0 | 0 | 0 | 2 | 15409-071-005115 | WILLIAMS BROS OIL CO
35313 | Permanently Closed | 1999-08-30 | 1977-01-01 | 1999-08-30 | Petroleum | On road diesel | On road diesel |  | Steel | Steel |  | Painted or None | Steel |  | 1901-01-01 | [15 empty] | UST Currently In Use: 0; UST Temp Close: 0; AST Currently In Use: 0; AST Temp Closed: 0 | 0 | 0 | 2 | 15409-071-005115 | WILLIAMS BROS OIL CO
35314 | Permanently Closed | 1992-06-01 | 1979-01-01 | 1996-04-01 | Petroleum | Unleaded gasoline | Unleaded gasoline |  | Fiberglass reinforced plastic | Fiberglass reinforced plastic |  |  | Steel |  | 1901-01-01 | [12 empty] | Annual line testing | Annual line testing |  | UST Currently In Use: 0; UST Temp Close: 0; AST Currently In Use: 0; AST Temp Closed: 0 | 0 | 0 | 4 | 15409-071-005116 | WILLIAMS BROS OIL CO
35315 | Permanently Closed | 1992-06-01 | 1979-01-01 | 1996-04-01 | Petroleum | Unleaded gasoline | Unleaded gasoline |  | Fiberglass reinforced plastic | Fiberglass reinforced plastic |  |  | Steel |  | 1901-01-01 | [12 empty] | Annual line testing | Annual line testing |  | UST Currently In Use: 0; UST Temp Close: 0; AST Currently In Use: 0; AST Temp Closed: 0 | 0 | 0 | 4 | 15409-071-005116 | WILLIAMS BROS OIL CO
35316 | Permanently Closed | 1996-04-01 | 1982-01-01 | 1996-04-01 | Petroleum | Unleaded gasoline | Unleaded gasoline |  | Steel | Steel | Interior lined (not allowed as a standalone method of corrosion protection) | Painted or None | Steel |  | 1901-01-01 | [12 empty] | Annual line testing | Annual line testing |  | UST Currently In Use: 0; UST Temp Close: 0; AST Currently In Use: 0; AST Temp Closed: 0 | 0 | 0 | 4 | 15409-071-005116 | WILLIAMS BROS OIL CO
35317 | Permanently Closed | 1996-04-01 | 1982-01-01 | 1996-04-01 | Petroleum | Kerosene | Kerosene |  | Steel | Steel | Interior lined (not allowed as a standalone method of corrosion protection) | Painted or None | Steel |  | 1901-01-01 | [12 empty] | Annual line testing | Annual line testing |  | UST Currently In Use: 0; UST Temp Close: 0; AST Currently In Use: 0; AST Temp Closed: 0 | 0 | 0 | 4 | 15409-071-005116 | WILLIAMS BROS OIL CO
35318 | Cannot Locate or abandoned | 2001-01-22 | 1982-01-01 |  | Petroleum | Unleaded gasoline | Unleaded gasoline |  | Steel | Steel |  | Painted or None | Steel |  | 1901-01-01 | [15 empty] | UST Currently In Use: 0; UST Temp Close: 0; AST Currently In Use: 0; AST Temp Closed: 0 | 0 | 0 | 0 | 15409-071-005117 | WILLIAMS BROS OIL CO
35319 | Cannot Locate or abandoned | 2001-01-22 | 1982-01-01 |  | Petroleum | Unleaded gasoline | Unleaded gasoline |  | Steel | Steel |  | Painted or None | Steel |  | 1901-01-01 | [15 empty] | UST Currently In Use: 0; UST Temp Close: 0; AST Currently In Use: 0; AST Temp Closed: 0 | 0 | 0 | 0 | 15409-071-005117 | WILLIAMS BROS OIL CO
35320 | Cannot Locate or abandoned | 2001-01-22 | 1982-01-01 |  | Petroleum | Unleaded gasoline | Unleaded gasoline |  | Steel | Steel |  | Painted or None | Steel |  | 1901-01-01 | [15 empty] | UST Currently In Use: 0; UST Temp Close: 0; AST Currently In Use: 0; AST Temp Closed: 0 | 0 | 0 | 0 | 15409-071-005117 | WILLIAMS BROS OIL CO
35321 | Cannot Locate or abandoned | 2001-01-22 | 1982-01-01 |  | Petroleum | Kerosene | Kerosene |  | Steel | Steel |  | Painted or None | Steel |  | 1901-01-01 | [15 empty] | UST Currently In Use: 0; UST Temp Close: 0; AST Currently In Use: 0; AST Temp Closed: 0 | 0 | 0 | 0 | 15409-071-005117 | WILLIAMS BROS OIL CO
35322 | Temporary Closed | 2019-05-01 | 1988-12-01 |  | Petroleum | On road diesel | On road diesel | Retail | Steel | Steel | Coated & cathodic protection (sti-P3), Field installed cathodic protection |  | Steel |  |  | Field installed cathodic protection | Catchment Basin, Single walled catchment basin | Automatic shutoff device At 95% full | Automatic shutoff device At 95% full |  |  | Statistical Inventory Reconciliation (SIR) | [8 empty] | UST Currently In Use: 0; UST Temp Close: 3; AST Currently In Use: 0; AST Temp Closed: 0 | 0 | 3 | 0 | 17463-071-010299 | CITY OF BRIDGEPORT
35323 | Temporary Closed | 2011-04-30 | 1988-12-01 |  | Petroleum | On road diesel | On road diesel | Retail | Steel | Steel | Coated & cathodic protection (sti-P3), Field installed cathodic protection |  | Steel |  |  | Field installed cathodic protection | Catchment Basin, Single walled catchment basin | Automatic shutoff device At 95% full | Automatic shutoff device At 95% full |  |  | Statistical Inventory Reconciliation (SIR) | [8 empty] | UST Currently In Use: 0; UST Temp Close: 3; AST Currently In Use: 0; AST Temp Closed: 0 | 0 | 3 | 0 | 17463-071-010299 | CITY OF BRIDGEPORT
35324 | Temporary Closed | 2011-04-30 | 1988-12-01 |  | Petroleum | On road diesel | On road diesel | Retail | Steel | Steel | Coated & cathodic protection (sti-P3), Field installed cathodic protection |  | Steel |  |  | Field installed cathodic protection | Catchment Basin, Single walled catchment basin | Automatic shutoff device At 95% full | Automatic shutoff device At 95% full |  |  | Statistical Inventory Reconciliation (SIR) | [8 empty] | UST Currently In Use: 0; UST Temp Close: 3; AST Currently In Use: 0; AST Temp Closed: 0 | 0 | 3 | 0 | 17463-071-010299 | CITY OF BRIDGEPORT
35325 | Permanently Closed | 1901-01-01 | 1978-01-01 | 1988-01-01 | Petroleum | Other, OTHER | Other |  | Steel | Steel |  | Painted or None | Steel |  | 1901-01-01 | [15 empty] | UST Currently In Use: 0; UST Temp Close: 0; AST Currently In Use: 0; AST Temp Closed: 0 | 0 | 0 | 4 | 15409-071-012457 | WILLIAMS BROS OIL CO
35326 | Permanently Closed | 1901-01-01 | 1978-01-01 | 1988-01-01 | Petroleum | Other, OTHER | Other |  | Steel | Steel |  | Painted or None | Steel |  | 1901-01-01 | [15 empty] | UST Currently In Use: 0; UST Temp Close: 0; AST Currently In Use: 0; AST Temp Closed: 0 | 0 | 0 | 4 | 15409-071-012457 | WILLIAMS BROS OIL CO
35327 | Permanently Closed | 1901-01-01 | 1981-01-01 | 1988-01-01 | Petroleum | Other, OTHER | Other |  | Steel | Steel |  | Painted or None | Steel |  | 1901-01-01 | [15 empty] | UST Currently In Use: 0; UST Temp Close: 0; AST Currently In Use: 0; AST Temp Closed: 0 | 0 | 0 | 4 | 15409-071-012457 | WILLIAMS BROS OIL CO
35328 | Permanently Closed | 1901-01-01 | 1981-01-01 | 1988-01-01 | Petroleum | Other, OTHER | Other |  | Steel | Steel |  | Painted or None | Steel |  | 1901-01-01 | [15 empty] | UST Currently In Use: 0; UST Temp Close: 0; AST Currently In Use: 0; AST Temp Closed: 0 | 0 | 0 | 4 | 15409-071-012457 | WILLIAMS BROS OIL CO
35329 | Permanently Closed | 1901-01-01 | 1972-01-01 | 1987-12-10 | Petroleum | On road diesel | On road diesel |  | Steel | Steel |  | Painted or None | Steel |  | 1901-01-01 | [15 empty] | UST Currently In Use: 0; UST Temp Close: 0; AST Currently In Use: 0; AST Temp Closed: 0 | 0 | 0 | 3 | 15411-073-002498 | WILLIAMS BROTHERS INC WESTERN DIV
35330 | Permanently Closed | 1901-01-01 | 1972-01-01 | 1987-12-10 | Petroleum | Unleaded gasoline | Unleaded gasoline |  | Steel | Steel |  | Painted or None | Steel |  | 1901-01-01 | [15 empty] | UST Currently In Use: 0; UST Temp Close: 0; AST Currently In Use: 0; AST Temp Closed: 0 | 0 | 0 | 3 | 15411-073-002498 | WILLIAMS BROTHERS INC WESTERN DIV
35331 | Permanently Closed | 1901-01-01 | 1972-01-01 | 1987-12-10 | Petroleum | Unleaded gasoline | Unleaded gasoline |  | Steel | Steel |  | Painted or None | Steel |  | 1901-01-01 | [15 empty] | UST Currently In Use: 0; UST Temp Close: 0; AST Currently In Use: 0; AST Temp Closed: 0 | 0 | 0 | 3 | 15411-073-002498 | WILLIAMS BROTHERS INC WESTERN DIV
35332 | Permanently Closed | 1990-12-20 | 1969-01-01 | 1990-12-20 | Petroleum | Unleaded gasoline | Unleaded gasoline |  | Steel | Steel |  | Painted or None | Steel |  | 1901-01-01 | [15 empty] | UST Currently In Use: 0; UST Temp Close: 0; AST Currently In Use: 0; AST Temp Closed: 0 | 0 | 0 | 1 | 15412-033-002353 | WILLIAMS ELECTRIC CO INC
35333 | Permanently Closed | 1989-11-22 | 1973-01-01 | 1989-11-22 | Petroleum | Used oil | Used oil |  | Steel | Steel |  |  | Steel |  | 1901-01-01 | [15 empty] | UST Currently In Use: 0; UST Temp Close: 0; AST Currently In Use: 0; AST Temp Closed: 0 | 0 | 0 | 2 | 15413-069-009359 | WILLIAMS LINCOLN-MERCURY INC
35334 | Permanently Closed | 1989-11-22 | 1982-01-01 | 1989-11-22 | Petroleum | Unleaded gasoline | Unleaded gasoline |  | Steel | Steel |  | Painted or None | Steel |  | 1901-01-01 | [15 empty] | UST Currently In Use: 0; UST Temp Close: 0; AST Currently In Use: 0; AST Temp Closed: 0 | 0 | 0 | 2 | 15413-069-009359 | WILLIAMS LINCOLN-MERCURY INC
35335 | Permanently Closed | 1999-02-03 | 1978-01-01 | 2000-03-17 | Petroleum | Unleaded gasoline | Unleaded gasoline |  | Steel | Steel |  | Painted or None | Steel |  | 1901-01-01 | [12 empty] | Annual line testing | Annual line testing |  | UST Currently In Use: 0; UST Temp Close: 0; AST Currently In Use: 0; AST Temp Closed: 0 | 0 | 0 | 3 | 20839-091-011150 | RODERICK DEAN LANGLEY
35336 | Permanently Closed | 1999-02-03 | 1978-01-01 | 2000-03-17 | Petroleum | Unleaded gasoline | Unleaded gasoline |  | Steel | Steel |  | Painted or None | Steel |  | 1901-01-01 | [12 empty] | Annual line testing | Annual line testing |  | UST Currently In Use: 0; UST Temp Close: 0; AST Currently In Use: 0; AST Temp Closed: 0 | 0 | 0 | 3 | 20839-091-011150 | RODERICK DEAN LANGLEY
35337 | Permanently Closed | 1999-02-03 | 1978-01-01 | 2000-03-17 | Petroleum | Unleaded gasoline | Unleaded gasoline |  | Steel | Steel |  | Painted or None | Steel |  | 1901-01-01 | [12 empty] | Annual line testing | Annual line testing |  | UST Currently In Use: 0; UST Temp Close: 0; AST Currently In Use: 0; AST Temp Closed: 0 | 0 | 0 | 3 | 20839-091-011150 | RODERICK DEAN LANGLEY
35338 |  | 1999-07-15 | 1988-01-01 |  | Petroleum | Unleaded gasoline | Unleaded gasoline |  | Steel | Steel |  | Painted or None | Steel |  | 1901-01-01 | [15 empty] | UST Currently In Use: 0; UST Temp Close: 0; AST Currently In Use: 0; AST Temp Closed: 0 | 0 | 0 | 0 | 18038-091-012858 | DAVID MOORE
35339 |  | 1999-07-15 | 1988-01-01 |  | Petroleum | Unleaded gasoline | Unleaded gasoline |  | Steel | Steel |  | Painted or None | Steel |  | 1901-01-01 | [15 empty] | UST Currently In Use: 0; UST Temp Close: 0; AST Currently In Use: 0; AST Temp Closed: 0 | 0 | 0 | 0 | 18038-091-012858 | DAVID MOORE
35340 | Permanently Closed | 1901-01-01 | 1959-01-01 | 1990-08-01 | Petroleum | Used oil | Used oil |  | Steel | Steel |  |  | Steel |  | 1901-01-01 | [15 empty] | UST Currently In Use: 0; UST Temp Close: 0; AST Currently In Use: 0; AST Temp Closed: 0 | 0 | 0 | 1 | 15416-069-000230 | WILLIAMS PONTIAC-CADILLAC
35341 | Permanently Closed | 1992-01-01 | 1974-01-01 | 1992-01-01 | Petroleum | Unleaded gasoline | Unleaded gasoline |  | Steel | Steel |  | Painted or None | Steel |  | 1901-01-01 | [6 empty] | Automatic Tank Gauge, Statistical Inventory Reconciliation (SIR) | [5 empty] | Annual line testing | Annual line testing |  | UST Currently In Use: 3; UST Temp Close: 0; AST Currently In Use: 0; AST Temp Closed: 0 | 3 | 0 | 3 | 15420-015-003239 | MAPCO EXPRESS, LLC
35342 | Permanently Closed | 1992-01-01 | 1974-01-01 | 1992-01-01 | Petroleum | Unleaded gasoline | Unleaded gasoline |  | Steel | Steel |  | Painted or None | Steel |  | 1901-01-01 | [12 empty] | Annual line testing | Annual line testing |  | UST Currently In Use: 3; UST Temp Close: 0; AST Currently In Use: 0; AST Temp Closed: 0 | 3 | 0 | 3 | 15420-015-003239 | MAPCO EXPRESS, LLC
35343 | Permanently Closed | 1992-01-01 | 1987-01-01 | 1992-01-01 | Petroleum | Unleaded gasoline | Unleaded gasoline |  | Steel | Steel | Coated & cathodic protection (sti-P3) |  | Steel |  | 1901-01-01 | [12 empty] | Annual line testing | Annual line testing |  | UST Currently In Use: 3; UST Temp Close: 0; AST Currently In Use: 0; AST Temp Closed: 0 | 3 | 0 | 3 | 15420-015-003239 | MAPCO EXPRESS, LLC
35344 | Currently in Use |  | 1986-03-03 |  | Petroleum | Unleaded gasoline | Unleaded gasoline | Retail | Single Wall, Steel | Steel | Coated & cathodic protection (sti-P3) |  | Double Wall, Steel, COATEDSTEL |  |  | Isolated or Above Ground, FLXS ISOLA | Catchment Basin, Single walled catchment basin | Automatic shutoff device At 95% full | Automatic shutoff device At 95% full |  |  | Continuous Automatic Tank Gauge |  | Automatic shutoff device (AELLD) | Automatic shutoff device (AELLD) | [5 empty] | UST Currently In Use: 3; UST Temp Close: 0; AST Currently In Use: 0; AST Temp Closed: 0 | 3 | 0 | 0 | 15420-015-003240 | MAPCO EXPRESS, LLC
35345 | Currently in Use |  | 1986-03-03 |  | Petroleum | Mid-grade gasoline | Mid-grade gasoline | Retail | Single Wall, Steel | Steel | Coated & cathodic protection (sti-P3) |  | Double Wall, Steel, COATEDSTEL |  |  | Isolated or Above Ground, FLXS ISOLA | Catchment Basin, Single walled catchment basin | Automatic shutoff device At 95% full | Automatic shutoff device At 95% full |  |  | Continuous Automatic Tank Gauge |  | Automatic shutoff device (AELLD) | Automatic shutoff device (AELLD) | [5 empty] | UST Currently In Use: 3; UST Temp Close: 0; AST Currently In Use: 0; AST Temp Closed: 0 | 3 | 0 | 0 | 15420-015-003240 | MAPCO EXPRESS, LLC
35346 | Currently in Use |  | 1986-03-03 |  | Petroleum | Premium gasoline | Premium gasoline | Retail | Single Wall, Steel | Steel | Coated & cathodic protection (sti-P3) |  | Double Wall, Steel, COATEDSTEL |  |  | Isolated or Above Ground, FLXS ISOLA | Catchment Basin, Single walled catchment basin | Automatic shutoff device At 95% full | Automatic shutoff device At 95% full |  |  | Continuous Automatic Tank Gauge |  | Automatic shutoff device (AELLD) | Automatic shutoff device (AELLD) | [5 empty] | UST Currently In Use: 3; UST Temp Close: 0; AST Currently In Use: 0; AST Temp Closed: 0 | 3 | 0 | 0 | 15420-015-003240 | MAPCO EXPRESS, LLC
35347 | Currently in Use |  | 1983-01-01 |  | Petroleum | Unleaded gasoline | Unleaded gasoline | Retail | Single Wall, Steel | Steel | Coated & cathodic protection (sti-P3), Field installed cathodic protection |  | Double Wall, Flexible |  | 2018-01-31 |  | Catchment Basin, Single walled catchment basin | Automatic shutoff device At 95% full, Flow Rest 90% Full | Flow Rest 90% Full |  |  | Continuous Automatic Tank Gauge |  | Automatic shutoff device (AELLD) | Automatic shutoff device (AELLD) |  |  | Continuous alarm system | Continuous alarm system |  | UST Currently In Use: 3; UST Temp Close: 0; AST Currently In Use: 0; AST Temp Closed: 0 | 3 | 0 | 0 | 15420-015-003241 | MAPCO EXPRESS, LLC
35348 | Currently in Use |  | 1983-01-01 |  | Petroleum | Premium gasoline | Premium gasoline | Retail | Single Wall, Steel | Steel | Coated & cathodic protection (sti-P3), Field installed cathodic protection |  | Double Wall, Flexible |  | 2018-01-31 |  | Catchment Basin, Single walled catchment basin | Automatic shutoff device At 95% full, Flow Rest 90% Full | Flow Rest 90% Full |  |  | Continuous Automatic Tank Gauge |  | Automatic shutoff device (AELLD) | Automatic shutoff device (AELLD) |  |  | Continuous alarm system | Continuous alarm system |  | UST Currently In Use: 3; UST Temp Close: 0; AST Currently In Use: 0; AST Temp Closed: 0 | 3 | 0 | 0 | 15420-015-003241 | MAPCO EXPRESS, LLC
35349 | Currently in Use |  | 1983-01-01 |  | Petroleum | Mid-grade gasoline | Mid-grade gasoline | Retail | Single Wall, Steel | Steel | Coated & cathodic protection (sti-P3), Field installed cathodic protection |  | Double Wall, Flexible, Steel |  | 2018-01-31 |  | Catchment Basin, Single walled catchment basin | Automatic shutoff device At 95% full, Flow Rest 90% Full | Flow Rest 90% Full |  |  | Continuous Automatic Tank Gauge |  | Automatic shutoff device (AELLD) | Automatic shutoff device (AELLD) |  |  | Continuous alarm system | Continuous alarm system |  | UST Currently In Use: 3; UST Temp Close: 0; AST Currently In Use: 0; AST Temp Closed: 0 | 3 | 0 | 0 | 15420-015-003241 | MAPCO EXPRESS, LLC
35350 | Currently in Use |  | 1983-01-01 |  | Petroleum | On road diesel | On road diesel | Retail | Steel | Steel | Coated & cathodic protection (sti-P3), Field installed cathodic protection |  | Steel |  |  | Field installed cathodic protection | Catchment Basin, Single walled catchment basin | Automatic shutoff device At 95% full | Automatic shutoff device At 95% full |  |  | Statistical Inventory Reconciliation (SIR) | [8 empty] | UST Currently In Use: 3; UST Temp Close: 0; AST Currently In Use: 0; AST Temp Closed: 0 | 3 | 0 | 0 | 23376-015-003242 | HARI KRUPA INC
35351 | Currently in Use |  | 1983-01-01 |  | Petroleum | Unleaded gasoline | Unleaded gasoline | Retail | Steel | Steel | Coated & cathodic protection (sti-P3), Field installed cathodic protection |  | Steel |  |  | Field installed cathodic protection | Catchment Basin, Single walled catchment basin | Automatic shutoff device At 95% full | Automatic shutoff device At 95% full |  |  | Statistical Inventory Reconciliation (SIR) | [8 empty] | UST Currently In Use: 3; UST Temp Close: 0; AST Currently In Use: 0; AST Temp Closed: 0 | 3 | 0 | 0 | 23376-015-003242 | HARI KRUPA INC
35352 | Currently in Use |  | 1983-01-01 |  | Petroleum | Mid-grade gasoline | Mid-grade gasoline | Retail | Steel | Steel | Coated & cathodic protection (sti-P3), Field installed cathodic protection |  | Steel |  |  | Field installed cathodic protection | Catchment Basin, Single walled catchment basin | Automatic shutoff device At 95% full | Automatic shutoff device At 95% full |  |  | Statistical Inventory Reconciliation (SIR) | [8 empty] | UST Currently In Use: 3; UST Temp Close: 0; AST Currently In Use: 0; AST Temp Closed: 0 | 3 | 0 | 0 | 23376-015-003242 | HARI KRUPA INC
35353 | Currently in Use |  | 1980-01-01 |  | Petroleum | Unleaded gasoline | Unleaded gasoline | Retail | Single Wall, Steel, 6K/6K | Steel | Field installed cathodic protection, Interior lined (not allowed as a standalone method of corrosion protection) |  | Double Wall, Steel, FG COATED |  |  | Isolated or Above Ground, FLXS ISOLA | Catchment Basin, Single walled catchment basin | Automatic shutoff device At 95% full | Automatic shutoff device At 95% full |  |  | Continuous Automatic Tank Gauge |  | Automatic shutoff device (AELLD), Containment Sump | Containment Sump | [5 empty] | UST Currently In Use: 3; UST Temp Close: 0; AST Currently In Use: 0; AST Temp Closed: 0 | 3 | 0 | 0 | 25632-015-003243 | UMANG PATEL
35354 | Currently in Use |  | 1980-01-01 |  | Petroleum | Mid-grade gasoline | Mid-grade gasoline | Retail | Single Wall, Steel | Steel | Field installed cathodic protection, Interior lined (not allowed as a standalone method of corrosion protection) |  | Double Wall, Steel, FG COATED |  |  | Isolated or Above Ground, FLXS ISOLA | Catchment Basin, Single walled catchment basin | Automatic shutoff device At 95% full | Automatic shutoff device At 95% full |  |  | Continuous Automatic Tank Gauge |  | Automatic shutoff device (AELLD), Containment Sump | Containment Sump | [5 empty] | UST Currently In Use: 3; UST Temp Close: 0; AST Currently In Use: 0; AST Temp Closed: 0 | 3 | 0 | 0 | 25632-015-003243 | UMANG PATEL
35355 | Currently in Use |  | 1980-01-01 |  | Petroleum | Premium gasoline | Premium gasoline | Retail | Single Wall, Steel | Steel | Field installed cathodic protection, Interior lined (not allowed as a standalone method of corrosion protection) |  | Double Wall, Steel, FG COATED |  |  | Isolated or Above Ground, FLXS ISOLA | Catchment Basin, Single walled catchment basin | Automatic shutoff device At 95% full | Automatic shutoff device At 95% full |  |  | Continuous Automatic Tank Gauge |  | Automatic shutoff device (AELLD), Containment Sump | Containment Sump | [5 empty] | UST Currently In Use: 3; UST Temp Close: 0; AST Currently In Use: 0; AST Temp Closed: 0 | 3 | 0 | 0 | 25632-015-003243 | UMANG PATEL
35357 | Permanently Closed | 1990-08-01 | 1982-01-01 | 1990-08-01 | Petroleum | Unleaded gasoline | Unleaded gasoline |  | Steel | Steel |  | Painted or None | Steel |  | 1901-01-01 | Field installed cathodic protection | [14 empty] | UST Currently In Use: 3; UST Temp Close: 0; AST Currently In Use: 0; AST Temp Closed: 0 | 3 | 0 | 3 | 15420-015-003244 | MAPCO EXPRESS, LLC
35358 | Permanently Closed | 1990-08-01 | 1982-01-01 | 1990-08-01 | Petroleum | Unleaded gasoline | Unleaded gasoline |  | Steel | Steel |  | Painted or None | Steel |  | 1901-01-01 | [15 empty] | UST Currently In Use: 3; UST Temp Close: 0; AST Currently In Use: 0; AST Temp Closed: 0 | 3 | 0 | 3 | 15420-015-003244 | MAPCO EXPRESS, LLC
35359 | Permanently Closed | 1990-08-01 | 1982-01-01 | 1990-08-01 | Petroleum | Unleaded gasoline | Unleaded gasoline |  | Steel | Steel |  | Painted or None | Steel |  | 1901-01-01 | [15 empty] | UST Currently In Use: 3; UST Temp Close: 0; AST Currently In Use: 0; AST Temp Closed: 0 | 3 | 0 | 3 | 15420-015-003244 | MAPCO EXPRESS, LLC
35360 | Currently in Use |  | 1990-08-15 |  | Petroleum | Unleaded gasoline | Unleaded gasoline | Retail | Double Wall, Steel | Steel | Coated & cathodic protection (sti-P3) |  | Double Wall, Steel, COATED |  |  | Isolated or Above Ground | Catchment Basin, Single walled catchment basin | Automatic shutoff device At 95% full | Automatic shutoff device At 95% full |  |  | Continuous Automatic Tank Gauge |  | Automatic shutoff device (AELLD), Containment Sump | Containment Sump | [5 empty] | UST Currently In Use: 3; UST Temp Close: 0; AST Currently In Use: 0; AST Temp Closed: 0 | 3 | 0 | 3 | 15420-015-003244 | MAPCO EXPRESS, LLC
35361 | Currently in Use |  | 1990-08-15 |  | Petroleum | On road diesel | On road diesel | Retail | Double Wall, Steel | Steel | Coated & cathodic protection (sti-P3) |  | Double Wall, Steel, COATED |  |  | Isolated or Above Ground | Catchment Basin, Single walled catchment basin | Automatic shutoff device At 95% full | Automatic shutoff device At 95% full |  |  | Continuous Automatic Tank Gauge |  | Automatic shutoff device (AELLD), Containment Sump | Containment Sump | [5 empty] | UST Currently In Use: 3; UST Temp Close: 0; AST Currently In Use: 0; AST Temp Closed: 0 | 3 | 0 | 3 | 15420-015-003244 | MAPCO EXPRESS, LLC
35362 | Currently in Use |  | 1990-08-15 |  | Petroleum | Premium gasoline | Premium gasoline | Retail | Double Wall, Steel | Steel | Coated & cathodic protection (sti-P3) |  | Double Wall, Steel, COATED |  |  | Isolated or Above Ground | Catchment Basin, Single walled catchment basin | Automatic shutoff device At 95% full | Automatic shutoff device At 95% full |  |  | Continuous Automatic Tank Gauge |  | Automatic shutoff device (AELLD), Containment Sump | Containment Sump | [5 empty] | UST Currently In Use: 3; UST Temp Close: 0; AST Currently In Use: 0; AST Temp Closed: 0 | 3 | 0 | 3 | 15420-015-003244 | MAPCO EXPRESS, LLC
35363 | Permanently Closed | 1998-02-01 | 1981-01-01 | 1999-08-23 | Petroleum | Unleaded gasoline | Unleaded gasoline |  | Steel | Steel |  | Painted or None | Steel |  | 1901-01-01 | [6 empty] | Statistical Inventory Reconciliation (SIR) | [8 empty] | UST Currently In Use: 0; UST Temp Close: 0; AST Currently In Use: 0; AST Temp Closed: 0 | 0 | 0 | 2 | 15420-015-003245 | MAPCO EXPRESS, LLC
35364 | Permanently Closed | 1998-02-01 | 1981-01-01 | 1999-08-23 | Petroleum | Unleaded gasoline | Unleaded gasoline |  | Steel | Steel |  | Painted or None | Steel |  | 1901-01-01 | [6 empty] | Statistical Inventory Reconciliation (SIR) | [8 empty] | UST Currently In Use: 0; UST Temp Close: 0; AST Currently In Use: 0; AST Temp Closed: 0 | 0 | 0 | 2 | 15420-015-003245 | MAPCO EXPRESS, LLC
35365 | Permanently Closed | 1994-01-01 | 1980-01-01 | 1994-01-01 | Petroleum | Unleaded gasoline | Unleaded gasoline |  | Steel | Steel |  | Painted or None | Steel |  | 1901-01-01 | [6 empty] | Statistical Inventory Reconciliation (SIR) | [5 empty] | Annual line testing, Statistical inventory reconciliation (SIR) | Statistical inventory reconciliation (SIR) |  | UST Currently In Use: 0; UST Temp Close: 0; AST Currently In Use: 0; AST Temp Closed: 0 | 0 | 0 | 3 | 15420-015-003246 | MAPCO EXPRESS, LLC
35366 | Permanently Closed | 1994-01-01 | 1980-01-01 | 1994-01-01 | Petroleum | Unleaded gasoline | Unleaded gasoline |  | Steel | Steel |  | Painted or None | Steel |  | 1901-01-01 | [6 empty] | Statistical Inventory Reconciliation (SIR) | [5 empty] | Annual line testing, Statistical inventory reconciliation (SIR) | Statistical inventory reconciliation (SIR) |  | UST Currently In Use: 0; UST Temp Close: 0; AST Currently In Use: 0; AST Temp Closed: 0 | 0 | 0 | 3 | 15420-015-003246 | MAPCO EXPRESS, LLC
35367 | Permanently Closed | 1994-01-01 | 1980-01-01 | 1994-01-01 | Petroleum | Unleaded gasoline | Unleaded gasoline |  | Steel | Steel |  | Painted or None | Steel |  | 1901-01-01 | [6 empty] | Statistical Inventory Reconciliation (SIR) | [5 empty] | Annual line testing, Statistical inventory reconciliation (SIR) | Statistical inventory reconciliation (SIR) |  | UST Currently In Use: 0; UST Temp Close: 0; AST Currently In Use: 0; AST Temp Closed: 0 | 0 | 0 | 3 | 15420-015-003246 | MAPCO EXPRESS, LLC
35368 | Permanently Closed | 2001-01-01 | 1983-01-01 | 2002-09-30 | Petroleum | Unleaded gasoline | Unleaded gasoline | Retail | Steel | Steel | Field installed cathodic protection |  | Steel |  | 1901-01-01 | Field installed cathodic protection | Catchment Basin, Single walled catchment basin | Automatic shutoff device At 95% full, Flow Rest 90% Full | Flow Rest 90% Full |  |  | Statistical Inventory Reconciliation (SIR) | [8 empty] | UST Currently In Use: 2; UST Temp Close: 0; AST Currently In Use: 0; AST Temp Closed: 0 | 2 | 0 | 3 | 21499-015-003247 | YOUSEF YAQOUB INC
35369 | Permanently Closed | 2001-01-01 | 1983-01-01 | 2002-09-30 | Petroleum | Unleaded gasoline | Unleaded gasoline | Retail | Steel | Steel | Field installed cathodic protection |  | Steel |  | 1901-01-01 | Field installed cathodic protection | Catchment Basin, Single walled catchment basin | Automatic shutoff device At 95% full, Flow Rest 90% Full | Flow Rest 90% Full |  |  | Statistical Inventory Reconciliation (SIR) | [8 empty] | UST Currently In Use: 2; UST Temp Close: 0; AST Currently In Use: 0; AST Temp Closed: 0 | 2 | 0 | 3 | 21499-015-003247 | YOUSEF YAQOUB INC
35370 | Permanently Closed | 2001-01-01 | 1983-01-01 | 2002-09-30 | Petroleum | Premium gasoline | Premium gasoline | Retail | Steel | Steel | Field installed cathodic protection |  | Steel |  | 1901-01-01 | Field installed cathodic protection | Catchment Basin, Single walled catchment basin | Automatic shutoff device At 95% full, Flow Rest 90% Full | Flow Rest 90% Full |  |  | Other, Statistical Inventory Reconciliation (SIR), closed | [8 empty] | UST Currently In Use: 2; UST Temp Close: 0; AST Currently In Use: 0; AST Temp Closed: 0 | 2 | 0 | 3 | 21499-015-003247 | YOUSEF YAQOUB INC
35371 | Permanently Closed | 1901-01-01 | 1980-01-01 | 1987-04-01 | Petroleum | Unleaded gasoline | Unleaded gasoline |  | Steel | Steel |  | Painted or None | Steel |  | 1901-01-01 | [15 empty] | UST Currently In Use: 0; UST Temp Close: 0; AST Currently In Use: 0; AST Temp Closed: 0 | 0 | 0 | 2 | 15420-015-003248 | MAPCO EXPRESS, LLC
35372 | Permanently Closed | 1901-01-01 | 1980-01-01 | 1987-04-01 | Petroleum | Unleaded gasoline | Unleaded gasoline |  | Steel | Steel |  | Painted or None | Steel |  | 1901-01-01 | [15 empty] | UST Currently In Use: 0; UST Temp Close: 0; AST Currently In Use: 0; AST Temp Closed: 0 | 0 | 0 | 2 | 15420-015-003248 | MAPCO EXPRESS, LLC
35373 | Currently in Use |  | 1982-01-01 |  | Petroleum | Premium gasoline | Premium gasoline | Retail | Single Wall, Steel | Steel | Coated & cathodic protection (sti-P3), Field installed cathodic protection |  | Single Wall, Steel |  |  | Field installed cathodic protection | Catchment Basin, Single walled catchment basin | Automatic shutoff device At 95% full | Automatic shutoff device At 95% full |  |  | Continuous Automatic Tank Gauge |  | Automatic flow restrictor (MLLD) | Automatic flow restrictor (MLLD) |  |  | Annual line testing | Annual line testing |  | UST Currently In Use: 4; UST Temp Close: 0; AST Currently In Use: 0; AST Temp Closed: 0 | 4 | 0 | 0 | 15420-015-003249 | MAPCO EXPRESS, LLC
35374 | Currently in Use |  | 1982-01-01 |  | Petroleum | Unleaded gasoline | Unleaded gasoline | Retail | Single Wall, Steel | Steel | Coated & cathodic protection (sti-P3), Field installed cathodic protection |  | Single Wall, Steel |  |  | Field installed cathodic protection | Catchment Basin, Single walled catchment basin | Automatic shutoff device At 95% full | Automatic shutoff device At 95% full |  |  | Continuous Automatic Tank Gauge |  | Automatic flow restrictor (MLLD) | Automatic flow restrictor (MLLD) |  |  | Annual line testing | Annual line testing |  | UST Currently In Use: 4; UST Temp Close: 0; AST Currently In Use: 0; AST Temp Closed: 0 | 4 | 0 | 0 | 15420-015-003249 | MAPCO EXPRESS, LLC
35375 | Currently in Use |  | 1982-01-01 |  | Petroleum | Mid-grade gasoline | Mid-grade gasoline | Retail | Single Wall, Steel | Steel | Coated & cathodic protection (sti-P3), Field installed cathodic protection |  | Single Wall, Steel |  |  | Field installed cathodic protection | Catchment Basin, Single walled catchment basin | Automatic shutoff device At 95% full | Automatic shutoff device At 95% full |  |  | Continuous Automatic Tank Gauge |  | Automatic flow restrictor (MLLD) | Automatic flow restrictor (MLLD) |  |  | Annual line testing | Annual line testing |  | UST Currently In Use: 4; UST Temp Close: 0; AST Currently In Use: 0; AST Temp Closed: 0 | 4 | 0 | 0 | 15420-015-003249 | MAPCO EXPRESS, LLC
35376 | Currently in Use |  | 1982-01-01 |  | Petroleum | On road diesel | On road diesel | Retail | Single Wall, Steel | Steel | Coated & cathodic protection (sti-P3), Field installed cathodic protection |  | Single Wall, Steel |  |  | Field installed cathodic protection | Catchment Basin, Single walled catchment basin | Automatic shutoff device At 95% full | Automatic shutoff device At 95% full |  |  | Continuous Automatic Tank Gauge |  | Automatic flow restrictor (MLLD) | Automatic flow restrictor (MLLD) |  |  | Annual line testing | Annual line testing |  | UST Currently In Use: 4; UST Temp Close: 0; AST Currently In Use: 0; AST Temp Closed: 0 | 4 | 0 | 0 | 15420-015-003249 | MAPCO EXPRESS, LLC
35377 | Permanently Closed | 1901-01-01 | 1969-01-01 | 1988-01-01 | Petroleum | Unleaded gasoline | Unleaded gasoline |  | Steel | Steel |  | Painted or None | Steel |  | 1901-01-01 | [6 empty] | Statistical Inventory Reconciliation (SIR) | [8 empty] | UST Currently In Use: 2; UST Temp Close: 0; AST Currently In Use: 0; AST Temp Closed: 0 | 2 | 0 | 7 | 15420-015-003250 | MAPCO EXPRESS, LLC
35378 | Permanently Closed | 1901-01-01 | 1969-01-01 | 1988-01-01 | Petroleum | Unleaded gasoline | Unleaded gasoline |  | Steel | Steel |  | Painted or None | Steel |  | 1901-01-01 | [15 empty] | UST Currently In Use: 2; UST Temp Close: 0; AST Currently In Use: 0; AST Temp Closed: 0 | 2 | 0 | 7 | 15420-015-003250 | MAPCO EXPRESS, LLC
35379 | Permanently Closed | 1901-01-01 | 1969-01-01 | 1988-01-01 | Petroleum | Unleaded gasoline | Unleaded gasoline |  | Steel | Steel |  | Painted or None | Steel |  | 1901-01-01 | [15 empty] | UST Currently In Use: 2; UST Temp Close: 0; AST Currently In Use: 0; AST Temp Closed: 0 | 2 | 0 | 7 | 15420-015-003250 | MAPCO EXPRESS, LLC
35380 | Permanently Closed | 1901-01-01 | 1969-01-01 | 1988-01-01 | Petroleum | Unleaded gasoline | Unleaded gasoline |  | Steel | Steel |  | Painted or None | Steel |  | 1901-01-01 | [15 empty] | UST Currently In Use: 2; UST Temp Close: 0; AST Currently In Use: 0; AST Temp Closed: 0 | 2 | 0 | 7 | 15420-015-003250 | MAPCO EXPRESS, LLC
35381 | Permanently Closed | 2007-06-20 | 1986-01-01 | 2007-06-20 | Petroleum | Mid-grade gasoline | Mid-grade gasoline | Retail | Steel | Steel | Coated & cathodic protection (sti-P3), Field installed cathodic protection |  | Steel |  | 1901-01-01 | Field installed cathodic protection | Catchment Basin, Single walled catchment basin | Automatic shutoff device At 95% full | Automatic shutoff device At 95% full |  |  | Continuous Automatic Tank Gauge |  | Automatic shutoff device (AELLD) | Automatic shutoff device (AELLD) | [5 empty] | UST Currently In Use: 2; UST Temp Close: 0; AST Currently In Use: 0; AST Temp Closed: 0 | 2 | 0 | 7 | 15420-015-003250 | MAPCO EXPRESS, LLC
35382 | Permanently Closed | 2007-06-20 | 1986-01-01 | 2007-06-20 | Petroleum | Unleaded gasoline | Unleaded gasoline | Retail | Steel | Steel | Coated & cathodic protection (sti-P3), Field installed cathodic protection |  | Steel |  | 1901-01-01 | Field installed cathodic protection | Catchment Basin, Single walled catchment basin | Automatic shutoff device At 95% full | Automatic shutoff device At 95% full |  |  | Continuous Automatic Tank Gauge |  | Automatic shutoff device (AELLD) | Automatic shutoff device (AELLD) | [5 empty] | UST Currently In Use: 2; UST Temp Close: 0; AST Currently In Use: 0; AST Temp Closed: 0 | 2 | 0 | 7 | 15420-015-003250 | MAPCO EXPRESS, LLC
35383 | Permanently Closed | 2007-06-20 | 1986-01-01 | 2007-06-20 | Petroleum | Premium gasoline | Premium gasoline | Retail | Steel | Steel | Coated & cathodic protection (sti-P3), Field installed cathodic protection |  | Steel |  | 1901-01-01 | Field installed cathodic protection | Catchment Basin, Single walled catchment basin | Automatic shutoff device At 95% full | Automatic shutoff device At 95% full |  |  | Continuous Automatic Tank Gauge |  | Automatic shutoff device (AELLD) | Automatic shutoff device (AELLD) | [5 empty] | UST Currently In Use: 2; UST Temp Close: 0; AST Currently In Use: 0; AST Temp Closed: 0 | 2 | 0 | 7 | 15420-015-003250 | MAPCO EXPRESS, LLC
35384 | Permanently Closed | 1992-02-26 | 1978-01-01 | 1992-02-26 | Petroleum | Unleaded gasoline | Unleaded gasoline |  | Steel | Steel |  | Painted or None | Steel |  | 1901-01-01 | [6 empty] | Statistical Inventory Reconciliation (SIR) | [8 empty] | UST Currently In Use: 0; UST Temp Close: 3; AST Currently In Use: 0; AST Temp Closed: 0 | 0 | 3 | 2 | 15420-015-003251 | MAPCO EXPRESS, LLC
35385 | Permanently Closed | 1992-02-26 | 1978-01-01 | 1992-02-26 | Petroleum | Unleaded gasoline | Unleaded gasoline |  | Steel | Steel |  | Painted or None | Steel |  | 1901-01-01 | [15 empty] | UST Currently In Use: 0; UST Temp Close: 3; AST Currently In Use: 0; AST Temp Closed: 0 | 0 | 3 | 2 | 15420-015-003251 | MAPCO EXPRESS, LLC
35386 | Permanently Closed | 1998-09-21 | 1976-01-01 | 1999-12-21 | Petroleum | Unleaded gasoline | Unleaded gasoline |  | Steel | Steel |  | Painted or None | Steel |  | 1901-01-01 | [6 empty] | Statistical Inventory Reconciliation (SIR) | [5 empty] | Statistical inventory reconciliation (SIR) | Statistical inventory reconciliation (SIR) |  | UST Currently In Use: 0; UST Temp Close: 0; AST Currently In Use: 0; AST Temp Closed: 0 | 0 | 0 | 3 | 15420-015-003252 | MAPCO EXPRESS, LLC
35387 | Permanently Closed | 1998-09-21 | 1976-01-01 | 1999-12-21 | Petroleum | Unleaded gasoline | Unleaded gasoline |  | Steel | Steel |  | Painted or None | Steel |  | 1901-01-01 | [6 empty] | Statistical Inventory Reconciliation (SIR) | [5 empty] | Statistical inventory reconciliation (SIR) | Statistical inventory reconciliation (SIR) |  | UST Currently In Use: 0; UST Temp Close: 0; AST Currently In Use: 0; AST Temp Closed: 0 | 0 | 0 | 3 | 15420-015-003252 | MAPCO EXPRESS, LLC
35388 | Permanently Closed | 1998-09-21 | 1976-01-01 | 1999-12-21 | Petroleum | Unleaded gasoline | Unleaded gasoline |  | Steel | Steel |  | Painted or None | Steel |  | 1901-01-01 | [6 empty] | Statistical Inventory Reconciliation (SIR) | [5 empty] | Statistical inventory reconciliation (SIR) | Statistical inventory reconciliation (SIR) |  | UST Currently In Use: 0; UST Temp Close: 0; AST Currently In Use: 0; AST Temp Closed: 0 | 0 | 0 | 3 | 15420-015-003252 | MAPCO EXPRESS, LLC
35389 | Permanently Closed | 2001-10-26 | 1980-01-01 | 2002-09-30 | Petroleum | Unleaded gasoline | Unleaded gasoline | Retail | Steel | Steel | Field installed cathodic protection |  | Steel |  | 1901-01-01 | Field installed cathodic protection | Catchment Basin, Single walled catchment basin | Automatic shutoff device At 95% full | Automatic shutoff device At 95% full |  |  | Statistical Inventory Reconciliation (SIR) | [8 empty] | UST Currently In Use: 0; UST Temp Close: 0; AST Currently In Use: 0; AST Temp Closed: 0 | 0 | 0 | 3 | 15420-015-003253 | MAPCO EXPRESS, LLC
35390 | Permanently Closed | 2001-10-26 | 1980-01-01 | 2002-09-30 | Petroleum | Mid-grade gasoline | Mid-grade gasoline | Retail | Steel | Steel | Field installed cathodic protection |  | Steel |  | 1901-01-01 | Field installed cathodic protection | Catchment Basin, Single walled catchment basin | Automatic shutoff device At 95% full | Automatic shutoff device At 95% full |  |  | Statistical Inventory Reconciliation (SIR) | [8 empty] | UST Currently In Use: 0; UST Temp Close: 0; AST Currently In Use: 0; AST Temp Closed: 0 | 0 | 0 | 3 | 15420-015-003253 | MAPCO EXPRESS, LLC
35391 | Permanently Closed | 2001-10-26 | 1980-01-01 | 2002-09-30 | Petroleum | Premium gasoline | Premium gasoline | Retail | Steel | Steel | Field installed cathodic protection |  | Steel |  | 1901-01-01 | Field installed cathodic protection | Catchment Basin, Single walled catchment basin | Automatic shutoff device At 95% full | Automatic shutoff device At 95% full |  |  | Statistical Inventory Reconciliation (SIR) | [8 empty] | UST Currently In Use: 0; UST Temp Close: 0; AST Currently In Use: 0; AST Temp Closed: 0 | 0 | 0 | 3 | 15420-015-003253 | MAPCO EXPRESS, LLC
35392 | Permanently Closed | 2013-05-01 | 1984-01-01 | 2013-05-01 | Petroleum | Mid-grade gasoline | Mid-grade gasoline | Retail | Steel | Steel | Coated & cathodic protection (sti-P3), Field installed cathodic protection |  | Steel |  |  | Field installed cathodic protection | Catchment Basin, Single walled catchment basin | Automatic shutoff device At 95% full | Automatic shutoff device At 95% full |  |  | Continuous Automatic Tank Gauge |  | Automatic shutoff device (AELLD) | Automatic shutoff device (AELLD) | [5 empty] | UST Currently In Use: 0; UST Temp Close: 0; AST Currently In Use: 0; AST Temp Closed: 0 | 0 | 0 | 4 | 15420-015-003254 | MAPCO EXPRESS, LLC
35393 | Permanently Closed | 2013-05-01 | 1984-01-01 | 2013-05-01 | Petroleum | Unleaded gasoline | Unleaded gasoline | Retail | Steel | Steel | Coated & cathodic protection (sti-P3), Field installed cathodic protection |  | Steel |  |  | Field installed cathodic protection | Catchment Basin, Single walled catchment basin | Automatic shutoff device At 95% full | Automatic shutoff device At 95% full |  |  | Continuous Automatic Tank Gauge |  | Automatic shutoff device (AELLD) | Automatic shutoff device (AELLD) | [5 empty] | UST Currently In Use: 0; UST Temp Close: 0; AST Currently In Use: 0; AST Temp Closed: 0 | 0 | 0 | 4 | 15420-015-003254 | MAPCO EXPRESS, LLC
35394 | Permanently Closed | 2013-05-01 | 1984-01-01 | 2013-05-01 | Petroleum | Premium gasoline | Premium gasoline | Retail | Steel | Steel | Coated & cathodic protection (sti-P3), Field installed cathodic protection |  | Steel |  |  | Field installed cathodic protection | Catchment Basin, Single walled catchment basin | Automatic shutoff device At 95% full | Automatic shutoff device At 95% full |  |  | Continuous Automatic Tank Gauge |  | Automatic shutoff device (AELLD) | Automatic shutoff device (AELLD) | [5 empty] | UST Currently In Use: 0; UST Temp Close: 0; AST Currently In Use: 0; AST Temp Closed: 0 | 0 | 0 | 4 | 15420-015-003254 | MAPCO EXPRESS, LLC
35395 | Permanently Closed | 1992-10-13 | 1978-01-01 | 1994-10-13 | Petroleum | On road diesel | On road diesel |  | Steel | Steel |  | Painted or None | Steel |  | 1901-01-01 | [6 empty] | Statistical Inventory Reconciliation (SIR) | [8 empty] | UST Currently In Use: 0; UST Temp Close: 0; AST Currently In Use: 0; AST Temp Closed: 0 | 0 | 0 | 4 | 15420-015-003254 | MAPCO EXPRESS, LLC
35396 | Permanently Closed | 2004-04-16 | 1979-01-01 | 2004-04-16 | Petroleum | Unleaded gasoline | Unleaded gasoline | Retail | Steel | Steel | Field installed cathodic protection | Painted or None | Steel |  | 1901-01-01 | Field installed cathodic protection | Catchment Basin, Single walled catchment basin | Automatic shutoff device At 95% full | Automatic shutoff device At 95% full |  |  | Statistical Inventory Reconciliation (SIR) | [8 empty] | UST Currently In Use: 0; UST Temp Close: 0; AST Currently In Use: 0; AST Temp Closed: 0 | 0 | 0 | 4 | 15420-015-003255 | MAPCO EXPRESS, LLC
35397 | Permanently Closed | 2004-04-16 | 1979-01-01 | 2004-04-16 | Petroleum | Mid-grade gasoline | Mid-grade gasoline | Retail | Steel | Steel | Field installed cathodic protection | Painted or None | Steel |  | 1901-01-01 | Field installed cathodic protection | Catchment Basin, Single walled catchment basin | Automatic shutoff device At 95% full | Automatic shutoff device At 95% full |  |  | Statistical Inventory Reconciliation (SIR) | [8 empty] | UST Currently In Use: 0; UST Temp Close: 0; AST Currently In Use: 0; AST Temp Closed: 0 | 0 | 0 | 4 | 15420-015-003255 | MAPCO EXPRESS, LLC
35398 | Permanently Closed | 2004-04-16 | 1979-01-01 | 2004-04-16 | Petroleum | Premium gasoline | Premium gasoline | Retail | Steel | Steel | Field installed cathodic protection | Painted or None | Steel |  | 1901-01-01 | Field installed cathodic protection | Catchment Basin, Single walled catchment basin | Automatic shutoff device At 95% full | Automatic shutoff device At 95% full |  |  | Statistical Inventory Reconciliation (SIR) | [8 empty] | UST Currently In Use: 0; UST Temp Close: 0; AST Currently In Use: 0; AST Temp Closed: 0 | 0 | 0 | 4 | 15420-015-003255 | MAPCO EXPRESS, LLC
35399 | Permanently Closed | 2004-04-16 | 1979-01-01 | 2004-04-16 | Petroleum | Unleaded gasoline | Unleaded gasoline | Retail | Steel | Steel | Field installed cathodic protection | Painted or None | Steel |  | 1901-01-01 | Field installed cathodic protection | Catchment Basin, Single walled catchment basin | Automatic shutoff device At 95% full | Automatic shutoff device At 95% full |  |  | Statistical Inventory Reconciliation (SIR) | [8 empty] | UST Currently In Use: 0; UST Temp Close: 0; AST Currently In Use: 0; AST Temp Closed: 0 | 0 | 0 | 4 | 15420-015-003255 | MAPCO EXPRESS, LLC
35401 | Permanently Closed | 1996-04-01 | 1978-01-01 | 1996-04-01 | Petroleum | Unleaded gasoline | Unleaded gasoline |  | Steel | Steel |  | Painted or None | Steel |  | 1901-01-01 | [6 empty] | Statistical Inventory Reconciliation (SIR) | [8 empty] | UST Currently In Use: 2; UST Temp Close: 0; AST Currently In Use: 0; AST Temp Closed: 0 | 2 | 0 | 3 | 15420-015-003256 | MAPCO EXPRESS, LLC
35402 | Permanently Closed | 1996-04-01 | 1978-01-01 | 1996-04-01 | Petroleum | Unleaded gasoline | Unleaded gasoline |  | Steel | Steel |  | Painted or None | Steel |  | 1901-01-01 | [6 empty] | Statistical Inventory Reconciliation (SIR) | [8 empty] | UST Currently In Use: 2; UST Temp Close: 0; AST Currently In Use: 0; AST Temp Closed: 0 | 2 | 0 | 3 | 15420-015-003256 | MAPCO EXPRESS, LLC
35403 | Permanently Closed | 1996-04-01 | 1978-01-01 | 1996-04-01 | Petroleum | Unleaded gasoline | Unleaded gasoline |  | Steel | Steel |  | Painted or None | Steel |  | 1901-01-01 | [6 empty] | Statistical Inventory Reconciliation (SIR) | [8 empty] | UST Currently In Use: 2; UST Temp Close: 0; AST Currently In Use: 0; AST Temp Closed: 0 | 2 | 0 | 3 | 15420-015-003256 | MAPCO EXPRESS, LLC
35404 | Permanently Closed | 1993-03-01 | 1979-01-01 | 1993-03-01 | Petroleum | Unleaded gasoline | Unleaded gasoline |  | Steel | Steel |  | Painted or None | Steel |  | 1901-01-01 | [6 empty] | Statistical Inventory Reconciliation (SIR) | [8 empty] | UST Currently In Use: 3; UST Temp Close: 0; AST Currently In Use: 0; AST Temp Closed: 0 | 3 | 0 | 3 | 15420-121-003296 | MAPCO EXPRESS, LLC
35405 | Permanently Closed | 1993-03-01 | 1979-01-01 | 1993-03-01 | Petroleum | Unleaded gasoline | Unleaded gasoline |  | Steel | Steel |  | Painted or None | Steel |  | 1901-01-01 | [6 empty] | Statistical Inventory Reconciliation (SIR) | [8 empty] | UST Currently In Use: 3; UST Temp Close: 0; AST Currently In Use: 0; AST Temp Closed: 0 | 3 | 0 | 3 | 15420-121-003296 | MAPCO EXPRESS, LLC
35406 | Permanently Closed | 1993-03-01 | 1979-01-01 | 1993-03-01 | Petroleum | Unleaded gasoline | Unleaded gasoline |  | Steel | Steel |  | Painted or None | Steel |  | 1901-01-01 | [15 empty] | UST Currently In Use: 3; UST Temp Close: 0; AST Currently In Use: 0; AST Temp Closed: 0 | 3 | 0 | 3 | 15420-121-003296 | MAPCO EXPRESS, LLC
35407 | Currently in Use |  | 1980-01-01 |  | Petroleum | Unleaded gasoline | Unleaded gasoline | Retail | Fiberglass reinforced plastic, Single Wall | Single Wall |  |  | Fiberglass reinforced plastic, Single Wall |  | 1901-01-01 |  | Catchment Basin, Single walled catchment basin | Automatic shutoff device At 95% full | Automatic shutoff device At 95% full |  |  | Continuous Automatic Tank Gauge |  | Automatic shutoff device (AELLD) | Automatic shutoff device (AELLD) |  |  | Annual line testing | Annual line testing |  | UST Currently In Use: 3; UST Temp Close: 0; AST Currently In Use: 0; AST Temp Closed: 0 | 3 | 0 | 1 | 23287-015-005356 | DB NEWTON HOLDINGS LLC
35408 | Currently in Use |  | 1980-01-01 |  | Petroleum | Other, 100% | Other | Retail | Fiberglass reinforced plastic, Single Wall | Single Wall |  |  | Fiberglass reinforced plastic, Single Wall |  | 1901-01-01 |  | Catchment Basin, Single walled catchment basin | Automatic shutoff device At 95% full | Automatic shutoff device At 95% full |  |  | Continuous Automatic Tank Gauge |  | Automatic shutoff device (AELLD) | Automatic shutoff device (AELLD) |  |  | Annual line testing | Annual line testing |  | UST Currently In Use: 3; UST Temp Close: 0; AST Currently In Use: 0; AST Temp Closed: 0 | 3 | 0 | 1 | 23287-015-005356 | DB NEWTON HOLDINGS LLC
35409 | Currently in Use |  | 1980-01-01 |  | Petroleum | Premium gasoline | Premium gasoline | Retail | Fiberglass reinforced plastic, Single Wall | Single Wall |  |  | Fiberglass reinforced plastic, Single Wall |  | 1901-01-01 |  | Catchment Basin, Single walled catchment basin | Automatic shutoff device At 95% full | Automatic shutoff device At 95% full |  |  | Continuous Automatic Tank Gauge |  | Automatic shutoff device (AELLD) | Automatic shutoff device (AELLD) |  |  | Annual line testing | Annual line testing |  | UST Currently In Use: 3; UST Temp Close: 0; AST Currently In Use: 0; AST Temp Closed: 0 | 3 | 0 | 1 | 23287-015-005356 | DB NEWTON HOLDINGS LLC
35410 | Permanently Closed | 1901-01-01 | 1980-01-01 | 1988-01-01 | Petroleum | Used oil | Used oil |  | Fiberglass reinforced plastic | Fiberglass reinforced plastic |  |  | Fiberglass reinforced plastic |  | 1901-01-01 | [15 empty] | UST Currently In Use: 3; UST Temp Close: 0; AST Currently In Use: 0; AST Temp Closed: 0 | 3 | 0 | 1 | 23287-015-005356 | DB NEWTON HOLDINGS LLC
35411 | Permanently Closed | 1998-12-21 | 1976-01-01 | 1999-12-21 | Petroleum | Unleaded gasoline | Unleaded gasoline |  | Steel | Steel |  |  | Steel |  | 1901-01-01 | [6 empty] | Statistical Inventory Reconciliation (SIR) | [5 empty] | Statistical inventory reconciliation (SIR) | Statistical inventory reconciliation (SIR) |  | UST Currently In Use: 0; UST Temp Close: 0; AST Currently In Use: 0; AST Temp Closed: 0 | 0 | 0 | 3 | 15420-015-010232 | MAPCO EXPRESS, LLC
35412 | Permanently Closed | 1998-12-21 | 1976-01-01 | 1999-12-21 | Petroleum | Unleaded gasoline | Unleaded gasoline |  | Steel | Steel |  |  | Steel |  | 1901-01-01 | [6 empty] | Statistical Inventory Reconciliation (SIR) | [5 empty] | Statistical inventory reconciliation (SIR) | Statistical inventory reconciliation (SIR) |  | UST Currently In Use: 0; UST Temp Close: 0; AST Currently In Use: 0; AST Temp Closed: 0 | 0 | 0 | 3 | 15420-015-010232 | MAPCO EXPRESS, LLC
35413 | Permanently Closed | 1998-12-21 | 1976-01-01 | 1999-12-21 | Petroleum | Unleaded gasoline | Unleaded gasoline |  | Steel | Steel |  |  | Steel |  | 1901-01-01 | [6 empty] | Statistical Inventory Reconciliation (SIR) | [5 empty] | Statistical inventory reconciliation (SIR) | Statistical inventory reconciliation (SIR) |  | UST Currently In Use: 0; UST Temp Close: 0; AST Currently In Use: 0; AST Temp Closed: 0 | 0 | 0 | 3 | 15420-015-010232 | MAPCO EXPRESS, LLC
35414 | Permanently Closed | 1993-10-04 | 1972-01-01 | 1993-10-04 | Petroleum | Unleaded gasoline | Unleaded gasoline |  | Steel | Steel |  | Painted or None | Steel |  | 1901-01-01 | [6 empty] | Statistical Inventory Reconciliation (SIR) | [8 empty] | UST Currently In Use: 0; UST Temp Close: 0; AST Currently In Use: 0; AST Temp Closed: 0 | 0 | 0 | 2 | 15420-015-011277 | MAPCO EXPRESS, LLC
35415 | Permanently Closed | 1993-10-04 | 1972-01-01 | 1993-10-04 | Petroleum | Unleaded gasoline | Unleaded gasoline |  | Steel | Steel |  | Painted or None | Steel |  | 1901-01-01 | [15 empty] | UST Currently In Use: 0; UST Temp Close: 0; AST Currently In Use: 0; AST Temp Closed: 0 | 0 | 0 | 2 | 15420-015-011277 | MAPCO EXPRESS, LLC
35416 | Permanently Closed | 1992-03-16 | 1972-01-01 | 1992-03-16 | Petroleum | Unleaded gasoline | Unleaded gasoline |  | Steel | Steel |  | Painted or None | Steel |  | 1901-01-01 | [6 empty] | Statistical Inventory Reconciliation (SIR) | [8 empty] | UST Currently In Use: 3; UST Temp Close: 0; AST Currently In Use: 0; AST Temp Closed: 0 | 3 | 0 | 2 | 15420-015-011289 | MAPCO EXPRESS, LLC
35417 | Permanently Closed | 1992-03-16 | 1972-01-01 | 1992-03-16 | Petroleum | Unleaded gasoline | Unleaded gasoline |  | Steel | Steel |  | Painted or None | Steel |  | 1901-01-01 | [15 empty] | UST Currently In Use: 3; UST Temp Close: 0; AST Currently In Use: 0; AST Temp Closed: 0 | 3 | 0 | 2 | 15420-015-011289 | MAPCO EXPRESS, LLC
35418 | Permanently Closed | 1990-02-14 | 1970-01-01 | 1990-02-15 | Petroleum | Unleaded gasoline | Unleaded gasoline |  | Steel | Steel |  | Painted or None | Steel |  | 1901-01-01 | [15 empty] | UST Currently In Use: 0; UST Temp Close: 0; AST Currently In Use: 0; AST Temp Closed: 0 | 0 | 0 | 2 | 15420-015-011292 | MAPCO EXPRESS, LLC
35419 | Permanently Closed | 1990-02-14 | 1970-01-01 | 1990-02-15 | Petroleum | Unleaded gasoline | Unleaded gasoline |  | Steel | Steel |  | Painted or None | Steel |  | 1901-01-01 | [15 empty] | UST Currently In Use: 0; UST Temp Close: 0; AST Currently In Use: 0; AST Temp Closed: 0 | 0 | 0 | 2 | 15420-015-011292 | MAPCO EXPRESS, LLC
35420 | Permanently Closed | 2013-10-01 | 1988-01-01 | 2015-10-22 | Petroleum | Unleaded gasoline | Unleaded gasoline | Retail | Single Wall, Steel, 8K/8K | Steel | Coated & cathodic protection (sti-P3) |  | Double Wall, Steel, COATED |  |  | Isolated or Above Ground, FLXS ISOLA | Catchment Basin, Single walled catchment basin | Automatic shutoff device At 95% full | Automatic shutoff device At 95% full |  |  | Continuous Automatic Tank Gauge |  | Containment Sump | Containment Sump |  |  | Annual line testing | Annual line testing |  | UST Currently In Use: 2; UST Temp Close: 0; AST Currently In Use: 0; AST Temp Closed: 0 | 2 | 0 | 2 | 23429-015-012398 | MUSA PROPERTIES, LLC
35422 | Permanently Closed | 2013-10-01 | 1988-01-01 | 2015-10-15 | Petroleum | Premium gasoline | Premium gasoline | Retail | Single Wall, Steel | Steel | Coated & cathodic protection (sti-P3) |  | Double Wall, Steel, COATED |  |  | Isolated or Above Ground, FLXS ISOLA | Catchment Basin, Single walled catchment basin | Automatic shutoff device At 95% full | Automatic shutoff device At 95% full |  |  | Continuous Automatic Tank Gauge |  | Containment Sump | Containment Sump |  |  | Annual line testing | Annual line testing |  | UST Currently In Use: 2; UST Temp Close: 0; AST Currently In Use: 0; AST Temp Closed: 0 | 2 | 0 | 2 | 23429-015-012398 | MUSA PROPERTIES, LLC
35423 | Currently in Use |  | 1984-01-01 |  | Petroleum | Unleaded gasoline | Unleaded gasoline | Retail | Single Wall, Steel | Steel | Coated & cathodic protection (sti-P3), Field installed cathodic protection |  | Single Wall, Steel |  |  | Field installed cathodic protection | Catchment Basin, Single walled catchment basin | Automatic shutoff device At 95% full | Automatic shutoff device At 95% full |  |  | Continuous Automatic Tank Gauge |  | Automatic shutoff device (AELLD) | Automatic shutoff device (AELLD) | [5 empty] | UST Currently In Use: 3; UST Temp Close: 0; AST Currently In Use: 0; AST Temp Closed: 0 | 3 | 0 | 0 | 15420-015-012687 | MAPCO EXPRESS, LLC
35424 | Currently in Use |  | 1984-01-01 |  | Petroleum | Mid-grade gasoline | Mid-grade gasoline | Retail | Single Wall, Steel | Steel | Coated & cathodic protection (sti-P3), Field installed cathodic protection |  | Single Wall, Steel |  |  | Field installed cathodic protection | Catchment Basin, Single walled catchment basin | Automatic shutoff device At 95% full | Automatic shutoff device At 95% full |  |  | Continuous Automatic Tank Gauge |  | Automatic shutoff device (AELLD) | Automatic shutoff device (AELLD) | [5 empty] | UST Currently In Use: 3; UST Temp Close: 0; AST Currently In Use: 0; AST Temp Closed: 0 | 3 | 0 | 0 | 15420-015-012687 | MAPCO EXPRESS, LLC
35425 | Currently in Use |  | 1984-01-01 |  | Petroleum | Premium gasoline | Premium gasoline | Retail | Single Wall, Steel | Steel | Coated & cathodic protection (sti-P3) |  | Single Wall, Steel |  |  | Field installed cathodic protection | Catchment Basin, Single walled catchment basin | Automatic shutoff device At 95% full | Automatic shutoff device At 95% full |  |  | Continuous Automatic Tank Gauge |  | Automatic shutoff device (AELLD) | Automatic shutoff device (AELLD) | [5 empty] | UST Currently In Use: 3; UST Temp Close: 0; AST Currently In Use: 0; AST Temp Closed: 0 | 3 | 0 | 0 | 15420-015-012687 | MAPCO EXPRESS, LLC
35426 | Permanently Closed | 1998-05-06 | 1989-01-01 | 1998-05-06 | Petroleum | Unleaded gasoline | Unleaded gasoline |  | Steel | Steel |  | Painted or None | Steel |  | 1901-01-01 | [6 empty] | Statistical Inventory Reconciliation (SIR) | [8 empty] | UST Currently In Use: 2; UST Temp Close: 0; AST Currently In Use: 0; AST Temp Closed: 0 | 2 | 0 | 5 | 15420-015-015016 | MAPCO EXPRESS, LLC
35427 | Permanently Closed | 1998-05-06 | 1989-01-01 | 1998-05-06 | Petroleum | Unleaded gasoline | Unleaded gasoline |  | Steel | Steel |  | Painted or None | Steel |  | 1901-01-01 | [6 empty] | Statistical Inventory Reconciliation (SIR) | [8 empty] | UST Currently In Use: 2; UST Temp Close: 0; AST Currently In Use: 0; AST Temp Closed: 0 | 2 | 0 | 5 | 15420-015-015016 | MAPCO EXPRESS, LLC
35428 | Permanently Closed | 1998-05-06 | 1989-01-01 | 1998-05-06 | Petroleum | Unleaded gasoline | Unleaded gasoline |  | Steel | Steel |  | Painted or None | Steel |  | 1901-01-01 | [6 empty] | Statistical Inventory Reconciliation (SIR) | [8 empty] | UST Currently In Use: 2; UST Temp Close: 0; AST Currently In Use: 0; AST Temp Closed: 0 | 2 | 0 | 5 | 15420-015-015016 | MAPCO EXPRESS, LLC
35429 | Currently in Use |  | 1981-01-01 |  | Petroleum | Unleaded gasoline | Unleaded gasoline | Retail | Steel | Steel | Field installed cathodic protection |  | Steel, 2ND CONT |  |  | Other, 2ND CONT | Catchment Basin, Single walled catchment basin | Automatic shutoff device At 95% full | Automatic shutoff device At 95% full |  |  | Automatic Tank Gauge |  | Automatic flow restrictor (MLLD) | Automatic flow restrictor (MLLD) |  |  | Annual line testing | Annual line testing |  | UST Currently In Use: 2; UST Temp Close: 0; AST Currently In Use: 0; AST Temp Closed: 0 | 2 | 0 | 0 | 25789-017-003301 | LAFAYETTE 431 LLC DBA PACECAR
35430 | Currently in Use |  | 1981-01-01 |  | Petroleum | Premium gasoline | Premium gasoline | Retail | Steel | Steel | Field installed cathodic protection |  | Steel, 2ND CONT |  |  | Other, 2ND CONT | Catchment Basin, Single walled catchment basin | Automatic shutoff device At 95% full | Automatic shutoff device At 95% full |  |  | Automatic Tank Gauge |  | Automatic flow restrictor (MLLD) | Automatic flow restrictor (MLLD) |  |  | Annual line testing | Annual line testing |  | UST Currently In Use: 2; UST Temp Close: 0; AST Currently In Use: 0; AST Temp Closed: 0 | 2 | 0 | 0 | 25789-017-003301 | LAFAYETTE 431 LLC DBA PACECAR
35431 | Permanently Closed | 1998-11-24 | 1982-01-01 | 1998-11-24 | Petroleum | Unleaded gasoline | Unleaded gasoline |  | Steel | Steel | Field installed cathodic protection | Painted or None | Steel |  |  | Field installed cathodic protection | [5 empty] | Statistical Inventory Reconciliation (SIR) | [5 empty] | Statistical inventory reconciliation (SIR) | Statistical inventory reconciliation (SIR) |  | UST Currently In Use: 2; UST Temp Close: 0; AST Currently In Use: 0; AST Temp Closed: 0 | 2 | 0 | 3 | 15420-027-003260 | MAPCO EXPRESS, LLC
35432 | Permanently Closed | 1998-11-24 | 1982-01-01 | 1998-11-24 | Petroleum | Unleaded gasoline | Unleaded gasoline |  | Steel | Steel | Field installed cathodic protection | Painted or None | Steel |  |  | Field installed cathodic protection | [5 empty] | Statistical Inventory Reconciliation (SIR) | [5 empty] | Statistical inventory reconciliation (SIR) | Statistical inventory reconciliation (SIR) |  | UST Currently In Use: 2; UST Temp Close: 0; AST Currently In Use: 0; AST Temp Closed: 0 | 2 | 0 | 3 | 15420-027-003260 | MAPCO EXPRESS, LLC
35433 | Permanently Closed | 1998-11-24 | 1982-01-01 | 1998-11-24 | Petroleum | Unleaded gasoline | Unleaded gasoline |  | Steel | Steel | Field installed cathodic protection | Painted or None | Steel |  |  | Field installed cathodic protection | [5 empty] | Statistical Inventory Reconciliation (SIR) | [5 empty] | Statistical inventory reconciliation (SIR) | Statistical inventory reconciliation (SIR) |  | UST Currently In Use: 2; UST Temp Close: 0; AST Currently In Use: 0; AST Temp Closed: 0 | 2 | 0 | 3 | 15420-027-003260 | MAPCO EXPRESS, LLC
35434 | Permanently Closed | 1996-02-22 | 1981-01-01 | 1996-02-22 | Petroleum | Unleaded gasoline | Unleaded gasoline |  | Steel | Steel |  | Painted or None | Steel |  | 1901-01-01 | [6 empty] | Statistical Inventory Reconciliation (SIR) | [8 empty] | UST Currently In Use: 2; UST Temp Close: 0; AST Currently In Use: 0; AST Temp Closed: 0 | 2 | 0 | 3 | 15420-027-003261 | MAPCO EXPRESS, LLC
35435 | Permanently Closed | 1996-02-22 | 1981-01-01 | 1996-02-22 | Petroleum | Unleaded gasoline | Unleaded gasoline |  | Steel | Steel |  | Painted or None | Steel |  | 1901-01-01 | [6 empty] | Statistical Inventory Reconciliation (SIR) | [8 empty] | UST Currently In Use: 2; UST Temp Close: 0; AST Currently In Use: 0; AST Temp Closed: 0 | 2 | 0 | 3 | 15420-027-003261 | MAPCO EXPRESS, LLC
35436 | Permanently Closed | 1996-02-22 | 1976-01-01 | 1996-02-22 | Petroleum | Unleaded gasoline | Unleaded gasoline |  | Steel | Steel |  | Painted or None | Steel |  | 1901-01-01 | [6 empty] | Statistical Inventory Reconciliation (SIR) | [8 empty] | UST Currently In Use: 2; UST Temp Close: 0; AST Currently In Use: 0; AST Temp Closed: 0 | 2 | 0 | 3 | 15420-027-003261 | MAPCO EXPRESS, LLC
35437 | Currently in Use |  | 1979-01-01 |  | Petroleum | Unleaded gasoline | Unleaded gasoline | Retail | Single Wall, Steel | Steel | Field installed cathodic protection |  | Single Wall, Steel |  |  | Field installed cathodic protection | Catchment Basin, Single walled catchment basin | Automatic shutoff device At 95% full | Automatic shutoff device At 95% full |  |  | Statistical Inventory Reconciliation (SIR) | [8 empty] | UST Currently In Use: 2; UST Temp Close: 1; AST Currently In Use: 0; AST Temp Closed: 0 | 2 | 1 | 0 | 25478-029-003300 | OM SHIVSHAKTI LLC
35438 | Currently in Use |  | 1979-01-01 |  | Petroleum | On road diesel | On road diesel | Retail | Single Wall, Steel | Steel | Field installed cathodic protection |  | Single Wall, Steel |  |  | Field installed cathodic protection | Catchment Basin, Single walled catchment basin | Automatic shutoff device At 95% full | Automatic shutoff device At 95% full |  |  | Statistical Inventory Reconciliation (SIR) | [8 empty] | UST Currently In Use: 2; UST Temp Close: 1; AST Currently In Use: 0; AST Temp Closed: 0 | 2 | 1 | 0 | 25478-029-003300 | OM SHIVSHAKTI LLC
35439 | Temporary Closed | 2022-06-01 | 1982-01-01 |  | Petroleum | Premium gasoline | Premium gasoline | Retail | Single Wall, Steel | Steel | Field installed cathodic protection |  | Single Wall, Steel |  |  | Field installed cathodic protection | Catchment Basin, Single walled catchment basin | Automatic shutoff device At 95% full | Automatic shutoff device At 95% full |  |  | Statistical Inventory Reconciliation (SIR) | [8 empty] | UST Currently In Use: 2; UST Temp Close: 1; AST Currently In Use: 0; AST Temp Closed: 0 | 2 | 1 | 0 | 25478-029-003300 | OM SHIVSHAKTI LLC
35440 | Permanently Closed | 1990-01-01 | 1973-01-01 |  | Petroleum | Unleaded gasoline | Unleaded gasoline |  | Steel | Steel |  | Painted or None | Steel |  | 1901-01-01 | [6 empty] | Statistical Inventory Reconciliation (SIR) | [8 empty] | UST Currently In Use: 3; UST Temp Close: 0; AST Currently In Use: 0; AST Temp Closed: 0 | 3 | 0 | 2 | 15420-037-011283 | MAPCO EXPRESS, LLC
35441 | Permanently Closed | 1990-01-01 | 1973-01-01 |  | Petroleum | Unleaded gasoline | Unleaded gasoline |  | Steel | Steel |  | Painted or None | Steel |  | 1901-01-01 | [15 empty] | UST Currently In Use: 3; UST Temp Close: 0; AST Currently In Use: 0; AST Temp Closed: 0 | 3 | 0 | 2 | 15420-037-011283 | MAPCO EXPRESS, LLC
35442 | Currently in Use |  | 1990-01-01 |  | Petroleum | Unleaded gasoline | Unleaded gasoline | Retail | Steel | Steel | Coated & cathodic protection (sti-P3) |  | Double Wall, Steel |  |  | Isolated or Above Ground, PVC OUTER | Catchment Basin, Single walled catchment basin | Automatic shutoff device At 95% full | Automatic shutoff device At 95% full |  |  | Continuous Automatic Tank Gauge |  | Automatic flow restrictor (MLLD) | Automatic flow restrictor (MLLD) |  |  | Annual line testing | Annual line testing |  | UST Currently In Use: 3; UST Temp Close: 0; AST Currently In Use: 0; AST Temp Closed: 0 | 3 | 0 | 2 | 15420-037-011283 | MAPCO EXPRESS, LLC
35443 | Currently in Use |  | 1990-01-01 |  | Petroleum | On road diesel | On road diesel | Retail | Steel | Steel | Coated & cathodic protection (sti-P3) |  | Double Wall, Steel |  |  | Isolated or Above Ground, PVC OUTER | Catchment Basin, Single walled catchment basin | Automatic shutoff device At 95% full | Automatic shutoff device At 95% full |  |  | Continuous Automatic Tank Gauge |  | Automatic flow restrictor (MLLD) | Automatic flow restrictor (MLLD) |  |  | Annual line testing | Annual line testing |  | UST Currently In Use: 3; UST Temp Close: 0; AST Currently In Use: 0; AST Temp Closed: 0 | 3 | 0 | 2 | 15420-037-011283 | MAPCO EXPRESS, LLC
35444 | Currently in Use |  | 1990-01-01 |  | Petroleum | Premium gasoline | Premium gasoline | Retail | Steel | Steel | Coated & cathodic protection (sti-P3) |  | Double Wall, Steel |  |  | Isolated or Above Ground, PVC OUTER | Catchment Basin, Single walled catchment basin | Automatic shutoff device At 95% full | Automatic shutoff device At 95% full |  |  | Continuous Automatic Tank Gauge |  | Automatic flow restrictor (MLLD) | Automatic flow restrictor (MLLD) |  |  | Annual line testing | Annual line testing |  | UST Currently In Use: 3; UST Temp Close: 0; AST Currently In Use: 0; AST Temp Closed: 0 | 3 | 0 | 2 | 15420-037-011283 | MAPCO EXPRESS, LLC
35445 | Cannot Locate or abandoned | 2000-02-28 | 1990-01-01 |  | Petroleum | Mid-grade gasoline | Mid-grade gasoline | Retail | Steel | Steel | Coated & cathodic protection (sti-P3) |  | Steel, FIBCOATED |  | 1901-01-01 | Other, FIBCOATED | Catchment Basin, Single walled catchment basin | Flow Rest 90% Full | Flow Rest 90% Full |  |  | Statistical Inventory Reconciliation (SIR) |  |  |  | Interstitial Monitoring within Secondary Containment |  | Statistical inventory reconciliation (SIR) | Statistical inventory reconciliation (SIR) |  | UST Currently In Use: 0; UST Temp Close: 0; AST Currently In Use: 0; AST Temp Closed: 0 | 0 | 0 | 0 | 20965-049-000189 | JIMMY KILGORE
35446 | Cannot Locate or abandoned | 2000-02-28 | 1990-01-01 |  | Petroleum | Unleaded gasoline | Unleaded gasoline | Retail | Steel | Steel | Coated & cathodic protection (sti-P3) |  | Steel, FIBCOATED |  | 1901-01-01 | Other, FIBCOATED | Catchment Basin, Single walled catchment basin | Flow Rest 90% Full | Flow Rest 90% Full |  |  | Statistical Inventory Reconciliation (SIR) |  |  |  | Interstitial Monitoring within Secondary Containment |  | Statistical inventory reconciliation (SIR) | Statistical inventory reconciliation (SIR) |  | UST Currently In Use: 0; UST Temp Close: 0; AST Currently In Use: 0; AST Temp Closed: 0 | 0 | 0 | 0 | 20965-049-000189 | JIMMY KILGORE
35447 | Cannot Locate or abandoned | 2000-02-28 | 1990-01-01 |  | Petroleum | Premium gasoline | Premium gasoline | Retail | Steel | Steel | Coated & cathodic protection (sti-P3) |  | Steel, FIBCOATED |  | 1901-01-01 | Other, FIBCOATED | Catchment Basin, Single walled catchment basin | Flow Rest 90% Full | Flow Rest 90% Full |  |  | Statistical Inventory Reconciliation (SIR) |  |  |  | Interstitial Monitoring within Secondary Containment |  | Statistical inventory reconciliation (SIR) | Statistical inventory reconciliation (SIR) |  | UST Currently In Use: 0; UST Temp Close: 0; AST Currently In Use: 0; AST Temp Closed: 0 | 0 | 0 | 0 | 20965-049-000189 | JIMMY KILGORE
35448 | Cannot Locate or abandoned | 1997-07-17 | 1990-01-01 |  | Petroleum | Used oil | Used oil | Retail | Steel | Steel | Coated & cathodic protection (sti-P3) |  | Steel |  | 1901-01-01 |  | Catchment Basin, Single walled catchment basin |  |  |  |  | Statistical Inventory Reconciliation (SIR) | [8 empty] | UST Currently In Use: 0; UST Temp Close: 0; AST Currently In Use: 0; AST Temp Closed: 0 | 0 | 0 | 0 | 20965-049-000189 | JIMMY KILGORE
35449 | Permanently Closed | 1991-03-15 | 1976-01-01 | 1991-03-15 | Petroleum | Unleaded gasoline | Unleaded gasoline |  | Steel | Steel |  | Painted or None | Steel |  | 1901-01-01 | [15 empty] | UST Currently In Use: 3; UST Temp Close: 0; AST Currently In Use: 0; AST Temp Closed: 0 | 3 | 0 | 5 | 15420-049-000392 | MAPCO EXPRESS, LLC
35450 | Permanently Closed | 1991-03-15 | 1976-01-01 | 1991-03-15 | Petroleum | Unleaded gasoline | Unleaded gasoline |  | Steel | Steel |  | Painted or None | Steel |  | 1901-01-01 | [15 empty] | UST Currently In Use: 3; UST Temp Close: 0; AST Currently In Use: 0; AST Temp Closed: 0 | 3 | 0 | 5 | 15420-049-000392 | MAPCO EXPRESS, LLC
35451 | Permanently Closed | 1991-03-15 | 1976-01-01 | 1991-03-15 | Petroleum | Unleaded gasoline | Unleaded gasoline |  | Steel | Steel |  | Painted or None | Steel |  | 1901-01-01 | [15 empty] | UST Currently In Use: 3; UST Temp Close: 0; AST Currently In Use: 0; AST Temp Closed: 0 | 3 | 0 | 5 | 15420-049-000392 | MAPCO EXPRESS, LLC
35452 | Permanently Closed | 1991-03-15 | 1976-01-01 | 1991-03-15 | Petroleum | Unleaded gasoline | Unleaded gasoline |  | Steel | Steel |  | Painted or None | Steel |  | 1901-01-01 | [15 empty] | UST Currently In Use: 3; UST Temp Close: 0; AST Currently In Use: 0; AST Temp Closed: 0 | 3 | 0 | 5 | 15420-049-000392 | MAPCO EXPRESS, LLC
35453 | Permanently Closed | 1991-03-15 | 1984-01-01 | 1991-03-15 | Petroleum | Unleaded gasoline | Unleaded gasoline |  | Steel | Steel |  | Painted or None | Steel |  | 1901-01-01 | [15 empty] | UST Currently In Use: 3; UST Temp Close: 0; AST Currently In Use: 0; AST Temp Closed: 0 | 3 | 0 | 5 | 15420-049-000392 | MAPCO EXPRESS, LLC
35454 | Currently in Use |  | 1985-01-01 |  | Petroleum | Unleaded gasoline | Unleaded gasoline | Retail | Single Wall, Steel | Steel | Field installed cathodic protection |  | Single Wall, Steel |  |  | Field installed cathodic protection | Catchment Basin, Single walled catchment basin | Automatic shutoff device At 95% full | Automatic shutoff device At 95% full |  |  | Continuous Automatic Tank Gauge |  | Other, MANIFOLDED | Other |  |  | Other, MANIFOLDED | Other |  | UST Currently In Use: 3; UST Temp Close: 0; AST Currently In Use: 0; AST Temp Closed: 0 | 3 | 0 | 0 | 15420-049-000404 | MAPCO EXPRESS, LLC
35455 | Currently in Use |  | 1985-01-01 |  | Petroleum | Unleaded gasoline | Unleaded gasoline | Retail | Single Wall, Steel | Steel | Field installed cathodic protection |  | Single Wall, Steel |  |  | Field installed cathodic protection | Catchment Basin, Single walled catchment basin | Automatic shutoff device At 95% full | Automatic shutoff device At 95% full |  |  | Continuous Automatic Tank Gauge |  | Automatic shutoff device (AELLD) | Automatic shutoff device (AELLD) | [5 empty] | UST Currently In Use: 3; UST Temp Close: 0; AST Currently In Use: 0; AST Temp Closed: 0 | 3 | 0 | 0 | 15420-049-000404 | MAPCO EXPRESS, LLC
35456 | Currently in Use |  | 1985-01-01 |  | Petroleum | Premium gasoline | Premium gasoline | Retail | Single Wall, Steel | Steel | Field installed cathodic protection |  | Single Wall, Steel |  |  | Field installed cathodic protection | Catchment Basin, Single walled catchment basin | Automatic shutoff device At 95% full | Automatic shutoff device At 95% full |  |  | Continuous Automatic Tank Gauge |  | Automatic shutoff device (AELLD) | Automatic shutoff device (AELLD) | [5 empty] | UST Currently In Use: 3; UST Temp Close: 0; AST Currently In Use: 0; AST Temp Closed: 0 | 3 | 0 | 0 | 15420-049-000404 | MAPCO EXPRESS, LLC
35457 | Currently in Use |  | 1984-01-01 |  | Petroleum | Unleaded gasoline | Unleaded gasoline | Retail | Steel | Steel | Coated & cathodic protection (sti-P3), Field installed cathodic protection |  | Steel |  |  | Field installed cathodic protection | Catchment Basin, Single walled catchment basin | Automatic shutoff device At 95% full | Automatic shutoff device At 95% full |  |  | Continuous Automatic Tank Gauge | [8 empty] | UST Currently In Use: 4; UST Temp Close: 0; AST Currently In Use: 0; AST Temp Closed: 0 | 4 | 0 | 0 | 26002-049-000433 | DHAIRYA2020 INC
35458 | Currently in Use |  | 1984-01-01 |  | Petroleum | On road diesel | On road diesel | Retail | Steel | Steel | Coated & cathodic protection (sti-P3), Field installed cathodic protection |  | Steel |  |  | Field installed cathodic protection | Catchment Basin, Single walled catchment basin | Automatic shutoff device At 95% full | Automatic shutoff device At 95% full |  |  | Continuous Automatic Tank Gauge | [8 empty] | UST Currently In Use: 4; UST Temp Close: 0; AST Currently In Use: 0; AST Temp Closed: 0 | 4 | 0 | 0 | 26002-049-000433 | DHAIRYA2020 INC
35459 | Currently in Use |  | 1983-01-01 |  | Petroleum | Premium gasoline | Premium gasoline | Retail | Steel | Steel | Field installed cathodic protection, Interior lined (not allowed as a standalone method of corrosion protection) |  | Steel |  |  | Field installed cathodic protection | Catchment Basin, Single walled catchment basin | Automatic shutoff device At 95% full | Automatic shutoff device At 95% full |  |  | Continuous Automatic Tank Gauge | [8 empty] | UST Currently In Use: 4; UST Temp Close: 0; AST Currently In Use: 0; AST Temp Closed: 0 | 4 | 0 | 0 | 26002-049-000433 | DHAIRYA2020 INC
35460 | Currently in Use |  | 1982-01-01 |  | Petroleum | On road diesel | On road diesel | Retail | Steel | Steel | Field installed cathodic protection, Interior lined (not allowed as a standalone method of corrosion protection) |  | Steel |  |  | Field installed cathodic protection | Catchment Basin, Single walled catchment basin | Automatic shutoff device At 95% full | Automatic shutoff device At 95% full |  |  | Continuous Automatic Tank Gauge | [8 empty] | UST Currently In Use: 4; UST Temp Close: 0; AST Currently In Use: 0; AST Temp Closed: 0 | 4 | 0 | 0 | 26002-049-000433 | DHAIRYA2020 INC
35461 | Currently in Use |  | 1985-01-01 |  | Petroleum | Unleaded gasoline | Unleaded gasoline | Retail | Single Wall, Steel | Steel | Coated & cathodic protection (sti-P3) |  | Double Wall, Steel, FRP COATED |  |  | Other, FLXS ISOLA | Catchment Basin, Single walled catchment basin | Automatic shutoff device At 95% full | Automatic shutoff device At 95% full |  |  | Continuous Automatic Tank Gauge |  | Automatic flow restrictor (MLLD) | Automatic flow restrictor (MLLD) |  |  | Annual line testing | Annual line testing |  | UST Currently In Use: 2; UST Temp Close: 0; AST Currently In Use: 0; AST Temp Closed: 0 | 2 | 0 | 1 | 15420-071-002125 | MAPCO EXPRESS, LLC
35462 | Currently in Use |  | 1985-01-01 |  | Petroleum | Premium gasoline | Premium gasoline | Retail | Single Wall, Steel | Steel | Coated & cathodic protection (sti-P3) |  | Double Wall, Steel, FRP COATED |  |  | Other, FLXS ISOLA | Catchment Basin, Single walled catchment basin | Automatic shutoff device At 95% full | Automatic shutoff device At 95% full |  |  | Continuous Automatic Tank Gauge |  | Automatic flow restrictor (MLLD) | Automatic flow restrictor (MLLD) |  |  | Annual line testing | Annual line testing |  | UST Currently In Use: 2; UST Temp Close: 0; AST Currently In Use: 0; AST Temp Closed: 0 | 2 | 0 | 1 | 15420-071-002125 | MAPCO EXPRESS, LLC
35463 | Permanently Closed | 1996-07-08 | 1985-01-01 | 1996-07-08 | Petroleum | Unleaded gasoline | Unleaded gasoline |  | Steel | Steel | Coated & cathodic protection (sti-P3) |  | Steel |  |  | Field installed cathodic protection | [5 empty] | Statistical Inventory Reconciliation (SIR) | [5 empty] | Annual line testing, Statistical inventory reconciliation (SIR) | Statistical inventory reconciliation (SIR) |  | UST Currently In Use: 2; UST Temp Close: 0; AST Currently In Use: 0; AST Temp Closed: 0 | 2 | 0 | 1 | 15420-071-002125 | MAPCO EXPRESS, LLC
35464 | Permanently Closed | 1988-12-01 | 1976-01-01 | 1988-12-05 | Petroleum | On road diesel | On road diesel |  | Steel | Steel |  | Painted or None | Steel |  | 1901-01-01 | [15 empty] | UST Currently In Use: 0; UST Temp Close: 0; AST Currently In Use: 0; AST Temp Closed: 0 | 0 | 0 | 6 | 15420-049-003257 | MAPCO EXPRESS, LLC
35465 | Permanently Closed | 1988-12-01 | 1976-01-01 | 1988-12-05 | Petroleum | Unleaded gasoline | Unleaded gasoline |  | Steel | Steel |  | Painted or None | Steel |  | 1901-01-01 | [15 empty] | UST Currently In Use: 0; UST Temp Close: 0; AST Currently In Use: 0; AST Temp Closed: 0 | 0 | 0 | 6 | 15420-049-003257 | MAPCO EXPRESS, LLC
35466 | Permanently Closed | 1988-12-01 | 1976-01-01 | 1988-12-05 | Petroleum | Unleaded gasoline | Unleaded gasoline |  | Steel | Steel |  | Painted or None | Steel |  | 1901-01-01 | [15 empty] | UST Currently In Use: 0; UST Temp Close: 0; AST Currently In Use: 0; AST Temp Closed: 0 | 0 | 0 | 6 | 15420-049-003257 | MAPCO EXPRESS, LLC
35467 | Permanently Closed | 1988-12-01 | 1976-01-01 | 1988-12-05 | Petroleum | Unleaded gasoline | Unleaded gasoline |  | Steel | Steel |  | Painted or None | Steel |  | 1901-01-01 | [15 empty] | UST Currently In Use: 0; UST Temp Close: 0; AST Currently In Use: 0; AST Temp Closed: 0 | 0 | 0 | 6 | 15420-049-003257 | MAPCO EXPRESS, LLC
35468 | Permanently Closed | 1988-12-01 | 1976-01-01 | 1988-12-05 | Petroleum | Kerosene | Kerosene |  | Steel | Steel |  | Painted or None | Steel |  | 1901-01-01 | [15 empty] | UST Currently In Use: 0; UST Temp Close: 0; AST Currently In Use: 0; AST Temp Closed: 0 | 0 | 0 | 6 | 15420-049-003257 | MAPCO EXPRESS, LLC
35469 | Permanently Closed | 1988-12-01 | 1976-01-01 | 1988-12-05 | Petroleum | Kerosene | Kerosene |  | Steel | Steel |  | Painted or None | Steel |  | 1901-01-01 | [15 empty] | UST Currently In Use: 0; UST Temp Close: 0; AST Currently In Use: 0; AST Temp Closed: 0 | 0 | 0 | 6 | 15420-049-003257 | MAPCO EXPRESS, LLC
35470 | Cannot Locate or abandoned | 2002-09-05 | 1982-01-01 |  | Petroleum | On road diesel | On road diesel | Retail | Steel | Steel | Field installed cathodic protection |  | Steel |  | 1901-01-01 | Field installed cathodic protection | Catchment Basin, Single walled catchment basin |  |  |  |  | Statistical Inventory Reconciliation (SIR) | [5 empty] | Annual line testing, Statistical inventory reconciliation (SIR) | Statistical inventory reconciliation (SIR) |  | UST Currently In Use: 0; UST Temp Close: 0; AST Currently In Use: 0; AST Temp Closed: 0 | 0 | 0 | 5 | 20860-049-003258 | FRANK STEELE
35471 | Permanently Closed | 1901-01-01 | 1973-01-01 | 1988-01-01 | Petroleum | Unleaded gasoline | Unleaded gasoline |  | Steel | Steel |  | Painted or None | Steel |  | 1901-01-01 | [15 empty] | UST Currently In Use: 0; UST Temp Close: 0; AST Currently In Use: 0; AST Temp Closed: 0 | 0 | 0 | 5 | 20860-049-003258 | FRANK STEELE
35472 | Permanently Closed | 1901-01-01 | 1973-01-01 | 1988-01-01 | Petroleum | Unleaded gasoline | Unleaded gasoline |  | Steel | Steel |  | Painted or None | Steel |  | 1901-01-01 | [15 empty] | UST Currently In Use: 0; UST Temp Close: 0; AST Currently In Use: 0; AST Temp Closed: 0 | 0 | 0 | 5 | 20860-049-003258 | FRANK STEELE
35473 | Permanently Closed | 1901-01-01 | 1973-01-01 | 1988-01-01 | Petroleum | Unleaded gasoline | Unleaded gasoline |  | Steel | Steel |  | Painted or None | Steel |  | 1901-01-01 | [15 empty] | UST Currently In Use: 0; UST Temp Close: 0; AST Currently In Use: 0; AST Temp Closed: 0 | 0 | 0 | 5 | 20860-049-003258 | FRANK STEELE
35474 | Permanently Closed | 1901-01-01 | 1973-01-01 | 1988-01-01 | Petroleum | Unleaded gasoline | Unleaded gasoline |  | Steel | Steel |  | Painted or None | Steel |  | 1901-01-01 | [15 empty] | UST Currently In Use: 0; UST Temp Close: 0; AST Currently In Use: 0; AST Temp Closed: 0 | 0 | 0 | 5 | 20860-049-003258 | FRANK STEELE
35475 | Permanently Closed | 1901-01-01 | 1973-01-01 | 1988-01-01 | Petroleum | Unleaded gasoline | Unleaded gasoline |  | Steel | Steel |  | Painted or None | Steel |  | 1901-01-01 | [15 empty] | UST Currently In Use: 0; UST Temp Close: 0; AST Currently In Use: 0; AST Temp Closed: 0 | 0 | 0 | 5 | 20860-049-003258 | FRANK STEELE
35476 | Cannot Locate or abandoned |  | 1985-01-01 |  | Petroleum | Unleaded gasoline | Unleaded gasoline | Retail | Steel | Steel | Coated & cathodic protection (sti-P3), Field installed cathodic protection |  | Steel |  | 1901-01-01 | Field installed cathodic protection | Catchment Basin, Single walled catchment basin | Flow Rest 90% Full | Flow Rest 90% Full |  |  | Statistical Inventory Reconciliation (SIR) | [5 empty] | Annual line testing, Statistical inventory reconciliation (SIR) | Statistical inventory reconciliation (SIR) |  | UST Currently In Use: 0; UST Temp Close: 0; AST Currently In Use: 0; AST Temp Closed: 0 | 0 | 0 | 5 | 20860-049-003258 | FRANK STEELE
35477 | Cannot Locate or abandoned | 2002-09-05 | 1985-01-01 |  | Petroleum | Unleaded gasoline | Unleaded gasoline | Retail | Steel | Steel | Coated & cathodic protection (sti-P3), Field installed cathodic protection |  | Steel |  | 1901-01-01 | Field installed cathodic protection | Catchment Basin, Single walled catchment basin |  |  |  |  | Statistical Inventory Reconciliation (SIR) | [5 empty] | Annual line testing, Statistical inventory reconciliation (SIR) | Statistical inventory reconciliation (SIR) |  | UST Currently In Use: 0; UST Temp Close: 0; AST Currently In Use: 0; AST Temp Closed: 0 | 0 | 0 | 5 | 20860-049-003258 | FRANK STEELE
35478 | Cannot Locate or abandoned | 2002-09-05 | 1985-01-01 |  | Petroleum | Mid-grade gasoline | Mid-grade gasoline | Retail | Steel | Steel | Coated & cathodic protection (sti-P3), Field installed cathodic protection |  | Steel |  | 1901-01-01 | Field installed cathodic protection | Catchment Basin, Single walled catchment basin |  |  |  |  | Statistical Inventory Reconciliation (SIR) | [5 empty] | Annual line testing, Statistical inventory reconciliation (SIR) | Statistical inventory reconciliation (SIR) |  | UST Currently In Use: 0; UST Temp Close: 0; AST Currently In Use: 0; AST Temp Closed: 0 | 0 | 0 | 5 | 20860-049-003258 | FRANK STEELE
35479 | Cannot Locate or abandoned | 2002-09-05 | 1985-01-01 |  | Petroleum | Mid-grade gasoline | Mid-grade gasoline | Retail | Steel | Steel | Coated & cathodic protection (sti-P3), Field installed cathodic protection |  | Steel |  | 1901-01-01 | Field installed cathodic protection | Catchment Basin, Single walled catchment basin |  |  |  |  | Statistical Inventory Reconciliation (SIR) | [5 empty] | Annual line testing, Statistical inventory reconciliation (SIR) | Statistical inventory reconciliation (SIR) |  | UST Currently In Use: 0; UST Temp Close: 0; AST Currently In Use: 0; AST Temp Closed: 0 | 0 | 0 | 5 | 20860-049-003258 | FRANK STEELE
35480 | Cannot Locate or abandoned | 2002-09-05 | 1985-01-01 |  | Petroleum | Premium gasoline | Premium gasoline | Retail | Steel | Steel | Coated & cathodic protection (sti-P3), Field installed cathodic protection |  | Steel |  | 1901-01-01 | Field installed cathodic protection | Catchment Basin, Single walled catchment basin |  |  |  |  | Statistical Inventory Reconciliation (SIR) | [5 empty] | Annual line testing, Statistical inventory reconciliation (SIR) | Statistical inventory reconciliation (SIR) |  | UST Currently In Use: 0; UST Temp Close: 0; AST Currently In Use: 0; AST Temp Closed: 0 | 0 | 0 | 5 | 20860-049-003258 | FRANK STEELE
35481 | Permanently Closed | 1990-10-08 | 1978-01-01 | 1990-10-08 | Petroleum | Unleaded gasoline | Unleaded gasoline |  | Steel | Steel |  | Painted or None | Steel |  | 1901-01-01 | [6 empty] | Statistical Inventory Reconciliation (SIR) | [5 empty] | Annual line testing | Annual line testing |  | UST Currently In Use: 3; UST Temp Close: 0; AST Currently In Use: 0; AST Temp Closed: 0 | 3 | 0 | 3 | 22890-049-003259 | RUSSELL LACEY & RODNEY LACEY
35482 | Permanently Closed | 1990-10-08 | 1978-01-01 | 1990-10-08 | Petroleum | Unleaded gasoline | Unleaded gasoline |  | Steel | Steel |  | Painted or None | Steel |  | 1901-01-01 | [15 empty] | UST Currently In Use: 3; UST Temp Close: 0; AST Currently In Use: 0; AST Temp Closed: 0 | 3 | 0 | 3 | 22890-049-003259 | RUSSELL LACEY & RODNEY LACEY
35483 | Permanently Closed | 1990-10-08 | 1978-01-01 | 1990-10-08 | Petroleum | Unleaded gasoline | Unleaded gasoline |  | Steel | Steel |  | Painted or None | Steel |  | 1901-01-01 | [15 empty] | UST Currently In Use: 3; UST Temp Close: 0; AST Currently In Use: 0; AST Temp Closed: 0 | 3 | 0 | 3 | 22890-049-003259 | RUSSELL LACEY & RODNEY LACEY
35484 | Currently in Use |  | 1976-01-01 |  | Petroleum | Unleaded gasoline | Unleaded gasoline | Retail | Steel | Steel | Field installed cathodic protection, Interior lined (not allowed as a standalone method of corrosion protection) |  | Steel, FIBCOATED |  | 1901-01-01 | Field installed cathodic protection, TOTAL CONT | Catchment Basin, Single walled catchment basin | Audible high level alarm At 90% full, Automatic shutoff device At 95% full | Automatic shutoff device At 95% full |  |  | Continuous Automatic Tank Gauge |  | Automatic shutoff device (AELLD) | Automatic shutoff device (AELLD) | [5 empty] | UST Currently In Use: 2; UST Temp Close: 0; AST Currently In Use: 0; AST Temp Closed: 0 | 2 | 0 | 0 | 15420-049-003267 | MAPCO EXPRESS, LLC
35485 | Currently in Use |  | 1976-01-01 |  | Petroleum | Premium gasoline | Premium gasoline | Retail | Steel | Steel | Field installed cathodic protection, Interior lined (not allowed as a standalone method of corrosion protection) |  | Steel, FIBCOATED |  | 1901-01-01 | Field installed cathodic protection, TOTAL CONT | Catchment Basin, Single walled catchment basin | Audible high level alarm At 90% full, Automatic shutoff device At 95% full | Automatic shutoff device At 95% full |  |  | Continuous Automatic Tank Gauge |  | Automatic shutoff device (AELLD) | Automatic shutoff device (AELLD) | [5 empty] | UST Currently In Use: 2; UST Temp Close: 0; AST Currently In Use: 0; AST Temp Closed: 0 | 2 | 0 | 0 | 15420-049-003267 | MAPCO EXPRESS, LLC
35486 | Permanently Closed | 1901-01-01 | 1976-01-01 | 2011-11-11 | Petroleum | Unleaded gasoline | Unleaded gasoline |  | Steel | Steel |  | Painted or None | Steel |  | 1901-01-01 |  |  | Audible high level alarm At 90% full | Audible high level alarm At 90% full |  |  | Statistical Inventory Reconciliation (SIR) | [8 empty] | UST Currently In Use: 3; UST Temp Close: 0; AST Currently In Use: 0; AST Temp Closed: 0 | 3 | 0 | 2 | 15420-049-003268 | MAPCO EXPRESS, LLC
35487 | Permanently Closed | 1901-01-01 | 1976-01-01 | 2011-11-11 | Petroleum | Unleaded gasoline | Unleaded gasoline |  | Steel | Steel |  | Painted or None | Steel |  | 1901-01-01 | [15 empty] | UST Currently In Use: 3; UST Temp Close: 0; AST Currently In Use: 0; AST Temp Closed: 0 | 3 | 0 | 2 | 15420-049-003268 | MAPCO EXPRESS, LLC
35488 | Currently in Use |  | 1989-01-01 |  | Petroleum | On road diesel | On road diesel | Retail | Single Wall, Steel | Steel | Field installed cathodic protection |  | Single Wall, Steel, COATED |  |  | Field installed cathodic protection, FLXS ISOLA | Catchment Basin, Single walled catchment basin | Audible high level alarm At 90% full, Automatic shutoff device At 95% full | Automatic shutoff device At 95% full |  |  | Continuous Automatic Tank Gauge |  | Automatic shutoff device (AELLD) | Automatic shutoff device (AELLD) | [5 empty] | UST Currently In Use: 3; UST Temp Close: 0; AST Currently In Use: 0; AST Temp Closed: 0 | 3 | 0 | 2 | 15420-049-003268 | MAPCO EXPRESS, LLC
35489 | Currently in Use |  | 1989-01-01 |  | Petroleum | Unleaded gasoline | Unleaded gasoline | Retail | Single Wall, Steel | Steel | Field installed cathodic protection |  | Single Wall, Steel, COATED |  |  | Field installed cathodic protection, FLXS ISOLA | Catchment Basin, Single walled catchment basin | Audible high level alarm At 90% full, Automatic shutoff device At 95% full | Automatic shutoff device At 95% full |  |  | Continuous Automatic Tank Gauge |  | Automatic shutoff device (AELLD) | Automatic shutoff device (AELLD) | [5 empty] | UST Currently In Use: 3; UST Temp Close: 0; AST Currently In Use: 0; AST Temp Closed: 0 | 3 | 0 | 2 | 15420-049-003268 | MAPCO EXPRESS, LLC
35490 | Currently in Use |  | 1989-01-01 |  | Petroleum | Premium gasoline | Premium gasoline | Retail | Single Wall, Steel | Steel | Field installed cathodic protection |  | Single Wall, Steel, COATED |  |  | Field installed cathodic protection, FLXS ISOLA | Catchment Basin, Single walled catchment basin | Audible high level alarm At 90% full, Automatic shutoff device At 95% full | Automatic shutoff device At 95% full |  |  | Continuous Automatic Tank Gauge |  | Automatic shutoff device (AELLD) | Automatic shutoff device (AELLD) | [5 empty] | UST Currently In Use: 3; UST Temp Close: 0; AST Currently In Use: 0; AST Temp Closed: 0 | 3 | 0 | 2 | 15420-049-003268 | MAPCO EXPRESS, LLC
35491 | Permanently Closed | 1989-07-01 | 1982-01-01 | 1989-07-19 | Petroleum | Unleaded gasoline | Unleaded gasoline |  | Steel | Steel |  | Painted or None | Steel |  | 1901-01-01 | [15 empty] | UST Currently In Use: 3; UST Temp Close: 0; AST Currently In Use: 0; AST Temp Closed: 0 | 3 | 0 | 3 | 15420-049-003269 | MAPCO EXPRESS, LLC
35492 | Permanently Closed | 1989-07-01 | 1982-01-01 | 1989-07-19 | Petroleum | Unleaded gasoline | Unleaded gasoline |  | Steel | Steel |  | Painted or None | Steel |  | 1901-01-01 | [15 empty] | UST Currently In Use: 3; UST Temp Close: 0; AST Currently In Use: 0; AST Temp Closed: 0 | 3 | 0 | 3 | 15420-049-003269 | MAPCO EXPRESS, LLC
35493 | Permanently Closed | 1989-07-01 | 1982-01-01 | 1989-07-19 | Petroleum | Unleaded gasoline | Unleaded gasoline |  | Steel | Steel |  | Painted or None | Steel |  | 1901-01-01 | [15 empty] | UST Currently In Use: 3; UST Temp Close: 0; AST Currently In Use: 0; AST Temp Closed: 0 | 3 | 0 | 3 | 15420-049-003269 | MAPCO EXPRESS, LLC
35494 | Currently in Use |  | 1989-01-01 |  | Petroleum | Unleaded gasoline | Unleaded gasoline | Retail | Single Wall, Steel | Steel | Field installed cathodic protection |  | Single Wall, Steel |  |  | Field installed cathodic protection | Catchment Basin, Single walled catchment basin | Automatic shutoff device At 95% full | Automatic shutoff device At 95% full |  |  | Continuous Automatic Tank Gauge |  | Automatic shutoff device (AELLD) | Automatic shutoff device (AELLD) | [5 empty] | UST Currently In Use: 3; UST Temp Close: 0; AST Currently In Use: 0; AST Temp Closed: 0 | 3 | 0 | 3 | 15420-049-003269 | MAPCO EXPRESS, LLC
35495 | Currently in Use |  | 1989-01-01 |  | Petroleum | On road diesel | On road diesel | Retail | Single Wall, Steel | Steel | Field installed cathodic protection |  | Single Wall, Steel |  |  | Field installed cathodic protection | Catchment Basin, Single walled catchment basin | Automatic shutoff device At 95% full | Automatic shutoff device At 95% full |  |  | Continuous Automatic Tank Gauge |  | Automatic shutoff device (AELLD) | Automatic shutoff device (AELLD) | [5 empty] | UST Currently In Use: 3; UST Temp Close: 0; AST Currently In Use: 0; AST Temp Closed: 0 | 3 | 0 | 3 | 15420-049-003269 | MAPCO EXPRESS, LLC
35496 | Currently in Use |  | 1989-01-01 |  | Petroleum | Premium gasoline | Premium gasoline | Retail | Single Wall, Steel | Steel | Field installed cathodic protection |  | Single Wall, Steel |  |  | Field installed cathodic protection | Catchment Basin, Single walled catchment basin | Automatic shutoff device At 95% full | Automatic shutoff device At 95% full |  |  | Continuous Automatic Tank Gauge |  | Automatic shutoff device (AELLD) | Automatic shutoff device (AELLD) | [5 empty] | UST Currently In Use: 3; UST Temp Close: 0; AST Currently In Use: 0; AST Temp Closed: 0 | 3 | 0 | 3 | 15420-049-003269 | MAPCO EXPRESS, LLC
35497 | Currently in Use |  | 1976-01-01 |  | Petroleum | Unleaded gasoline | Unleaded gasoline | Retail | Steel | Steel | Field installed cathodic protection, Interior lined (not allowed as a standalone method of corrosion protection) |  | Double Wall, Fiberglass reinforced plastic |  | 2017-12-08 |  | Catchment Basin, Single walled catchment basin | Automatic shutoff device At 95% full | Automatic shutoff device At 95% full |  |  | Continuous Automatic Tank Gauge | [8 empty] | UST Currently In Use: 3; UST Temp Close: 0; AST Currently In Use: 0; AST Temp Closed: 0 | 3 | 0 | 0 | 15420-049-003270 | MAPCO EXPRESS, LLC
35498 | Currently in Use |  | 1976-01-01 |  | Petroleum | On road diesel | On road diesel | Retail | Steel | Steel | Field installed cathodic protection, Interior lined (not allowed as a standalone method of corrosion protection) |  | Double Wall, Fiberglass reinforced plastic |  | 2017-12-08 |  | Catchment Basin, Single walled catchment basin | Automatic shutoff device At 95% full | Automatic shutoff device At 95% full |  |  | Continuous Automatic Tank Gauge | [8 empty] | UST Currently In Use: 3; UST Temp Close: 0; AST Currently In Use: 0; AST Temp Closed: 0 | 3 | 0 | 0 | 15420-049-003270 | MAPCO EXPRESS, LLC
35499 | Currently in Use |  | 1982-01-01 |  | Petroleum | Premium gasoline | Premium gasoline | Retail | Steel | Steel | Field installed cathodic protection |  | Double Wall, Fiberglass reinforced plastic |  | 2017-12-08 |  | Catchment Basin, Single walled catchment basin | Automatic shutoff device At 95% full | Automatic shutoff device At 95% full |  |  | Continuous Automatic Tank Gauge | [8 empty] | UST Currently In Use: 3; UST Temp Close: 0; AST Currently In Use: 0; AST Temp Closed: 0 | 3 | 0 | 0 | 15420-049-003270 | MAPCO EXPRESS, LLC
35500 | Currently in Use |  | 1984-01-01 |  | Petroleum | On road diesel | On road diesel | Retail | Steel | Steel | Field installed cathodic protection |  | Steel |  |  | Field installed cathodic protection | Catchment Basin, Single walled catchment basin | Automatic shutoff device At 95% full | Automatic shutoff device At 95% full |  |  | Continuous Automatic Tank Gauge |  | Automatic shutoff device (AELLD) | Automatic shutoff device (AELLD) | [5 empty] | UST Currently In Use: 3; UST Temp Close: 0; AST Currently In Use: 0; AST Temp Closed: 0 | 3 | 0 | 0 | 25649-049-003271 | JAYENDRA INC
35501 | Currently in Use |  | 1984-01-01 |  | Petroleum | Unleaded gasoline | Unleaded gasoline | Retail | Steel | Steel | Field installed cathodic protection |  | Steel |  |  | Field installed cathodic protection | Catchment Basin, Single walled catchment basin | Automatic shutoff device At 95% full | Automatic shutoff device At 95% full |  |  | Continuous Automatic Tank Gauge |  | Automatic shutoff device (AELLD) | Automatic shutoff device (AELLD) | [5 empty] | UST Currently In Use: 3; UST Temp Close: 0; AST Currently In Use: 0; AST Temp Closed: 0 | 3 | 0 | 0 | 25649-049-003271 | JAYENDRA INC
35502 | Currently in Use |  | 1984-01-01 |  | Petroleum | Premium gasoline | Premium gasoline | Retail | Steel | Steel | Field installed cathodic protection |  | Steel |  |  | Field installed cathodic protection | Catchment Basin, Single walled catchment basin | Automatic shutoff device At 95% full | Automatic shutoff device At 95% full |  |  | Continuous Automatic Tank Gauge |  | Automatic shutoff device (AELLD) | Automatic shutoff device (AELLD) | [5 empty] | UST Currently In Use: 3; UST Temp Close: 0; AST Currently In Use: 0; AST Temp Closed: 0 | 3 | 0 | 0 | 25649-049-003271 | JAYENDRA INC
35503 | Permanently Closed | 1901-01-01 | 1976-01-01 | 1988-09-23 | Petroleum | Unleaded gasoline | Unleaded gasoline |  | Steel | Steel |  | Painted or None | Steel |  | 1901-01-01 | [15 empty] | UST Currently In Use: 3; UST Temp Close: 0; AST Currently In Use: 0; AST Temp Closed: 0 | 3 | 0 | 2 | 15420-049-003272 | MAPCO EXPRESS, LLC
35504 | Permanently Closed | 1901-01-01 | 1976-01-01 | 1988-09-23 | Petroleum | Unleaded gasoline | Unleaded gasoline |  | Steel | Steel |  | Painted or None | Steel |  | 1901-01-01 | [15 empty] | UST Currently In Use: 3; UST Temp Close: 0; AST Currently In Use: 0; AST Temp Closed: 0 | 3 | 0 | 2 | 15420-049-003272 | MAPCO EXPRESS, LLC
35505 | Currently in Use |  | 1986-01-01 |  | Petroleum | On road diesel | On road diesel | Retail | Steel | Steel | Coated & cathodic protection (sti-P3), Field installed cathodic protection |  | Double Wall, Fiberglass reinforced plastic |  | 2018-01-31 |  | Catchment Basin, Single walled catchment basin | Automatic shutoff device At 95% full | Automatic shutoff device At 95% full |  |  | Continuous Automatic Tank Gauge | [8 empty] | UST Currently In Use: 3; UST Temp Close: 0; AST Currently In Use: 0; AST Temp Closed: 0 | 3 | 0 | 2 | 15420-049-003272 | MAPCO EXPRESS, LLC
35506 | Currently in Use |  | 1988-01-01 |  | Petroleum | Unleaded gasoline | Unleaded gasoline | Retail | Steel | Steel | Coated & cathodic protection (sti-P3), Field installed cathodic protection |  | Double Wall, Fiberglass reinforced plastic |  | 2018-01-31 |  | Catchment Basin, Single walled catchment basin | Automatic shutoff device At 95% full | Automatic shutoff device At 95% full |  |  | Continuous Automatic Tank Gauge | [8 empty] | UST Currently In Use: 3; UST Temp Close: 0; AST Currently In Use: 0; AST Temp Closed: 0 | 3 | 0 | 2 | 15420-049-003272 | MAPCO EXPRESS, LLC
35507 | Currently in Use |  | 1986-01-01 |  | Petroleum | Premium gasoline | Premium gasoline | Retail | Steel | Steel | Coated & cathodic protection (sti-P3), Field installed cathodic protection |  | Fiberglass reinforced plastic |  | 2018-01-31 |  | Catchment Basin, Single walled catchment basin | Automatic shutoff device At 95% full | Automatic shutoff device At 95% full |  |  | Continuous Automatic Tank Gauge | [8 empty] | UST Currently In Use: 3; UST Temp Close: 0; AST Currently In Use: 0; AST Temp Closed: 0 | 3 | 0 | 2 | 15420-049-003272 | MAPCO EXPRESS, LLC
35508 | Permanently Closed | 1999-01-23 | 1983-01-01 | 1999-01-23 | Petroleum | Unleaded gasoline | Unleaded gasoline | Retail | Steel | Steel |  | Painted or None | Steel |  | 1901-01-01 |  | Catchment Basin, Single walled catchment basin | Flow Rest 90% Full | Flow Rest 90% Full |  |  | Statistical Inventory Reconciliation (SIR) | [5 empty] | Annual line testing, Statistical inventory reconciliation (SIR) | Statistical inventory reconciliation (SIR) |  | UST Currently In Use: 2; UST Temp Close: 0; AST Currently In Use: 0; AST Temp Closed: 0 | 2 | 0 | 4 | 15420-049-003274 | MAPCO EXPRESS, LLC
35509 | Permanently Closed | 1999-01-23 | 1981-01-01 | 1999-01-23 | Petroleum | Unleaded gasoline | Unleaded gasoline | Retail | Steel | Steel |  | Painted or None | Steel |  | 1901-01-01 |  | Catchment Basin, Single walled catchment basin | Flow Rest 90% Full | Flow Rest 90% Full |  |  | Statistical Inventory Reconciliation (SIR) | [5 empty] | Annual line testing, Statistical inventory reconciliation (SIR) | Statistical inventory reconciliation (SIR) |  | UST Currently In Use: 2; UST Temp Close: 0; AST Currently In Use: 0; AST Temp Closed: 0 | 2 | 0 | 4 | 15420-049-003274 | MAPCO EXPRESS, LLC
35510 | Permanently Closed | 1999-01-23 | 1981-01-01 | 1999-01-23 | Petroleum | Unleaded gasoline | Unleaded gasoline | Retail | Steel | Steel |  | Painted or None | Steel |  | 1901-01-01 |  | Catchment Basin, Single walled catchment basin | Flow Rest 90% Full | Flow Rest 90% Full |  |  | Statistical Inventory Reconciliation (SIR) | [5 empty] | Annual line testing, Statistical inventory reconciliation (SIR) | Statistical inventory reconciliation (SIR) |  | UST Currently In Use: 2; UST Temp Close: 0; AST Currently In Use: 0; AST Temp Closed: 0 | 2 | 0 | 4 | 15420-049-003274 | MAPCO EXPRESS, LLC
35511 | Permanently Closed | 1999-01-23 | 1981-01-01 | 1999-01-23 | Petroleum | Unleaded gasoline | Unleaded gasoline | Retail | Steel | Steel |  | Painted or None | Steel |  | 1901-01-01 |  | Catchment Basin, Single walled catchment basin | Flow Rest 90% Full | Flow Rest 90% Full |  |  | Statistical Inventory Reconciliation (SIR) | [5 empty] | Annual line testing, Statistical inventory reconciliation (SIR) | Statistical inventory reconciliation (SIR) |  | UST Currently In Use: 2; UST Temp Close: 0; AST Currently In Use: 0; AST Temp Closed: 0 | 2 | 0 | 4 | 15420-049-003274 | MAPCO EXPRESS, LLC
35512 | Permanently Closed | 1988-12-01 | 1971-01-01 | 1988-12-01 | Petroleum | Unleaded gasoline | Unleaded gasoline |  | Steel | Steel |  | Painted or None | Steel |  | 1901-01-01 | [6 empty] | Statistical Inventory Reconciliation (SIR) | [8 empty] | UST Currently In Use: 3; UST Temp Close: 0; AST Currently In Use: 0; AST Temp Closed: 0 | 3 | 0 | 4 | 15420-049-003275 | MAPCO EXPRESS, LLC
35513 | Permanently Closed | 1988-12-01 | 1971-01-01 | 1988-12-01 | Petroleum | Unleaded gasoline | Unleaded gasoline |  | Steel | Steel |  | Painted or None | Steel |  | 1901-01-01 | [15 empty] | UST Currently In Use: 3; UST Temp Close: 0; AST Currently In Use: 0; AST Temp Closed: 0 | 3 | 0 | 4 | 15420-049-003275 | MAPCO EXPRESS, LLC
35514 | Permanently Closed | 1988-12-01 | 1971-01-01 | 1988-12-01 | Petroleum | Unleaded gasoline | Unleaded gasoline |  | Steel | Steel |  | Painted or None | Steel |  | 1901-01-01 | [15 empty] | UST Currently In Use: 3; UST Temp Close: 0; AST Currently In Use: 0; AST Temp Closed: 0 | 3 | 0 | 4 | 15420-049-003275 | MAPCO EXPRESS, LLC
35515 | Permanently Closed | 1988-12-01 | 1971-01-01 | 1988-12-01 | Petroleum | Unleaded gasoline | Unleaded gasoline |  | Steel | Steel |  | Painted or None | Steel |  | 1901-01-01 | [15 empty] | UST Currently In Use: 3; UST Temp Close: 0; AST Currently In Use: 0; AST Temp Closed: 0 | 3 | 0 | 4 | 15420-049-003275 | MAPCO EXPRESS, LLC
35516 | Currently in Use |  | 1986-01-01 |  | Petroleum | Unleaded gasoline | Unleaded gasoline | Retail | Steel | Steel | Coated & cathodic protection (sti-P3), Field installed cathodic protection |  | Steel |  |  | Field installed cathodic protection | Catchment Basin, Single walled catchment basin | Audible high level alarm At 90% full, Automatic shutoff device At 95% full | Automatic shutoff device At 95% full |  |  | Continuous Automatic Tank Gauge |  | Other, MANIFOLDED | Other | [5 empty] | UST Currently In Use: 3; UST Temp Close: 0; AST Currently In Use: 0; AST Temp Closed: 0 | 3 | 0 | 4 | 15420-049-003275 | MAPCO EXPRESS, LLC
35517 | Currently in Use |  | 1988-01-01 |  | Petroleum | Unleaded gasoline | Unleaded gasoline | Retail | Steel | Steel | Coated & cathodic protection (sti-P3), Field installed cathodic protection |  | Steel |  |  | Field installed cathodic protection | Catchment Basin, Single walled catchment basin | Audible high level alarm At 90% full, Automatic shutoff device At 95% full | Automatic shutoff device At 95% full |  |  | Continuous Automatic Tank Gauge |  | Automatic shutoff device (AELLD) | Automatic shutoff device (AELLD) | [5 empty] | UST Currently In Use: 3; UST Temp Close: 0; AST Currently In Use: 0; AST Temp Closed: 0 | 3 | 0 | 4 | 15420-049-003275 | MAPCO EXPRESS, LLC
35518 | Currently in Use |  | 1988-01-01 |  | Petroleum | Premium gasoline | Premium gasoline | Retail | Steel | Steel | Coated & cathodic protection (sti-P3), Field installed cathodic protection |  | Steel |  |  | Field installed cathodic protection | Catchment Basin, Single walled catchment basin | Audible high level alarm At 90% full, Automatic shutoff device At 95% full | Automatic shutoff device At 95% full |  |  | Continuous Automatic Tank Gauge |  | Automatic shutoff device (AELLD) | Automatic shutoff device (AELLD) | [5 empty] | UST Currently In Use: 3; UST Temp Close: 0; AST Currently In Use: 0; AST Temp Closed: 0 | 3 | 0 | 4 | 15420-049-003275 | MAPCO EXPRESS, LLC
35519 | Permanently Closed | 1901-01-01 | 1971-01-01 | 1989-03-01 | Petroleum | Unleaded gasoline | Unleaded gasoline |  | Steel | Steel |  | Painted or None | Steel |  | 1901-01-01 | [15 empty] | UST Currently In Use: 3; UST Temp Close: 0; AST Currently In Use: 0; AST Temp Closed: 0 | 3 | 0 | 3 | 15420-049-003276 | MAPCO EXPRESS, LLC
35520 | Permanently Closed | 1901-01-01 | 1971-01-01 | 1989-03-01 | Petroleum | Unleaded gasoline | Unleaded gasoline |  | Steel | Steel |  | Painted or None | Steel |  | 1901-01-01 | [15 empty] | UST Currently In Use: 3; UST Temp Close: 0; AST Currently In Use: 0; AST Temp Closed: 0 | 3 | 0 | 3 | 15420-049-003276 | MAPCO EXPRESS, LLC
35521 | Permanently Closed | 1901-01-01 | 1971-01-01 | 1989-03-01 | Petroleum | Unleaded gasoline | Unleaded gasoline |  | Steel | Steel |  | Painted or None | Steel |  | 1901-01-01 | [15 empty] | UST Currently In Use: 3; UST Temp Close: 0; AST Currently In Use: 0; AST Temp Closed: 0 | 3 | 0 | 3 | 15420-049-003276 | MAPCO EXPRESS, LLC
35522 | Currently in Use |  | 1989-01-01 |  | Petroleum | Mid-grade gasoline | Mid-grade gasoline | Retail | Single Wall, Steel | Steel | Coated & cathodic protection (sti-P3), Field installed cathodic protection |  | Single Wall, Steel |  |  | Field installed cathodic protection | Catchment Basin, Single walled catchment basin | Audible high level alarm At 90% full, Automatic shutoff device At 95% full, Flow Rest 90% Full | Flow Rest 90% Full |  |  | Continuous Automatic Tank Gauge |  | Automatic shutoff device (AELLD) | Automatic shutoff device (AELLD) | [5 empty] | UST Currently In Use: 3; UST Temp Close: 0; AST Currently In Use: 0; AST Temp Closed: 0 | 3 | 0 | 3 | 15420-049-003276 | MAPCO EXPRESS, LLC
35523 | Currently in Use |  | 1989-01-01 |  | Petroleum | Unleaded gasoline | Unleaded gasoline | Retail | Single Wall, Steel | Steel | Coated & cathodic protection (sti-P3), Field installed cathodic protection |  | Single Wall, Steel |  |  | Field installed cathodic protection | Catchment Basin, Single walled catchment basin | Audible high level alarm At 90% full, Automatic shutoff device At 95% full, Flow Rest 90% Full | Flow Rest 90% Full |  |  | Continuous Automatic Tank Gauge |  | Automatic shutoff device (AELLD) | Automatic shutoff device (AELLD) | [5 empty] | UST Currently In Use: 3; UST Temp Close: 0; AST Currently In Use: 0; AST Temp Closed: 0 | 3 | 0 | 3 | 15420-049-003276 | MAPCO EXPRESS, LLC
35524 | Currently in Use |  | 1989-01-01 |  | Petroleum | Premium gasoline | Premium gasoline | Retail | Single Wall, Steel | Steel | Coated & cathodic protection (sti-P3), Field installed cathodic protection |  | Single Wall, Steel |  |  | Field installed cathodic protection | Catchment Basin, Single walled catchment basin | Audible high level alarm At 90% full, Automatic shutoff device At 95% full, Flow Rest 90% Full | Flow Rest 90% Full |  |  | Continuous Automatic Tank Gauge |  | Automatic shutoff device (AELLD) | Automatic shutoff device (AELLD) | [5 empty] | UST Currently In Use: 3; UST Temp Close: 0; AST Currently In Use: 0; AST Temp Closed: 0 | 3 | 0 | 3 | 15420-049-003276 | MAPCO EXPRESS, LLC
35525 | Permanently Closed | 1901-01-01 | 1976-01-01 | 1988-02-01 | Petroleum | Unleaded gasoline | Unleaded gasoline |  | Steel | Steel |  | Painted or None | Steel |  | 1901-01-01 | [6 empty] | Statistical Inventory Reconciliation (SIR) | [8 empty] | UST Currently In Use: 3; UST Temp Close: 0; AST Currently In Use: 0; AST Temp Closed: 0 | 3 | 0 | 3 | 25207-019-003282 | JOHN GAULT
35526 | Permanently Closed | 1901-01-01 | 1976-01-01 | 1988-02-01 | Petroleum | Unleaded gasoline | Unleaded gasoline |  | Steel | Steel |  | Painted or None | Steel |  | 1901-01-01 | [15 empty] | UST Currently In Use: 3; UST Temp Close: 0; AST Currently In Use: 0; AST Temp Closed: 0 | 3 | 0 | 3 | 25207-019-003282 | JOHN GAULT
35527 | Permanently Closed | 1901-01-01 | 1976-01-01 | 1988-02-01 | Petroleum | Unleaded gasoline | Unleaded gasoline |  | Steel | Steel |  | Painted or None | Steel |  | 1901-01-01 | [15 empty] | UST Currently In Use: 3; UST Temp Close: 0; AST Currently In Use: 0; AST Temp Closed: 0 | 3 | 0 | 3 | 25207-019-003282 | JOHN GAULT
35528 | Currently in Use |  | 1988-03-31 |  | Petroleum | Unleaded gasoline | Unleaded gasoline | Retail | Single Wall, Steel | Steel | Coated & cathodic protection (sti-P3), Field installed cathodic protection |  | Single Wall, Steel |  |  | Field installed cathodic protection, COATED | Catchment Basin, Single walled catchment basin | Automatic shutoff device At 95% full | Automatic shutoff device At 95% full |  |  | Continuous Automatic Tank Gauge, Statistical Inventory Reconciliation (SIR) | [8 empty] | UST Currently In Use: 3; UST Temp Close: 0; AST Currently In Use: 0; AST Temp Closed: 0 | 3 | 0 | 3 | 25207-019-003282 | JOHN GAULT
35529 | Currently in Use |  | 1988-03-31 |  | Petroleum | Other, OFF-ROAD D | Other | Retail | Single Wall, Steel | Steel | Coated & cathodic protection (sti-P3), Field installed cathodic protection |  | Single Wall, Steel, COATED |  |  | Field installed cathodic protection | Catchment Basin, Single walled catchment basin | Automatic shutoff device At 95% full | Automatic shutoff device At 95% full |  |  | Continuous Automatic Tank Gauge, Statistical Inventory Reconciliation (SIR) | [8 empty] | UST Currently In Use: 3; UST Temp Close: 0; AST Currently In Use: 0; AST Temp Closed: 0 | 3 | 0 | 3 | 25207-019-003282 | JOHN GAULT
35530 | Currently in Use |  | 1988-03-31 |  | Petroleum | Other, NON-ETHANO | Other | Retail | Single Wall, Steel | Steel | Coated & cathodic protection (sti-P3), Field installed cathodic protection |  | Single Wall, Steel, COATED |  |  | Field installed cathodic protection | Catchment Basin, Single walled catchment basin | Automatic shutoff device At 95% full | Automatic shutoff device At 95% full |  |  | Continuous Automatic Tank Gauge, Statistical Inventory Reconciliation (SIR) | [8 empty] | UST Currently In Use: 3; UST Temp Close: 0; AST Currently In Use: 0; AST Temp Closed: 0 | 3 | 0 | 3 | 25207-019-003282 | JOHN GAULT
35531 | Permanently Closed | 1987-05-01 | 1971-01-01 | 1988-12-21 | Petroleum | Unleaded gasoline | Unleaded gasoline |  | Steel | Steel |  | Painted or None | Steel |  | 1901-01-01 | [15 empty] | UST Currently In Use: 0; UST Temp Close: 0; AST Currently In Use: 0; AST Temp Closed: 0 | 0 | 0 | 4 | 19625-049-003284 | BUILDERS SUPPLY COMPANY INC
35532 | Permanently Closed | 1987-05-01 | 1971-01-01 | 1988-12-21 | Petroleum | On road diesel | On road diesel |  | Steel | Steel |  | Painted or None | Steel |  | 1901-01-01 | [15 empty] | UST Currently In Use: 0; UST Temp Close: 0; AST Currently In Use: 0; AST Temp Closed: 0 | 0 | 0 | 4 | 19625-049-003284 | BUILDERS SUPPLY COMPANY INC
35533 | Permanently Closed | 2019-01-05 | 1985-01-01 | 2021-01-06 | Petroleum | Unleaded gasoline | Unleaded gasoline | Industrial | Steel | Steel | Coated & cathodic protection (sti-P3) |  | Double Wall, Flexible | ENVIRON |  |  | Catchment Basin, Single walled catchment basin | Automatic shutoff device At 95% full | Automatic shutoff device At 95% full |  |  | Automatic Tank Gauge | [8 empty] | UST Currently In Use: 0; UST Temp Close: 0; AST Currently In Use: 0; AST Temp Closed: 0 | 0 | 0 | 4 | 19625-049-003284 | BUILDERS SUPPLY COMPANY INC
35534 | Permanently Closed | 2019-01-05 | 1985-01-01 | 2021-01-06 | Petroleum | On road diesel | On road diesel | Retail | Steel | Steel | Coated & cathodic protection (sti-P3) |  | Double Wall, Flexible | ENVIRON |  |  | Catchment Basin, Single walled catchment basin | Automatic shutoff device At 95% full | Automatic shutoff device At 95% full |  |  | Automatic Tank Gauge | [8 empty] | UST Currently In Use: 0; UST Temp Close: 0; AST Currently In Use: 0; AST Temp Closed: 0 | 0 | 0 | 4 | 19625-049-003284 | BUILDERS SUPPLY COMPANY INC
35535 | Permanently Closed | 1993-07-01 | 1974-01-01 | 1993-07-01 | Petroleum | Unleaded gasoline | Unleaded gasoline |  | Steel | Steel |  | Painted or None | Steel |  | 1901-01-01 | [15 empty] | UST Currently In Use: 0; UST Temp Close: 0; AST Currently In Use: 0; AST Temp Closed: 0 | 0 | 0 | 3 | 15420-049-003286 | MAPCO EXPRESS, LLC
35536 | Permanently Closed | 1993-07-01 | 1974-01-01 | 1993-07-01 | Petroleum | Unleaded gasoline | Unleaded gasoline |  | Steel | Steel |  | Painted or None | Steel |  | 1901-01-01 | [15 empty] | UST Currently In Use: 0; UST Temp Close: 0; AST Currently In Use: 0; AST Temp Closed: 0 | 0 | 0 | 3 | 15420-049-003286 | MAPCO EXPRESS, LLC
35537 | Permanently Closed | 1993-07-01 | 1976-01-01 | 1993-07-01 | Petroleum | Unleaded gasoline | Unleaded gasoline |  | Steel | Steel |  | Painted or None | Steel |  | 1901-01-01 | [15 empty] | UST Currently In Use: 0; UST Temp Close: 0; AST Currently In Use: 0; AST Temp Closed: 0 | 0 | 0 | 3 | 15420-049-003286 | MAPCO EXPRESS, LLC
35538 | Permanently Closed | 1901-01-01 | 1974-01-01 | 1988-01-01 | Petroleum | Unleaded gasoline | Unleaded gasoline |  | Steel | Steel |  | Painted or None | Steel |  | 1901-01-01 | [15 empty] | UST Currently In Use: 0; UST Temp Close: 0; AST Currently In Use: 0; AST Temp Closed: 0 | 0 | 0 | 7 | 15420-049-003291 | MAPCO EXPRESS, LLC
35539 | Permanently Closed | 1901-01-01 | 1974-01-01 | 1988-01-01 | Petroleum | Unleaded gasoline | Unleaded gasoline |  | Steel | Steel |  | Painted or None | Steel |  | 1901-01-01 | [15 empty] | UST Currently In Use: 0; UST Temp Close: 0; AST Currently In Use: 0; AST Temp Closed: 0 | 0 | 0 | 7 | 15420-049-003291 | MAPCO EXPRESS, LLC
35540 | Permanently Closed | 2015-07-01 | 1983-01-01 |  | Petroleum | Unleaded gasoline | Unleaded gasoline | Retail | Steel | Steel | Field installed cathodic protection |  | Steel |  |  | Field installed cathodic protection | Catchment Basin, Single walled catchment basin | Automatic shutoff device At 95% full | Automatic shutoff device At 95% full |  |  | Continuous Automatic Tank Gauge |  | Automatic shutoff device (AELLD) | Automatic shutoff device (AELLD) | [5 empty] | UST Currently In Use: 0; UST Temp Close: 0; AST Currently In Use: 0; AST Temp Closed: 0 | 0 | 0 | 7 | 15420-049-003291 | MAPCO EXPRESS, LLC
35542 | Permanently Closed | 2015-07-01 | 1986-01-01 |  | Petroleum | Mid-grade gasoline | Mid-grade gasoline | Retail | Steel | Steel | Coated & cathodic protection (sti-P3), Field installed cathodic protection |  | Steel, COATED |  |  | Field installed cathodic protection | Catchment Basin, Single walled catchment basin | Automatic shutoff device At 95% full | Automatic shutoff device At 95% full |  |  | Continuous Automatic Tank Gauge |  | Automatic shutoff device (AELLD) | Automatic shutoff device (AELLD) | [5 empty] | UST Currently In Use: 0; UST Temp Close: 0; AST Currently In Use: 0; AST Temp Closed: 0 | 0 | 0 | 7 | 15420-049-003291 | MAPCO EXPRESS, LLC
35543 | Permanently Closed | 2015-07-01 | 1986-01-01 |  | Petroleum | Premium gasoline | Premium gasoline | Retail | Steel | Steel | Coated & cathodic protection (sti-P3), Field installed cathodic protection |  | Steel, COATED |  |  | Field installed cathodic protection | Catchment Basin, Single walled catchment basin | Automatic shutoff device At 95% full | Automatic shutoff device At 95% full |  |  | Continuous Automatic Tank Gauge |  | Automatic shutoff device (AELLD) | Automatic shutoff device (AELLD) | [5 empty] | UST Currently In Use: 0; UST Temp Close: 0; AST Currently In Use: 0; AST Temp Closed: 0 | 0 | 0 | 7 | 15420-049-003291 | MAPCO EXPRESS, LLC
35544 | Permanently Closed | 2015-07-01 | 1986-01-01 |  | Petroleum | On road diesel | On road diesel | Retail | Steel | Steel | Coated & cathodic protection (sti-P3), Field installed cathodic protection |  | Steel, COATED |  |  | Field installed cathodic protection | Catchment Basin, Single walled catchment basin | Automatic shutoff device At 95% full | Automatic shutoff device At 95% full |  |  | Continuous Automatic Tank Gauge |  | Automatic shutoff device (AELLD) | Automatic shutoff device (AELLD) | [5 empty] | UST Currently In Use: 0; UST Temp Close: 0; AST Currently In Use: 0; AST Temp Closed: 0 | 0 | 0 | 7 | 15420-049-003291 | MAPCO EXPRESS, LLC
35545 | Permanently Closed | 2009-07-31 | 1974-01-01 | 2009-07-31 | Petroleum | Unleaded gasoline | Unleaded gasoline | Retail | Steel | Steel | Field installed cathodic protection, Interior lined (not allowed as a standalone method of corrosion protection) |  | Steel |  |  | Field installed cathodic protection | Catchment Basin, Single walled catchment basin | Automatic shutoff device At 95% full | Automatic shutoff device At 95% full |  |  | Continuous Automatic Tank Gauge | [8 empty] | UST Currently In Use: 0; UST Temp Close: 0; AST Currently In Use: 0; AST Temp Closed: 0 | 0 | 0 | 2 | 15420-049-003293 | MAPCO EXPRESS, LLC
35546 | Permanently Closed | 2009-07-31 | 1974-01-01 | 2009-07-31 | Petroleum | On road diesel | On road diesel | Retail | Steel | Steel | Field installed cathodic protection, Interior lined (not allowed as a standalone method of corrosion protection) |  | Steel |  | 1901-01-01 | Field installed cathodic protection | Catchment Basin, Single walled catchment basin | Automatic shutoff device At 95% full | Automatic shutoff device At 95% full |  |  | Continuous Automatic Tank Gauge | [8 empty] | UST Currently In Use: 0; UST Temp Close: 0; AST Currently In Use: 0; AST Temp Closed: 0 | 0 | 0 | 2 | 15420-049-003293 | MAPCO EXPRESS, LLC
35547 | Permanently Closed | 1995-08-17 | 1982-01-01 | 1995-08-17 | Petroleum | Unleaded gasoline | Unleaded gasoline |  | Steel | Steel |  | Painted or None | Steel |  | 1901-01-01 | [15 empty] | UST Currently In Use: 0; UST Temp Close: 0; AST Currently In Use: 0; AST Temp Closed: 0 | 0 | 0 | 2 | 17872-049-003295 | DANNY M VICKERS
35548 | Permanently Closed | 1995-08-17 | 1982-01-01 | 1995-08-17 | Petroleum | Unleaded gasoline | Unleaded gasoline |  | Steel | Steel |  | Painted or None | Steel |  | 1901-01-01 | [15 empty] | UST Currently In Use: 0; UST Temp Close: 0; AST Currently In Use: 0; AST Temp Closed: 0 | 0 | 0 | 2 | 17872-049-003295 | DANNY M VICKERS
35549 | Temporary Closed | 2016-06-01 | 1990-01-01 |  | Petroleum | Unleaded gasoline | Unleaded gasoline | Retail | Single Wall, Steel | Steel | Coated & cathodic protection (sti-P3) |  | Double Wall, Flexible |  |  |  | Catchment Basin, Single walled catchment basin | Audible high level alarm At 90% full, Flow Rest 90% Full | Flow Rest 90% Full |  |  | Continuous Automatic Tank Gauge |  | Automatic shutoff device (AELLD) | Automatic shutoff device (AELLD) | [5 empty] | UST Currently In Use: 0; UST Temp Close: 3; AST Currently In Use: 0; AST Temp Closed: 0 | 0 | 3 | 1 | 23927-049-006130 | HARESHKUMAR K. PATEL
35550 | Temporary Closed | 2016-06-01 | 1990-01-01 |  | Petroleum | Mid-grade gasoline | Mid-grade gasoline | Retail | Single Wall, Steel | Steel | Coated & cathodic protection (sti-P3) |  | Double Wall, Flexible |  |  |  | Catchment Basin, Single walled catchment basin | Audible high level alarm At 90% full, Flow Rest 90% Full | Flow Rest 90% Full |  |  | Continuous Automatic Tank Gauge |  | Automatic shutoff device (AELLD) | Automatic shutoff device (AELLD) | [5 empty] | UST Currently In Use: 0; UST Temp Close: 3; AST Currently In Use: 0; AST Temp Closed: 0 | 0 | 3 | 1 | 23927-049-006130 | HARESHKUMAR K. PATEL
35551 | Temporary Closed | 2016-06-01 | 1990-01-01 |  | Petroleum | Premium gasoline | Premium gasoline | Retail | Single Wall, Steel | Steel | Coated & cathodic protection (sti-P3) |  | Double Wall, Flexible |  |  |  | Catchment Basin, Single walled catchment basin | Audible high level alarm At 90% full, Flow Rest 90% Full | Flow Rest 90% Full |  |  | Continuous Automatic Tank Gauge |  | Automatic shutoff device (AELLD) | Automatic shutoff device (AELLD) | [5 empty] | UST Currently In Use: 0; UST Temp Close: 3; AST Currently In Use: 0; AST Temp Closed: 0 | 0 | 3 | 1 | 23927-049-006130 | HARESHKUMAR K. PATEL
35552 | Permanently Closed | 1989-01-01 | 1990-01-01 |  | Petroleum | Used oil | Used oil | Retail | Steel | Steel | Coated & cathodic protection (sti-P3) |  | Steel |  | 1901-01-01 |  | Catchment Basin, EXEMPT | Flow Rest 90% Full, EXEMPT | Flow Rest 90% Full | Interstitial Monitoring within Secondary Containment |  | Statistical Inventory Reconciliation (SIR) | [8 empty] | UST Currently In Use: 0; UST Temp Close: 3; AST Currently In Use: 0; AST Temp Closed: 0 | 0 | 3 | 1 | 23927-049-006130 | HARESHKUMAR K. PATEL
35553 | Permanently Closed | 1991-04-08 | 1984-01-01 | 1991-04-08 | Petroleum | Unleaded gasoline | Unleaded gasoline |  | Steel | Steel |  | Painted or None | Steel |  | 1901-01-01 | [15 empty] | UST Currently In Use: 4; UST Temp Close: 0; AST Currently In Use: 0; AST Temp Closed: 0 | 4 | 0 | 4 | 25384-049-012700 | SRUJAL PATEL
35554 | Permanently Closed | 1991-04-08 | 1984-01-01 | 1991-04-28 | Petroleum | Unleaded gasoline | Unleaded gasoline |  | Steel | Steel |  | Painted or None | Steel |  | 1901-01-01 | [15 empty] | UST Currently In Use: 4; UST Temp Close: 0; AST Currently In Use: 0; AST Temp Closed: 0 | 4 | 0 | 4 | 25384-049-012700 | SRUJAL PATEL
35555 | Permanently Closed | 1991-04-08 | 1984-01-01 | 1991-04-08 | Petroleum | Unleaded gasoline | Unleaded gasoline |  | Steel | Steel |  | Painted or None | Steel |  | 1901-01-01 | [15 empty] | UST Currently In Use: 4; UST Temp Close: 0; AST Currently In Use: 0; AST Temp Closed: 0 | 4 | 0 | 4 | 25384-049-012700 | SRUJAL PATEL
35556 | Permanently Closed | 1991-04-08 | 1984-01-01 | 1991-04-08 | Petroleum | On road diesel | On road diesel |  | Steel | Steel |  | Painted or None | Steel |  | 1901-01-01 | [15 empty] | UST Currently In Use: 4; UST Temp Close: 0; AST Currently In Use: 0; AST Temp Closed: 0 | 4 | 0 | 4 | 25384-049-012700 | SRUJAL PATEL
35557 | Permanently Closed | 1991-09-24 | 1965-01-01 | 1991-09-24 | Petroleum | Unleaded gasoline | Unleaded gasoline |  | Steel | Steel |  | Painted or None | Steel |  | 1901-01-01 | [15 empty] | UST Currently In Use: 0; UST Temp Close: 0; AST Currently In Use: 0; AST Temp Closed: 0 | 0 | 0 | 5 | 15420-049-012703 | MAPCO EXPRESS, LLC
35558 | Permanently Closed | 1991-09-24 | 1965-01-01 | 1991-09-24 | Petroleum | Unleaded gasoline | Unleaded gasoline |  | Steel | Steel |  | Painted or None | Steel |  | 1901-01-01 | [15 empty] | UST Currently In Use: 0; UST Temp Close: 0; AST Currently In Use: 0; AST Temp Closed: 0 | 0 | 0 | 5 | 15420-049-012703 | MAPCO EXPRESS, LLC
35559 | Permanently Closed | 1991-09-24 | 1965-01-01 | 1991-09-24 | Petroleum | Unleaded gasoline | Unleaded gasoline |  | Steel | Steel |  | Painted or None | Steel |  | 1901-01-01 | [15 empty] | UST Currently In Use: 0; UST Temp Close: 0; AST Currently In Use: 0; AST Temp Closed: 0 | 0 | 0 | 5 | 15420-049-012703 | MAPCO EXPRESS, LLC
35560 | Permanently Closed | 1991-09-23 | 1981-01-01 | 1991-09-23 | Petroleum | Unleaded gasoline | Unleaded gasoline |  | Steel | Steel |  | Painted or None | Steel |  | 1901-01-01 | [12 empty] | Annual line testing | Annual line testing |  | UST Currently In Use: 0; UST Temp Close: 0; AST Currently In Use: 0; AST Temp Closed: 0 | 0 | 0 | 5 | 15420-049-012703 | MAPCO EXPRESS, LLC
35561 | Permanently Closed | 1991-09-23 | 1981-01-01 | 1991-09-23 | Petroleum | On road diesel | On road diesel |  | Steel | Steel |  | Painted or None | Steel |  | 1901-01-01 | [12 empty] | Annual line testing | Annual line testing |  | UST Currently In Use: 0; UST Temp Close: 0; AST Currently In Use: 0; AST Temp Closed: 0 | 0 | 0 | 5 | 15420-049-012703 | MAPCO EXPRESS, LLC
35562 | Permanently Closed | 1990-01-05 | 1976-01-01 | 1990-01-05 | Petroleum | Unleaded gasoline | Unleaded gasoline |  | Steel | Steel |  | Painted or None | Steel |  | 1901-01-01 | [15 empty] | UST Currently In Use: 0; UST Temp Close: 0; AST Currently In Use: 0; AST Temp Closed: 0 | 0 | 0 | 3 | 15420-049-012706 | MAPCO EXPRESS, LLC
35563 | Permanently Closed | 1990-01-05 | 1976-01-01 | 1990-01-05 | Petroleum | Unleaded gasoline | Unleaded gasoline |  | Steel | Steel |  | Painted or None | Steel |  | 1901-01-01 | [15 empty] | UST Currently In Use: 0; UST Temp Close: 0; AST Currently In Use: 0; AST Temp Closed: 0 | 0 | 0 | 3 | 15420-049-012706 | MAPCO EXPRESS, LLC
35564 | Permanently Closed | 1990-01-05 | 1976-01-01 | 1990-01-05 | Petroleum | Unleaded gasoline | Unleaded gasoline |  | Steel | Steel |  | Painted or None | Steel |  | 1901-01-01 | [15 empty] | UST Currently In Use: 0; UST Temp Close: 0; AST Currently In Use: 0; AST Temp Closed: 0 | 0 | 0 | 3 | 15420-049-012706 | MAPCO EXPRESS, LLC
35565 | Currently in Use |  | 1975-01-01 |  | Petroleum | Unleaded gasoline | Unleaded gasoline | Retail | Single Wall, Steel | Steel | Field installed cathodic protection |  | Single Wall, Steel |  |  | Field installed cathodic protection | Catchment Basin, Single walled catchment basin | Automatic shutoff device At 95% full | Automatic shutoff device At 95% full |  |  | Statistical Inventory Reconciliation (SIR) | [8 empty] | UST Currently In Use: 3; UST Temp Close: 0; AST Currently In Use: 0; AST Temp Closed: 0 | 3 | 0 | 0 | 25749-049-012707 | VHDOC LLC
35566 | Currently in Use |  | 1975-01-01 |  | Petroleum | On road diesel | On road diesel | Retail | Single Wall, Steel | Steel | Field installed cathodic protection |  | Single Wall, Steel |  |  | Field installed cathodic protection | Catchment Basin, Single walled catchment basin | Automatic shutoff device At 95% full | Automatic shutoff device At 95% full |  |  | Statistical Inventory Reconciliation (SIR) | [8 empty] | UST Currently In Use: 3; UST Temp Close: 0; AST Currently In Use: 0; AST Temp Closed: 0 | 3 | 0 | 0 | 25749-049-012707 | VHDOC LLC
35567 | Currently in Use |  | 1975-01-01 |  | Petroleum | Premium gasoline | Premium gasoline | Retail | Single Wall, Steel | Steel | Field installed cathodic protection |  | Single Wall, Steel |  |  | Field installed cathodic protection | Catchment Basin, Single walled catchment basin | Automatic shutoff device At 95% full | Automatic shutoff device At 95% full |  |  | Statistical Inventory Reconciliation (SIR) | [8 empty] | UST Currently In Use: 3; UST Temp Close: 0; AST Currently In Use: 0; AST Temp Closed: 0 | 3 | 0 | 0 | 25749-049-012707 | VHDOC LLC
35568 | Permanently Closed | 1989-12-22 | 1976-01-01 | 1989-12-22 | Petroleum | Unleaded gasoline | Unleaded gasoline |  | Steel | Steel |  | Painted or None | Steel |  | 1901-01-01 | [15 empty] | UST Currently In Use: 0; UST Temp Close: 0; AST Currently In Use: 0; AST Temp Closed: 0 | 0 | 0 | 2 | 15420-049-012708 | MAPCO EXPRESS, LLC
35569 | Permanently Closed | 1989-12-22 | 1976-01-01 | 1989-12-22 | Petroleum | Unleaded gasoline | Unleaded gasoline |  | Steel | Steel |  | Painted or None | Steel |  | 1901-01-01 | [15 empty] | UST Currently In Use: 0; UST Temp Close: 0; AST Currently In Use: 0; AST Temp Closed: 0 | 0 | 0 | 2 | 15420-049-012708 | MAPCO EXPRESS, LLC
35570 | Permanently Closed | 1998-01-01 | 1979-01-01 | 1999-04-09 | Petroleum | Unleaded gasoline | Unleaded gasoline |  | Steel | Steel |  | Painted or None | Steel |  | 1901-01-01 | [6 empty] | Statistical Inventory Reconciliation (SIR) | [5 empty] | Annual line testing, Statistical inventory reconciliation (SIR) | Statistical inventory reconciliation (SIR) |  | UST Currently In Use: 0; UST Temp Close: 0; AST Currently In Use: 0; AST Temp Closed: 0 | 0 | 0 | 4 | 15420-049-012709 | MAPCO EXPRESS, LLC
35571 | Permanently Closed | 1998-01-01 | 1979-01-01 | 1999-04-09 | Petroleum | Unleaded gasoline | Unleaded gasoline |  | Steel | Steel |  | Painted or None | Steel |  | 1901-01-01 | [6 empty] | Statistical Inventory Reconciliation (SIR) | [5 empty] | Annual line testing, Statistical inventory reconciliation (SIR) | Statistical inventory reconciliation (SIR) |  | UST Currently In Use: 0; UST Temp Close: 0; AST Currently In Use: 0; AST Temp Closed: 0 | 0 | 0 | 4 | 15420-049-012709 | MAPCO EXPRESS, LLC
35572 | Permanently Closed | 1998-01-01 | 1979-01-01 | 1999-04-09 | Petroleum | Unleaded gasoline | Unleaded gasoline |  | Steel | Steel |  | Painted or None | Steel |  | 1901-01-01 | [6 empty] | Statistical Inventory Reconciliation (SIR) | [5 empty] | Annual line testing, Statistical inventory reconciliation (SIR) | Statistical inventory reconciliation (SIR) |  | UST Currently In Use: 0; UST Temp Close: 0; AST Currently In Use: 0; AST Temp Closed: 0 | 0 | 0 | 4 | 15420-049-012709 | MAPCO EXPRESS, LLC
35573 | Permanently Closed | 1998-01-01 | 1979-01-01 | 1999-04-09 | Petroleum | On road diesel | On road diesel |  | Steel | Steel |  | Painted or None | Steel |  | 1901-01-01 | [6 empty] | Statistical Inventory Reconciliation (SIR) | [5 empty] | Annual line testing, Statistical inventory reconciliation (SIR) | Statistical inventory reconciliation (SIR) |  | UST Currently In Use: 0; UST Temp Close: 0; AST Currently In Use: 0; AST Temp Closed: 0 | 0 | 0 | 4 | 15420-049-012709 | MAPCO EXPRESS, LLC
35574 | Permanently Closed | 1989-08-23 | 1965-01-01 | 1989-08-23 | Petroleum | Unleaded gasoline | Unleaded gasoline |  | Steel | Steel |  | Painted or None | Steel |  | 1901-01-01 | [15 empty] | UST Currently In Use: 0; UST Temp Close: 0; AST Currently In Use: 0; AST Temp Closed: 0 | 0 | 0 | 4 | 15420-049-012710 | MAPCO EXPRESS, LLC
35575 | Permanently Closed | 1989-08-23 | 1965-01-01 | 1989-08-23 | Petroleum | Unleaded gasoline | Unleaded gasoline |  | Steel | Steel |  | Painted or None | Steel |  | 1901-01-01 | [15 empty] | UST Currently In Use: 0; UST Temp Close: 0; AST Currently In Use: 0; AST Temp Closed: 0 | 0 | 0 | 4 | 15420-049-012710 | MAPCO EXPRESS, LLC
35576 | Permanently Closed | 1989-08-23 | 1965-01-01 | 1989-08-23 | Petroleum | Unleaded gasoline | Unleaded gasoline |  | Steel | Steel |  | Painted or None | Steel |  | 1901-01-01 | [15 empty] | UST Currently In Use: 0; UST Temp Close: 0; AST Currently In Use: 0; AST Temp Closed: 0 | 0 | 0 | 4 | 15420-049-012710 | MAPCO EXPRESS, LLC
35577 | Permanently Closed | 1989-08-23 | 1965-01-01 | 1989-08-23 | Petroleum | On road diesel | On road diesel |  | Steel | Steel |  | Painted or None | Steel |  | 1901-01-01 | [15 empty] | UST Currently In Use: 0; UST Temp Close: 0; AST Currently In Use: 0; AST Temp Closed: 0 | 0 | 0 | 4 | 15420-049-012710 | MAPCO EXPRESS, LLC
35578 | Permanently Closed | 1990-11-10 | 1973-01-01 | 1990-11-10 | Petroleum | Unleaded gasoline | Unleaded gasoline |  | Steel | Steel |  | Painted or None | Steel |  | 1901-01-01 | [15 empty] | UST Currently In Use: 0; UST Temp Close: 0; AST Currently In Use: 0; AST Temp Closed: 0 | 0 | 0 | 3 | 15420-049-012714 | MAPCO EXPRESS, LLC
35579 | Permanently Closed | 1990-11-10 | 1970-01-01 | 1990-11-10 | Petroleum | Unleaded gasoline | Unleaded gasoline |  | Steel | Steel |  | Painted or None | Steel |  | 1901-01-01 | [15 empty] | UST Currently In Use: 0; UST Temp Close: 0; AST Currently In Use: 0; AST Temp Closed: 0 | 0 | 0 | 3 | 15420-049-012714 | MAPCO EXPRESS, LLC
35580 | Permanently Closed | 1990-11-10 | 1970-01-01 | 1990-11-10 | Petroleum | Unleaded gasoline | Unleaded gasoline |  | Steel | Steel |  | Painted or None | Steel |  | 1901-01-01 | [15 empty] | UST Currently In Use: 0; UST Temp Close: 0; AST Currently In Use: 0; AST Temp Closed: 0 | 0 | 0 | 3 | 15420-049-012714 | MAPCO EXPRESS, LLC
35581 | Currently in Use |  | 1987-01-01 |  | Petroleum | Unleaded gasoline | Unleaded gasoline | Retail | Single Wall, Steel | Steel | Coated & cathodic protection (sti-P3), Field installed cathodic protection |  | Single Wall, Steel, SEC CONT. |  |  | Field installed cathodic protection | Catchment Basin, Single walled catchment basin | Automatic shutoff device At 95% full | Automatic shutoff device At 95% full |  |  | Continuous Automatic Tank Gauge |  | Automatic shutoff device (AELLD) | Automatic shutoff device (AELLD) | [5 empty] | UST Currently In Use: 3; UST Temp Close: 0; AST Currently In Use: 0; AST Temp Closed: 0 | 3 | 0 | 0 | 15420-049-012864 | MAPCO EXPRESS, LLC
35582 | Currently in Use |  | 1987-01-01 |  | Petroleum | On road diesel | On road diesel | Retail | Single Wall, Steel | Steel | Coated & cathodic protection (sti-P3), Field installed cathodic protection |  | Single Wall, Steel |  |  | Field installed cathodic protection | Catchment Basin, Single walled catchment basin | Automatic shutoff device At 95% full | Automatic shutoff device At 95% full |  |  | Continuous Automatic Tank Gauge |  | Automatic shutoff device (AELLD) | Automatic shutoff device (AELLD) | [5 empty] | UST Currently In Use: 3; UST Temp Close: 0; AST Currently In Use: 0; AST Temp Closed: 0 | 3 | 0 | 0 | 15420-049-012864 | MAPCO EXPRESS, LLC
35583 | Currently in Use |  | 1987-01-01 |  | Petroleum | Premium gasoline | Premium gasoline | Retail | Single Wall, Steel | Steel | Coated & cathodic protection (sti-P3), Field installed cathodic protection |  | Single Wall, Steel |  |  | Field installed cathodic protection | Catchment Basin, Single walled catchment basin | Automatic shutoff device At 95% full | Automatic shutoff device At 95% full |  |  | Continuous Automatic Tank Gauge |  | Automatic shutoff device (AELLD) | Automatic shutoff device (AELLD) | [5 empty] | UST Currently In Use: 3; UST Temp Close: 0; AST Currently In Use: 0; AST Temp Closed: 0 | 3 | 0 | 0 | 15420-049-012864 | MAPCO EXPRESS, LLC
35584 | Permanently Closed | 1901-01-01 | 1966-01-01 | 1988-01-01 | Petroleum | Unleaded gasoline | Unleaded gasoline |  | Steel | Steel |  | Painted or None | Steel |  | 1901-01-01 | [6 empty] | Statistical Inventory Reconciliation (SIR) | [8 empty] | UST Currently In Use: 3; UST Temp Close: 0; AST Currently In Use: 0; AST Temp Closed: 0 | 3 | 0 | 3 | 15420-049-013013 | MAPCO EXPRESS, LLC
35585 | Permanently Closed | 1901-01-01 | 1966-01-01 | 1988-01-01 | Petroleum | Unleaded gasoline | Unleaded gasoline |  | Steel | Steel |  | Painted or None | Steel |  | 1901-01-01 | [15 empty] | UST Currently In Use: 3; UST Temp Close: 0; AST Currently In Use: 0; AST Temp Closed: 0 | 3 | 0 | 3 | 15420-049-013013 | MAPCO EXPRESS, LLC
35586 | Permanently Closed | 1901-01-01 | 1966-01-01 | 1988-01-01 | Petroleum | On road diesel | On road diesel |  | Steel | Steel |  | Painted or None | Steel |  | 1901-01-01 | [15 empty] | UST Currently In Use: 3; UST Temp Close: 0; AST Currently In Use: 0; AST Temp Closed: 0 | 3 | 0 | 3 | 15420-049-013013 | MAPCO EXPRESS, LLC
35587 | Currently in Use |  | 1987-01-01 |  | Petroleum | Unleaded gasoline | Unleaded gasoline | Retail | Steel | Steel | Field installed cathodic protection |  | Steel, COATED |  |  | Field installed cathodic protection, FLXS ISOLA | Catchment Basin, Single walled catchment basin | Automatic shutoff device At 95% full | Automatic shutoff device At 95% full |  |  | Continuous Automatic Tank Gauge |  | Automatic flow restrictor (MLLD) | Automatic flow restrictor (MLLD) |  |  | Annual line testing | Annual line testing |  | UST Currently In Use: 3; UST Temp Close: 0; AST Currently In Use: 0; AST Temp Closed: 0 | 3 | 0 | 3 | 15420-049-013013 | MAPCO EXPRESS, LLC
35588 | Currently in Use |  | 1987-01-01 |  | Petroleum | Unleaded gasoline | Unleaded gasoline | Retail | Steel | Steel | Field installed cathodic protection |  | Steel, COATED |  |  | Field installed cathodic protection, FLXS ISOLA | Catchment Basin, Single walled catchment basin | Automatic shutoff device At 95% full | Automatic shutoff device At 95% full |  |  | Continuous Automatic Tank Gauge |  | Other, MANIFOLDED | Other |  |  | Other, MANIFOLDED | Other |  | UST Currently In Use: 3; UST Temp Close: 0; AST Currently In Use: 0; AST Temp Closed: 0 | 3 | 0 | 3 | 15420-049-013013 | MAPCO EXPRESS, LLC
35589 | Currently in Use |  | 1987-01-01 |  | Petroleum | Premium gasoline | Premium gasoline | Retail | Steel | Steel | Field installed cathodic protection |  | Steel, COATED |  |  | Field installed cathodic protection, FLXS ISOLA | Catchment Basin, Single walled catchment basin | Automatic shutoff device At 95% full | Automatic shutoff device At 95% full |  |  | Continuous Automatic Tank Gauge |  | Automatic flow restrictor (MLLD) | Automatic flow restrictor (MLLD) |  |  | Annual line testing | Annual line testing |  | UST Currently In Use: 3; UST Temp Close: 0; AST Currently In Use: 0; AST Temp Closed: 0 | 3 | 0 | 3 | 15420-049-013013 | MAPCO EXPRESS, LLC
35590 | Temporary Closed | 2009-05-14 | 1978-01-01 |  | Petroleum | On road diesel | On road diesel | Bulk facility | Single Wall, Steel | Steel | Field installed cathodic protection, Interior lined (not allowed as a standalone method of corrosion protection) |  | Single Wall, Steel |  |  | Field installed cathodic protection | Catchment Basin, Single walled catchment basin | Automatic shutoff device At 95% full | Automatic shutoff device At 95% full |  |  | Statistical Inventory Reconciliation (SIR) |  | Automatic flow restrictor (MLLD) | Automatic flow restrictor (MLLD) |  |  | Annual line testing, Statistical inventory reconciliation (SIR) | Statistical inventory reconciliation (SIR) |  | UST Currently In Use: 0; UST Temp Close: 4; AST Currently In Use: 0; AST Temp Closed: 0 | 0 | 4 | 0 | 15420-049-013527 | MAPCO EXPRESS, LLC
35591 | Temporary Closed | 2008-08-08 | 1978-01-01 |  | Petroleum | Kerosene | Kerosene | Bulk facility | Single Wall, Steel | Steel | Field installed cathodic protection, Interior lined (not allowed as a standalone method of corrosion protection) |  | Single Wall, Steel |  |  | Field installed cathodic protection | Catchment Basin, Single walled catchment basin | Automatic shutoff device At 95% full | Automatic shutoff device At 95% full |  |  | Statistical Inventory Reconciliation (SIR) |  | Automatic flow restrictor (MLLD) | Automatic flow restrictor (MLLD) |  |  | Statistical inventory reconciliation (SIR) | Statistical inventory reconciliation (SIR) |  | UST Currently In Use: 0; UST Temp Close: 4; AST Currently In Use: 0; AST Temp Closed: 0 | 0 | 4 | 0 | 15420-049-013527 | MAPCO EXPRESS, LLC
35592 | Temporary Closed | 2008-08-08 | 1978-01-01 |  | Petroleum | Unleaded gasoline | Unleaded gasoline | Bulk facility | Single Wall, Steel | Steel | Field installed cathodic protection, Interior lined (not allowed as a standalone method of corrosion protection) |  | Single Wall, Steel |  |  | Field installed cathodic protection | Catchment Basin, Single walled catchment basin | Automatic shutoff device At 95% full | Automatic shutoff device At 95% full |  |  | Statistical Inventory Reconciliation (SIR) |  | Automatic flow restrictor (MLLD) | Automatic flow restrictor (MLLD) |  |  | Statistical inventory reconciliation (SIR) | Statistical inventory reconciliation (SIR) |  | UST Currently In Use: 0; UST Temp Close: 4; AST Currently In Use: 0; AST Temp Closed: 0 | 0 | 4 | 0 | 15420-049-013527 | MAPCO EXPRESS, LLC
35593 | Temporary Closed | 2008-08-08 | 1978-01-01 |  | Petroleum | Premium gasoline | Premium gasoline | Bulk facility | Single Wall, Steel | Steel | Field installed cathodic protection, Interior lined (not allowed as a standalone method of corrosion protection) |  | Single Wall, Steel |  |  | Field installed cathodic protection | Catchment Basin, Single walled catchment basin | Automatic shutoff device At 95% full | Automatic shutoff device At 95% full |  |  | Statistical Inventory Reconciliation (SIR) |  | Automatic flow restrictor (MLLD) | Automatic flow restrictor (MLLD) |  |  | Statistical inventory reconciliation (SIR) | Statistical inventory reconciliation (SIR) |  | UST Currently In Use: 0; UST Temp Close: 4; AST Currently In Use: 0; AST Temp Closed: 0 | 0 | 4 | 0 | 15420-049-013527 | MAPCO EXPRESS, LLC
35594 | Currently in Use |  | 1982-01-01 |  | Petroleum | Unleaded gasoline | Unleaded gasoline | Retail | Single Wall, Steel | Steel | Coated & cathodic protection (sti-P3), Field installed cathodic protection |  | Single Wall, Steel, FIBCOATED |  |  |  | Catchment Basin, Single walled catchment basin | Automatic shutoff device At 95% full | Automatic shutoff device At 95% full |  |  | Continuous Automatic Tank Gauge | [8 empty] | UST Currently In Use: 3; UST Temp Close: 0; AST Currently In Use: 0; AST Temp Closed: 0 | 3 | 0 | 0 | 15420-071-003273 | MAPCO EXPRESS, LLC
35595 | Currently in Use |  | 1982-01-01 |  | Petroleum | On road diesel | On road diesel | Retail | Single Wall, Steel | Steel | Coated & cathodic protection (sti-P3), Field installed cathodic protection |  | Double Wall, Flexible |  |  | Field installed cathodic protection | Catchment Basin, Single walled catchment basin | Automatic shutoff device At 95% full | Automatic shutoff device At 95% full |  |  | Continuous Automatic Tank Gauge |  | Automatic shutoff device (AELLD) | Automatic shutoff device (AELLD) | Interstitial Monitoring within Secondary Containment | SENSOR TO ATG | Continuous alarm system | Continuous alarm system |  | UST Currently In Use: 3; UST Temp Close: 0; AST Currently In Use: 0; AST Temp Closed: 0 | 3 | 0 | 0 | 15420-071-003273 | MAPCO EXPRESS, LLC
35596 | Currently in Use |  | 1982-01-01 |  | Petroleum | Premium gasoline | Premium gasoline | Retail | Single Wall, Steel | Steel | Coated & cathodic protection (sti-P3), Field installed cathodic protection, Interior lined (not allowed as a standalone method of corrosion protection) |  | Single Wall, Steel, FIBCOATED |  |  | Field installed cathodic protection | Catchment Basin, Single walled catchment basin | Automatic shutoff device At 95% full | Automatic shutoff device At 95% full |  |  | Continuous Automatic Tank Gauge | [8 empty] | UST Currently In Use: 3; UST Temp Close: 0; AST Currently In Use: 0; AST Temp Closed: 0 | 3 | 0 | 0 | 15420-071-003273 | MAPCO EXPRESS, LLC
35597 | Permanently Closed | 1988-07-01 | 1979-01-01 | 1988-07-01 | Petroleum | Unleaded gasoline | Unleaded gasoline |  | Steel | Steel |  | Painted or None | Steel |  | 1901-01-01 | [15 empty] | UST Currently In Use: 0; UST Temp Close: 0; AST Currently In Use: 0; AST Temp Closed: 0 | 0 | 0 | 4 | 15420-071-003277 | MAPCO EXPRESS, LLC
35598 | Permanently Closed | 1988-07-01 | 1979-01-01 | 1988-07-01 | Petroleum | Unleaded gasoline | Unleaded gasoline |  | Steel | Steel |  | Painted or None | Steel |  | 1901-01-01 | [15 empty] | UST Currently In Use: 0; UST Temp Close: 0; AST Currently In Use: 0; AST Temp Closed: 0 | 0 | 0 | 4 | 15420-071-003277 | MAPCO EXPRESS, LLC
35599 | Permanently Closed | 1988-07-01 | 1979-01-01 | 1988-07-01 | Petroleum | Unleaded gasoline | Unleaded gasoline |  | Steel | Steel |  | Painted or None | Steel |  | 1901-01-01 | [15 empty] | UST Currently In Use: 0; UST Temp Close: 0; AST Currently In Use: 0; AST Temp Closed: 0 | 0 | 0 | 4 | 15420-071-003277 | MAPCO EXPRESS, LLC
35600 | Permanently Closed | 1988-07-01 | 1979-01-01 | 1988-07-01 | Petroleum | On road diesel | On road diesel |  | Steel | Steel |  | Painted or None | Steel |  | 1901-01-01 | [15 empty] | UST Currently In Use: 0; UST Temp Close: 0; AST Currently In Use: 0; AST Temp Closed: 0 | 0 | 0 | 4 | 15420-071-003277 | MAPCO EXPRESS, LLC
35601 | Permanently Closed | 2013-09-19 | 1972-01-01 | 2017-06-19 | Petroleum | Unleaded gasoline | Unleaded gasoline | Retail, State/Federal Government | Single Wall, Steel | Steel | Field installed cathodic protection, Interior lined (not allowed as a standalone method of corrosion protection) |  | Single Wall, Steel |  |  | Field installed cathodic protection | Catchment Basin, Single walled catchment basin | Automatic shutoff device At 95% full | Automatic shutoff device At 95% full |  |  | Continuous Automatic Tank Gauge | [8 empty] | UST Currently In Use: 0; UST Temp Close: 0; AST Currently In Use: 0; AST Temp Closed: 0 | 0 | 0 | 4 | 24963-071-003285 | AL DEPT OF TRANSPORTATION
35602 | Permanently Closed | 2014-07-22 | 1972-01-01 | 2017-06-19 | Petroleum | Unleaded gasoline | Unleaded gasoline | Retail, State/Federal Government | Single Wall, Steel | Steel | Field installed cathodic protection, Interior lined (not allowed as a standalone method of corrosion protection) |  | Single Wall, Steel |  |  | Field installed cathodic protection | Catchment Basin, Single walled catchment basin | Automatic shutoff device At 95% full | Automatic shutoff device At 95% full |  |  | Continuous Automatic Tank Gauge | [8 empty] | UST Currently In Use: 0; UST Temp Close: 0; AST Currently In Use: 0; AST Temp Closed: 0 | 0 | 0 | 4 | 24963-071-003285 | AL DEPT OF TRANSPORTATION
35603 | Permanently Closed | 2015-07-22 | 1972-01-01 | 2017-06-19 | Petroleum | Premium gasoline | Premium gasoline | Retail, State/Federal Government | Single Wall, Steel | Steel | Field installed cathodic protection, Interior lined (not allowed as a standalone method of corrosion protection) |  | Single Wall, Steel |  |  | Field installed cathodic protection | Catchment Basin, Single walled catchment basin | Automatic shutoff device At 95% full | Automatic shutoff device At 95% full |  |  | Continuous Automatic Tank Gauge | [8 empty] | UST Currently In Use: 0; UST Temp Close: 0; AST Currently In Use: 0; AST Temp Closed: 0 | 0 | 0 | 4 | 24963-071-003285 | AL DEPT OF TRANSPORTATION
35604 | Permanently Closed | 1990-10-02 | 1980-01-01 | 1990-10-02 | Petroleum | On road diesel | On road diesel | State/federal government | Steel | Steel |  | Painted or None | Steel |  | 1901-01-01 | [15 empty] | UST Currently In Use: 0; UST Temp Close: 0; AST Currently In Use: 0; AST Temp Closed: 0 | 0 | 0 | 4 | 24963-071-003285 | AL DEPT OF TRANSPORTATION
35605 | Currently in Use |  | 1989-01-01 |  | Petroleum | On road diesel | On road diesel | Retail | Single Wall, Steel | Steel | Field installed cathodic protection |  | Single Wall, Steel, COATED |  |  | Field installed cathodic protection | Catchment Basin, Single walled catchment basin | Automatic shutoff device At 95% full | Automatic shutoff device At 95% full |  |  | Continuous Automatic Tank Gauge |  | Automatic shutoff device (AELLD) | Automatic shutoff device (AELLD) |  |  | Automatic electronic line leak detector (AELLD) | Automatic electronic line leak detector (AELLD) |  | UST Currently In Use: 3; UST Temp Close: 0; AST Currently In Use: 0; AST Temp Closed: 0 | 3 | 0 | 0 | 15420-071-013541 | MAPCO EXPRESS, LLC
35606 | Currently in Use |  | 1989-01-01 |  | Petroleum | Unleaded gasoline | Unleaded gasoline | Retail | Single Wall, Steel | Steel | Field installed cathodic protection |  | Single Wall, Steel, COATED |  |  | Field installed cathodic protection | Catchment Basin, Single walled catchment basin | Automatic shutoff device At 95% full | Automatic shutoff device At 95% full |  |  | Continuous Automatic Tank Gauge |  | Automatic shutoff device (AELLD) | Automatic shutoff device (AELLD) |  |  | Automatic electronic line leak detector (AELLD) | Automatic electronic line leak detector (AELLD) |  | UST Currently In Use: 3; UST Temp Close: 0; AST Currently In Use: 0; AST Temp Closed: 0 | 3 | 0 | 0 | 15420-071-013541 | MAPCO EXPRESS, LLC
35607 | Currently in Use |  | 1989-01-01 |  | Petroleum | Premium gasoline | Premium gasoline | Retail | Single Wall, Steel | Steel | Field installed cathodic protection |  | Single Wall, Steel, COATED |  |  | Field installed cathodic protection | Catchment Basin, Single walled catchment basin | Automatic shutoff device At 95% full | Automatic shutoff device At 95% full |  |  | Continuous Automatic Tank Gauge |  | Automatic shutoff device (AELLD) | Automatic shutoff device (AELLD) |  |  | Automatic electronic line leak detector (AELLD) | Automatic electronic line leak detector (AELLD) |  | UST Currently In Use: 3; UST Temp Close: 0; AST Currently In Use: 0; AST Temp Closed: 0 | 3 | 0 | 0 | 15420-071-013541 | MAPCO EXPRESS, LLC
35608 | Permanently Closed | 2013-11-08 | 1989-01-01 | 2013-11-08 | Petroleum | Unleaded gasoline | Unleaded gasoline | Retail | Steel | Steel | Coated & cathodic protection (sti-P3) |  | Double Wall, Steel, FRP COATED |  |  | Other, FLXS ISOLA | Catchment Basin, Single walled catchment basin | Automatic shutoff device At 95% full, Flow Rest 90% Full | Flow Rest 90% Full |  |  | Continuous Automatic Tank Gauge |  | Automatic shutoff device (AELLD) | Automatic shutoff device (AELLD) | [5 empty] | UST Currently In Use: 2; UST Temp Close: 0; AST Currently In Use: 0; AST Temp Closed: 0 | 2 | 0 | 4 | 24829-083-014735 | LEDANCO LLC
35609 | Permanently Closed | 2013-11-08 | 1989-01-01 | 2013-11-08 | Petroleum | Mid-grade gasoline | Mid-grade gasoline | Retail | Steel | Steel | Coated & cathodic protection (sti-P3) |  | Double Wall, Steel, FRP COATED |  |  | Other, FLXS ISOLA | Catchment Basin, Single walled catchment basin | Automatic shutoff device At 95% full, Flow Rest 90% Full | Flow Rest 90% Full |  |  | Continuous Automatic Tank Gauge |  | Automatic shutoff device (AELLD) | Automatic shutoff device (AELLD) | [5 empty] | UST Currently In Use: 2; UST Temp Close: 0; AST Currently In Use: 0; AST Temp Closed: 0 | 2 | 0 | 4 | 24829-083-014735 | LEDANCO LLC
35610 | Permanently Closed | 2013-11-08 | 1989-01-01 | 2013-11-08 | Petroleum | Premium gasoline | Premium gasoline | Retail | Steel | Steel | Coated & cathodic protection (sti-P3) |  | Double Wall, Steel, FRP COATED |  |  | Other, FLXS ISOLA | Catchment Basin, Single walled catchment basin | Automatic shutoff device At 95% full, Flow Rest 90% Full | Flow Rest 90% Full |  |  | Continuous Automatic Tank Gauge |  | Automatic shutoff device (AELLD) | Automatic shutoff device (AELLD) | [5 empty] | UST Currently In Use: 2; UST Temp Close: 0; AST Currently In Use: 0; AST Temp Closed: 0 | 2 | 0 | 4 | 24829-083-014735 | LEDANCO LLC
35611 | Permanently Closed | 2013-11-08 | 1989-01-01 | 2013-11-08 | Petroleum | On road diesel | On road diesel | Retail | Steel | Steel | Coated & cathodic protection (sti-P3) |  | Double Wall, Steel, FRP COATED |  |  | Other, FLXS ISOLA | Catchment Basin, Single walled catchment basin | Automatic shutoff device At 95% full, Flow Rest 90% Full | Flow Rest 90% Full |  |  | Continuous Automatic Tank Gauge | [8 empty] | UST Currently In Use: 2; UST Temp Close: 0; AST Currently In Use: 0; AST Temp Closed: 0 | 2 | 0 | 4 | 24829-083-014735 | LEDANCO LLC
35612 | Currently in Use |  | 1981-01-01 |  | Petroleum | Unleaded gasoline | Unleaded gasoline | Retail | Steel | Steel | Coated & cathodic protection (sti-P3), Field installed cathodic protection, Interior lined (not allowed as a standalone method of corrosion protection) |  | Double Wall, Steel, FIBCOATED |  | 1901-01-01 | Other, FIBER COAT | Catchment Basin, Single walled catchment basin | Automatic shutoff device At 95% full | Automatic shutoff device At 95% full |  |  | Continuous Automatic Tank Gauge |  | Automatic shutoff device (AELLD) | Automatic shutoff device (AELLD) | [5 empty] | UST Currently In Use: 3; UST Temp Close: 0; AST Currently In Use: 0; AST Temp Closed: 0 | 3 | 0 | 0 | 21993-089-003298 | ALI REZA TAHERI
35613 | Currently in Use |  | 1981-01-01 |  | Petroleum | Unleaded gasoline | Unleaded gasoline | Retail | Steel | Steel | Coated & cathodic protection (sti-P3), Field installed cathodic protection, Interior lined (not allowed as a standalone method of corrosion protection) |  | Double Wall, Steel, FIBCOATED |  | 1901-01-01 | Other, FIBER COAT | Catchment Basin, Single walled catchment basin | Automatic shutoff device At 95% full, Flow Rest 90% Full | Flow Rest 90% Full |  |  | Continuous Automatic Tank Gauge |  | Other, MANIFOLDED | Other | [5 empty] | UST Currently In Use: 3; UST Temp Close: 0; AST Currently In Use: 0; AST Temp Closed: 0 | 3 | 0 | 0 | 21993-089-003298 | ALI REZA TAHERI
35614 | Currently in Use |  | 1981-01-01 |  | Petroleum | Premium gasoline | Premium gasoline | Retail | Steel | Steel | Coated & cathodic protection (sti-P3), Field installed cathodic protection, Interior lined (not allowed as a standalone method of corrosion protection) |  | Double Wall, Steel, FIBCOATED |  | 1901-01-01 | Other, FIBER COAT | Catchment Basin, Single walled catchment basin | Automatic shutoff device At 95% full, Flow Rest 90% Full | Flow Rest 90% Full |  |  | Continuous Automatic Tank Gauge |  | Automatic shutoff device (AELLD) | Automatic shutoff device (AELLD) | [5 empty] | UST Currently In Use: 3; UST Temp Close: 0; AST Currently In Use: 0; AST Temp Closed: 0 | 3 | 0 | 0 | 21993-089-003298 | ALI REZA TAHERI
35615 | Currently in Use |  | 1988-01-01 |  | Petroleum | Unleaded gasoline | Unleaded gasoline | Retail | Single Wall, Steel | Steel | Coated & cathodic protection (sti-P3), Field installed cathodic protection |  | Single Wall, Steel, COATED |  |  | Field installed cathodic protection, FIBCOATED | Catchment Basin, Single walled catchment basin | Automatic shutoff device At 95% full | Automatic shutoff device At 95% full |  |  | Automatic Tank Gauge |  | Automatic flow restrictor (MLLD) | Automatic flow restrictor (MLLD) |  |  | Annual line testing | Annual line testing |  | UST Currently In Use: 3; UST Temp Close: 0; AST Currently In Use: 0; AST Temp Closed: 0 | 3 | 0 | 0 | 25244-089-012076 | MEX NORTH ALABAMA, LLC.
35616 | Currently in Use |  | 1988-01-01 |  | Petroleum | On road diesel | On road diesel | Retail | Single Wall, Steel | Steel | Coated & cathodic protection (sti-P3), Field installed cathodic protection |  | Single Wall, Steel, COATED |  |  | Field installed cathodic protection, FIBCOATED | Catchment Basin, Single walled catchment basin | Automatic shutoff device At 95% full | Automatic shutoff device At 95% full |  |  | Automatic Tank Gauge |  | Automatic flow restrictor (MLLD) | Automatic flow restrictor (MLLD) |  |  | Annual line testing | Annual line testing |  | UST Currently In Use: 3; UST Temp Close: 0; AST Currently In Use: 0; AST Temp Closed: 0 | 3 | 0 | 0 | 25244-089-012076 | MEX NORTH ALABAMA, LLC.
35617 | Currently in Use |  | 1988-01-01 |  | Petroleum | Premium gasoline | Premium gasoline | Retail | Single Wall, Steel | Steel | Coated & cathodic protection (sti-P3), Field installed cathodic protection |  | Single Wall, Steel, COATED |  |  | Field installed cathodic protection, FIBCOATED | Catchment Basin, Single walled catchment basin | Automatic shutoff device At 95% full | Automatic shutoff device At 95% full |  |  | Automatic Tank Gauge |  | Automatic flow restrictor (MLLD) | Automatic flow restrictor (MLLD) |  |  | Annual line testing | Annual line testing |  | UST Currently In Use: 3; UST Temp Close: 0; AST Currently In Use: 0; AST Temp Closed: 0 | 3 | 0 | 0 | 25244-089-012076 | MEX NORTH ALABAMA, LLC.
35618 | Currently in Use |  | 1984-01-01 |  | Petroleum | On road diesel | On road diesel | Retail | Single Wall, Steel | Steel | Coated & cathodic protection (sti-P3), Field installed cathodic protection |  | Single Wall, Steel |  | 2023-04-24 | Field installed cathodic protection, FLXS ISOLA | Catchment Basin, Single walled catchment basin | Audible high level alarm At 90% full, Automatic shutoff device At 95% full | Automatic shutoff device At 95% full |  |  | Continuous Automatic Tank Gauge |  | Automatic shutoff device (AELLD) | Automatic shutoff device (AELLD) | Interstitial Monitoring within Secondary Containment | SENSOR TO ATG |  |  | Pressurized Piping | UST Currently In Use: 3; UST Temp Close: 0; AST Currently In Use: 0; AST Temp Closed: 0 | 3 | 0 | 0 | 15420-089-012688 | MAPCO EXPRESS, LLC
35619 | Currently in Use |  | 1984-01-01 |  | Petroleum | Unleaded gasoline | Unleaded gasoline | Retail | Single Wall, Steel | Steel | Coated & cathodic protection (sti-P3), Field installed cathodic protection |  | Single Wall, Steel |  | 2023-04-24 | Field installed cathodic protection, FLXS ISOLA | Catchment Basin, Single walled catchment basin | Audible high level alarm At 90% full, Automatic shutoff device At 95% full | Automatic shutoff device At 95% full |  |  | Continuous Automatic Tank Gauge |  | Automatic shutoff device (AELLD) | Automatic shutoff device (AELLD) | Interstitial Monitoring within Secondary Containment | SENSOR TO ATG |  |  | Pressurized Piping | UST Currently In Use: 3; UST Temp Close: 0; AST Currently In Use: 0; AST Temp Closed: 0 | 3 | 0 | 0 | 15420-089-012688 | MAPCO EXPRESS, LLC
35620 | Currently in Use |  | 1984-01-01 |  | Petroleum | Premium gasoline | Premium gasoline | Retail | Single Wall, Steel | Steel | Coated & cathodic protection (sti-P3), Field installed cathodic protection |  | Single Wall, Steel |  | 2023-04-24 | Field installed cathodic protection, FLXS ISOLA | Catchment Basin, Single walled catchment basin | Audible high level alarm At 90% full, Automatic shutoff device At 95% full | Automatic shutoff device At 95% full |  |  | Continuous Automatic Tank Gauge |  | Automatic shutoff device (AELLD) | Automatic shutoff device (AELLD) | Interstitial Monitoring within Secondary Containment | SENSOR TO ATG |  |  | Pressurized Piping | UST Currently In Use: 3; UST Temp Close: 0; AST Currently In Use: 0; AST Temp Closed: 0 | 3 | 0 | 0 | 15420-089-012688 | MAPCO EXPRESS, LLC
35621 | Temporary Closed | 2023-03-13 | 1985-01-01 |  | Petroleum | Unleaded gasoline | Unleaded gasoline | Retail | Single Wall, Steel | Steel | Coated & cathodic protection (sti-P3), Field installed cathodic protection |  | Single Wall, Steel |  |  | Field installed cathodic protection | Catchment Basin, Single walled catchment basin | Automatic shutoff device At 95% full | Automatic shutoff device At 95% full |  |  | Continuous Automatic Tank Gauge |  | Automatic flow restrictor (MLLD) | Automatic flow restrictor (MLLD) |  |  | Annual line testing | Annual line testing |  | UST Currently In Use: 0; UST Temp Close: 3; AST Currently In Use: 0; AST Temp Closed: 0 | 0 | 3 | 0 | 22813-089-012689 | HESAM, INC.
35622 | Temporary Closed | 2023-03-13 | 1985-01-01 |  | Petroleum | Premium gasoline | Premium gasoline | Retail | Single Wall, Steel | Steel | Coated & cathodic protection (sti-P3), Field installed cathodic protection |  | Single Wall, Steel |  |  | Field installed cathodic protection | Catchment Basin, Single walled catchment basin | Automatic shutoff device At 95% full | Automatic shutoff device At 95% full |  |  | Continuous Automatic Tank Gauge |  | Automatic flow restrictor (MLLD) | Automatic flow restrictor (MLLD) |  |  | Annual line testing | Annual line testing |  | UST Currently In Use: 0; UST Temp Close: 3; AST Currently In Use: 0; AST Temp Closed: 0 | 0 | 3 | 0 | 22813-089-012689 | HESAM, INC.
35623 | Temporary Closed | 2023-03-13 | 1985-01-01 |  | Petroleum | Other, E10 | Other | Retail | Single Wall, Steel | Steel | Coated & cathodic protection (sti-P3), Field installed cathodic protection |  | Single Wall, Steel |  |  | Field installed cathodic protection | Catchment Basin, Single walled catchment basin | Automatic shutoff device At 95% full | Automatic shutoff device At 95% full |  |  | Continuous Automatic Tank Gauge |  | Automatic flow restrictor (MLLD) | Automatic flow restrictor (MLLD) |  |  | Annual line testing | Annual line testing |  | UST Currently In Use: 0; UST Temp Close: 3; AST Currently In Use: 0; AST Temp Closed: 0 | 0 | 3 | 0 | 22813-089-012689 | HESAM, INC.
35624 | Currently in Use |  | 1984-01-01 |  | Petroleum | Unleaded gasoline | Unleaded gasoline | Retail | Single Wall, Steel | Steel | Coated & cathodic protection (sti-P3), Field installed cathodic protection |  | Double Wall, Flexible | SA&TCI |  |  | Catchment Basin, Single walled catchment basin | Automatic shutoff device At 95% full | Automatic shutoff device At 95% full |  |  | Continuous Automatic Tank Gauge |  | Automatic shutoff device (AELLD) | Automatic shutoff device (AELLD) |  |  | Annual line testing | Annual line testing |  | UST Currently In Use: 3; UST Temp Close: 0; AST Currently In Use: 0; AST Temp Closed: 0 | 3 | 0 | 0 | 15420-089-012803 | MAPCO EXPRESS, LLC
35625 | Currently in Use |  | 1984-01-01 |  | Petroleum | Premium gasoline | Premium gasoline | Retail | Single Wall, Steel | Steel | Coated & cathodic protection (sti-P3), Field installed cathodic protection |  | Double Wall, Flexible |  |  |  | Catchment Basin, Single walled catchment basin | Automatic shutoff device At 95% full | Automatic shutoff device At 95% full |  |  | Continuous Automatic Tank Gauge |  | Automatic shutoff device (AELLD) | Automatic shutoff device (AELLD) |  |  | Annual line testing | Annual line testing |  | UST Currently In Use: 3; UST Temp Close: 0; AST Currently In Use: 0; AST Temp Closed: 0 | 3 | 0 | 0 | 15420-089-012803 | MAPCO EXPRESS, LLC
35626 | Currently in Use |  | 1984-01-01 |  | Petroleum | Unleaded gasoline | Unleaded gasoline | Retail | Single Wall, Steel | Steel | Coated & cathodic protection (sti-P3), Field installed cathodic protection |  | Double Wall, Flexible |  |  |  | Catchment Basin, Single walled catchment basin | Automatic shutoff device At 95% full | Automatic shutoff device At 95% full |  |  | Continuous Automatic Tank Gauge |  | Other, MANIFOLDED | Other | [5 empty] | UST Currently In Use: 3; UST Temp Close: 0; AST Currently In Use: 0; AST Temp Closed: 0 | 3 | 0 | 0 | 15420-089-012803 | MAPCO EXPRESS, LLC
35627 | Permanently Closed | 1991-08-24 | 1984-01-01 | 1991-08-24 | Petroleum | Unleaded gasoline | Unleaded gasoline | State/federal government | Steel | Steel | Coated & cathodic protection (sti-P3) |  | Steel |  | 1901-01-01 | [12 empty] | Annual line testing | Annual line testing |  | UST Currently In Use: 0; UST Temp Close: 0; AST Currently In Use: 0; AST Temp Closed: 0 | 0 | 0 | 3 | 14665-089-012804 | DEPARTMENT OF TRANSPORTATION HIGHWAY
35628 | Permanently Closed | 1991-08-24 | 1984-01-01 | 1991-08-24 | Petroleum | Unleaded gasoline | Unleaded gasoline | State/federal government | Steel | Steel | Coated & cathodic protection (sti-P3) |  | Steel |  | 1901-01-01 | [12 empty] | Annual line testing | Annual line testing |  | UST Currently In Use: 0; UST Temp Close: 0; AST Currently In Use: 0; AST Temp Closed: 0 | 0 | 0 | 3 | 14665-089-012804 | DEPARTMENT OF TRANSPORTATION HIGHWAY
35629 | Permanently Closed | 1991-08-24 | 1984-01-01 | 1991-08-24 | Petroleum | Unleaded gasoline | Unleaded gasoline | State/federal government | Steel | Steel | Coated & cathodic protection (sti-P3) |  | Steel |  | 1901-01-01 | [12 empty] | Annual line testing | Annual line testing |  | UST Currently In Use: 0; UST Temp Close: 0; AST Currently In Use: 0; AST Temp Closed: 0 | 0 | 0 | 3 | 14665-089-012804 | DEPARTMENT OF TRANSPORTATION HIGHWAY
35630 | Currently in Use |  | 1989-01-01 |  | Petroleum | Unleaded gasoline | Unleaded gasoline | Retail | Single Wall, Steel | Steel | Field installed cathodic protection |  | Double Wall, Steel, COATED |  |  | Field installed cathodic protection | Catchment Basin, Single walled catchment basin | Automatic shutoff device At 95% full | Automatic shutoff device At 95% full |  |  | Continuous Automatic Tank Gauge |  | Automatic shutoff device (AELLD) | Automatic shutoff device (AELLD) | [5 empty] | UST Currently In Use: 3; UST Temp Close: 1; AST Currently In Use: 0; AST Temp Closed: 0 | 3 | 1 | 0 | 15420-089-013869 | MAPCO EXPRESS, LLC
35631 | Currently in Use |  | 1989-01-01 |  | Petroleum | On road diesel | On road diesel | Retail | Single Wall, Steel | Steel | Field installed cathodic protection |  | Double Wall, Steel, COATED |  |  | Field installed cathodic protection | Catchment Basin, Single walled catchment basin | Automatic shutoff device At 95% full | Automatic shutoff device At 95% full |  |  | Continuous Automatic Tank Gauge |  | Automatic shutoff device (AELLD) | Automatic shutoff device (AELLD) | [5 empty] | UST Currently In Use: 3; UST Temp Close: 1; AST Currently In Use: 0; AST Temp Closed: 0 | 3 | 1 | 0 | 15420-089-013869 | MAPCO EXPRESS, LLC
35632 | Currently in Use |  | 1989-01-01 |  | Petroleum | Premium gasoline | Premium gasoline | Retail | Single Wall, Steel | Steel | Field installed cathodic protection |  | Double Wall, Steel, COATED |  |  | Field installed cathodic protection | Catchment Basin, Single walled catchment basin | Automatic shutoff device At 95% full | Automatic shutoff device At 95% full |  |  | Continuous Automatic Tank Gauge |  | Automatic shutoff device (AELLD) | Automatic shutoff device (AELLD) | [5 empty] | UST Currently In Use: 3; UST Temp Close: 1; AST Currently In Use: 0; AST Temp Closed: 0 | 3 | 1 | 0 | 15420-089-013869 | MAPCO EXPRESS, LLC
35633 | Temporary Closed | 2020-04-07 | 1989-01-01 |  | Petroleum | E85 | E85 | Retail | Single Wall, Steel | Steel | Field installed cathodic protection |  | Single Wall, Steel, COATED |  |  | Field installed cathodic protection | Catchment Basin, Single walled catchment basin | Automatic shutoff device At 95% full | Automatic shutoff device At 95% full |  |  | Continuous Automatic Tank Gauge | [8 empty] | UST Currently In Use: 3; UST Temp Close: 1; AST Currently In Use: 0; AST Temp Closed: 0 | 3 | 1 | 0 | 15420-089-013869 | MAPCO EXPRESS, LLC
35634 | Permanently Closed | 1993-01-12 | 1970-01-01 | 1993-01-12 | Petroleum | Unleaded gasoline | Unleaded gasoline |  | Steel | Steel |  | Painted or None | Steel |  | 1901-01-01 | [6 empty] | Statistical Inventory Reconciliation (SIR) | [8 empty] | UST Currently In Use: 3; UST Temp Close: 0; AST Currently In Use: 0; AST Temp Closed: 0 | 3 | 0 | 2 | 20411-117-011281 | DC OIL COMPANY
35635 | Permanently Closed | 1993-01-12 | 1970-01-01 | 1993-01-12 | Petroleum | Unleaded gasoline | Unleaded gasoline |  | Steel | Steel |  | Painted or None | Steel |  | 1901-01-01 | [15 empty] | UST Currently In Use: 3; UST Temp Close: 0; AST Currently In Use: 0; AST Temp Closed: 0 | 3 | 0 | 2 | 20411-117-011281 | DC OIL COMPANY
35636 | Permanently Closed | 1991-09-03 | 1970-01-01 | 1991-09-03 | Petroleum | Unleaded gasoline | Unleaded gasoline |  | Steel | Steel |  | Painted or None | Steel |  | 1901-01-01 | [15 empty] | UST Currently In Use: 3; UST Temp Close: 0; AST Currently In Use: 0; AST Temp Closed: 0 | 3 | 0 | 2 | 15420-117-011293 | MAPCO EXPRESS, LLC
35637 | Permanently Closed | 1991-09-03 | 1970-01-01 | 1991-09-03 | Petroleum | Unleaded gasoline | Unleaded gasoline |  | Steel | Steel |  | Painted or None | Steel |  | 1901-01-01 | [15 empty] | UST Currently In Use: 3; UST Temp Close: 0; AST Currently In Use: 0; AST Temp Closed: 0 | 3 | 0 | 2 | 15420-117-011293 | MAPCO EXPRESS, LLC
35638 | Permanently Closed | 2013-01-10 | 1976-01-01 | 2022-03-14 | Petroleum | Unleaded gasoline | Unleaded gasoline | Retail | Steel | Steel | Field installed cathodic protection |  | Steel |  |  | Field installed cathodic protection | Catchment Basin, Single walled catchment basin | Automatic shutoff device At 95% full | Automatic shutoff device At 95% full |  |  | Continuous Automatic Tank Gauge | [8 empty] | UST Currently In Use: 0; UST Temp Close: 0; AST Currently In Use: 0; AST Temp Closed: 0 | 0 | 0 | 3 | 15420-121-003262 | MAPCO EXPRESS, LLC
35639 | Permanently Closed | 2013-01-10 | 1976-01-01 | 2022-03-14 | Petroleum | Mid-grade gasoline | Mid-grade gasoline | Retail | Steel | Steel | Field installed cathodic protection |  | Steel |  |  | Field installed cathodic protection | Catchment Basin, Single walled catchment basin | Automatic shutoff device At 95% full | Automatic shutoff device At 95% full |  |  | Continuous Automatic Tank Gauge | [8 empty] | UST Currently In Use: 0; UST Temp Close: 0; AST Currently In Use: 0; AST Temp Closed: 0 | 0 | 0 | 3 | 15420-121-003262 | MAPCO EXPRESS, LLC
35640 | Permanently Closed | 2013-01-10 | 1976-01-01 | 2022-03-14 | Petroleum | Unleaded gasoline | Unleaded gasoline | Retail | Steel | Steel | Field installed cathodic protection |  | Steel |  |  | Field installed cathodic protection | Catchment Basin, Single walled catchment basin | Automatic shutoff device At 95% full | Automatic shutoff device At 95% full |  |  | Continuous Automatic Tank Gauge | [8 empty] | UST Currently In Use: 0; UST Temp Close: 0; AST Currently In Use: 0; AST Temp Closed: 0 | 0 | 0 | 3 | 15420-121-003262 | MAPCO EXPRESS, LLC
35641 | Currently in Use |  | 1987-01-01 |  | Petroleum | Unleaded gasoline | Unleaded gasoline | Retail | Steel | Steel | Coated & cathodic protection (sti-P3) |  | Double Wall, CLAD STEEL |  |  |  | Catchment Basin, Single walled catchment basin | Automatic shutoff device At 95% full | Automatic shutoff device At 95% full |  |  | Continuous Automatic Tank Gauge |  | Automatic shutoff device (AELLD) | Automatic shutoff device (AELLD) | [5 empty] | UST Currently In Use: 3; UST Temp Close: 0; AST Currently In Use: 0; AST Temp Closed: 0 | 3 | 0 | 0 | 15420-121-003263 | MAPCO EXPRESS, LLC
35642 | Currently in Use |  | 1987-01-01 |  | Petroleum | On road diesel | On road diesel | Retail | Steel | Steel | Coated & cathodic protection (sti-P3) |  | Double Wall, CLAD STEEL |  |  |  | Catchment Basin, Single walled catchment basin | Automatic shutoff device At 95% full | Automatic shutoff device At 95% full |  |  | Continuous Automatic Tank Gauge |  | Automatic shutoff device (AELLD) | Automatic shutoff device (AELLD) | [5 empty] | UST Currently In Use: 3; UST Temp Close: 0; AST Currently In Use: 0; AST Temp Closed: 0 | 3 | 0 | 0 | 15420-121-003263 | MAPCO EXPRESS, LLC
35643 | Currently in Use |  | 1987-01-01 |  | Petroleum | Premium gasoline | Premium gasoline | Retail | Steel | Steel | Coated & cathodic protection (sti-P3) |  | Double Wall, CLAD STEEL |  |  |  | Catchment Basin, Single walled catchment basin | Automatic shutoff device At 95% full | Automatic shutoff device At 95% full |  |  | Continuous Automatic Tank Gauge |  | Automatic shutoff device (AELLD) | Automatic shutoff device (AELLD) | [5 empty] | UST Currently In Use: 3; UST Temp Close: 0; AST Currently In Use: 0; AST Temp Closed: 0 | 3 | 0 | 0 | 15420-121-003263 | MAPCO EXPRESS, LLC
35644 | Currently in Use |  | 1976-01-01 |  | Petroleum | Unleaded gasoline | Unleaded gasoline | Retail | Steel | Steel | Field installed cathodic protection |  | Double Wall, Flexible |  | 2018-01-31 |  | Catchment Basin, Single walled catchment basin | Automatic shutoff device At 95% full | Automatic shutoff device At 95% full |  |  | Continuous Automatic Tank Gauge |  | Automatic shutoff device (AELLD) | Automatic shutoff device (AELLD) | [5 empty] | UST Currently In Use: 3; UST Temp Close: 0; AST Currently In Use: 0; AST Temp Closed: 0 | 3 | 0 | 0 | 15420-121-003265 | MAPCO EXPRESS, LLC
35645 | Currently in Use |  | 1976-01-01 |  | Petroleum | Premium gasoline | Premium gasoline | Retail | Steel | Steel | Field installed cathodic protection |  | Double Wall, Flexible |  | 2018-01-31 |  | Catchment Basin, Single walled catchment basin | Automatic shutoff device At 95% full | Automatic shutoff device At 95% full |  |  | Continuous Automatic Tank Gauge |  | Automatic shutoff device (AELLD) | Automatic shutoff device (AELLD) | [5 empty] | UST Currently In Use: 3; UST Temp Close: 0; AST Currently In Use: 0; AST Temp Closed: 0 | 3 | 0 | 0 | 15420-121-003265 | MAPCO EXPRESS, LLC
35646 | Currently in Use |  | 1982-01-01 |  | Petroleum | Mid-grade gasoline | Mid-grade gasoline | Retail | Steel | Steel | Coated & cathodic protection (sti-P3), Field installed cathodic protection |  | Double Wall, Flexible |  | 2018-01-31 |  | Catchment Basin, Single walled catchment basin | Automatic shutoff device At 95% full | Automatic shutoff device At 95% full |  |  | Continuous Automatic Tank Gauge |  | Automatic shutoff device (AELLD) | Automatic shutoff device (AELLD) | [5 empty] | UST Currently In Use: 3; UST Temp Close: 0; AST Currently In Use: 0; AST Temp Closed: 0 | 3 | 0 | 0 | 15420-121-003265 | MAPCO EXPRESS, LLC
35647 | Permanently Closed | 1988-12-01 | 1974-01-01 | 1988-12-05 | Petroleum | Unleaded gasoline | Unleaded gasoline |  | Steel | Steel |  | Painted or None | Steel |  | 1901-01-01 | [15 empty] | UST Currently In Use: 0; UST Temp Close: 0; AST Currently In Use: 0; AST Temp Closed: 0 | 0 | 0 | 4 | 15420-121-003266 | MAPCO EXPRESS, LLC
35648 | Permanently Closed | 1988-12-01 | 1974-01-01 | 1988-12-05 | Petroleum | Unleaded gasoline | Unleaded gasoline |  | Steel | Steel |  | Painted or None | Steel |  | 1901-01-01 | [15 empty] | UST Currently In Use: 0; UST Temp Close: 0; AST Currently In Use: 0; AST Temp Closed: 0 | 0 | 0 | 4 | 15420-121-003266 | MAPCO EXPRESS, LLC
35649 | Permanently Closed | 1988-12-01 | 1972-01-01 | 1988-12-05 | Petroleum | Unleaded gasoline | Unleaded gasoline |  | Steel | Steel |  | Painted or None | Steel |  | 1901-01-01 | [15 empty] | UST Currently In Use: 0; UST Temp Close: 0; AST Currently In Use: 0; AST Temp Closed: 0 | 0 | 0 | 4 | 15420-121-003266 | MAPCO EXPRESS, LLC
35650 | Permanently Closed | 1988-12-01 | 1972-01-01 | 1988-12-05 | Petroleum | Unleaded gasoline | Unleaded gasoline |  | Steel | Steel |  | Painted or None | Steel |  | 1901-01-01 | [15 empty] | UST Currently In Use: 0; UST Temp Close: 0; AST Currently In Use: 0; AST Temp Closed: 0 | 0 | 0 | 4 | 15420-121-003266 | MAPCO EXPRESS, LLC
35651 | Permanently Closed | 2008-07-01 | 1982-01-01 | 2009-02-18 | Petroleum | Unleaded gasoline | Unleaded gasoline | Retail | Steel | Steel | Field installed cathodic protection |  | Steel |  | 1901-01-01 | Field installed cathodic protection | Catchment Basin, Single walled catchment basin | Automatic shutoff device At 95% full | Automatic shutoff device At 95% full |  |  | Continuous Automatic Tank Gauge |  | Automatic shutoff device (AELLD) | Automatic shutoff device (AELLD) | [5 empty] | UST Currently In Use: 0; UST Temp Close: 0; AST Currently In Use: 0; AST Temp Closed: 0 | 0 | 0 | 3 | 15420-121-003299 | MAPCO EXPRESS, LLC
35652 | Permanently Closed | 2008-07-01 | 1982-01-01 | 2009-02-18 | Petroleum | Mid-grade gasoline | Mid-grade gasoline | Retail | Steel | Steel | Field installed cathodic protection |  | Steel |  | 1901-01-01 | Field installed cathodic protection | Catchment Basin, Single walled catchment basin | Automatic shutoff device At 95% full | Automatic shutoff device At 95% full |  |  | Continuous Automatic Tank Gauge |  | Automatic shutoff device (AELLD) | Automatic shutoff device (AELLD) | [5 empty] | UST Currently In Use: 0; UST Temp Close: 0; AST Currently In Use: 0; AST Temp Closed: 0 | 0 | 0 | 3 | 15420-121-003299 | MAPCO EXPRESS, LLC
35653 | Permanently Closed | 2008-07-01 | 1982-01-01 | 2009-02-18 | Petroleum | Premium gasoline | Premium gasoline | Retail | Steel | Steel | Field installed cathodic protection |  | Steel |  | 1901-01-01 | Field installed cathodic protection | Catchment Basin, Single walled catchment basin | Automatic shutoff device At 95% full | Automatic shutoff device At 95% full |  |  | Continuous Automatic Tank Gauge |  | Automatic shutoff device (AELLD) | Automatic shutoff device (AELLD) | [5 empty] | UST Currently In Use: 0; UST Temp Close: 0; AST Currently In Use: 0; AST Temp Closed: 0 | 0 | 0 | 3 | 15420-121-003299 | MAPCO EXPRESS, LLC
35654 | Permanently Closed | 2013-04-30 | 1984-01-01 | 2022-06-06 | Petroleum | Mid-grade gasoline | Mid-grade gasoline | Retail | Steel | Steel | Coated & cathodic protection (sti-P3), Field installed cathodic protection |  | Steel |  |  | Field installed cathodic protection | Catchment Basin, Single walled catchment basin | Automatic shutoff device At 95% full | Automatic shutoff device At 95% full |  |  | Continuous Automatic Tank Gauge |  | Automatic flow restrictor (MLLD), Automatic shutoff device (AELLD) | Automatic shutoff device (AELLD) | [5 empty] | UST Currently In Use: 0; UST Temp Close: 0; AST Currently In Use: 0; AST Temp Closed: 0 | 0 | 0 | 3 | 15420-121-012802 | MAPCO EXPRESS, LLC
35655 | Permanently Closed | 2013-04-30 | 1984-01-01 | 2022-06-06 | Petroleum | Unleaded gasoline | Unleaded gasoline | Retail | Steel | Steel | Coated & cathodic protection (sti-P3), Field installed cathodic protection |  | Steel |  |  | Field installed cathodic protection | Catchment Basin, Single walled catchment basin | Automatic shutoff device At 95% full | Automatic shutoff device At 95% full |  |  | Continuous Automatic Tank Gauge |  | Automatic flow restrictor (MLLD), Automatic shutoff device (AELLD) | Automatic shutoff device (AELLD) | [5 empty] | UST Currently In Use: 0; UST Temp Close: 0; AST Currently In Use: 0; AST Temp Closed: 0 | 0 | 0 | 3 | 15420-121-012802 | MAPCO EXPRESS, LLC
35656 | Permanently Closed | 2013-04-30 | 1984-01-01 | 2022-06-06 | Petroleum | Premium gasoline | Premium gasoline | Retail | Steel | Steel | Coated & cathodic protection (sti-P3), Field installed cathodic protection |  | Steel |  |  | Field installed cathodic protection | Catchment Basin, Single walled catchment basin | Automatic shutoff device At 95% full | Automatic shutoff device At 95% full |  |  | Continuous Automatic Tank Gauge |  | Automatic flow restrictor (MLLD), Automatic shutoff device (AELLD) | Automatic shutoff device (AELLD) | [5 empty] | UST Currently In Use: 0; UST Temp Close: 0; AST Currently In Use: 0; AST Temp Closed: 0 | 0 | 0 | 3 | 15420-121-012802 | MAPCO EXPRESS, LLC
35657 | Currently in Use |  | 1990-05-01 |  | Petroleum | Unleaded gasoline | Unleaded gasoline | Retail | Single Wall, Steel, 6K/6K | Steel | Coated & cathodic protection (sti-P3) |  | Single Wall, Steel, STEEL CLAD |  |  | Galvanic Cathodic, Isolated or Above Ground, FLEX CONN | Catchment Basin, Single walled catchment basin | Automatic shutoff device At 95% full | Automatic shutoff device At 95% full |  |  | Continuous Automatic Tank Gauge |  | Automatic flow restrictor (MLLD) | Automatic flow restrictor (MLLD) |  |  | Annual line testing | Annual line testing |  | UST Currently In Use: 2; UST Temp Close: 0; AST Currently In Use: 0; AST Temp Closed: 0 | 2 | 0 | 0 | 15420-121-015186 | MAPCO EXPRESS, LLC
35659 | Currently in Use |  | 1990-05-01 |  | Petroleum | Premium gasoline | Premium gasoline | Retail | Single Wall, Steel | Steel | Coated & cathodic protection (sti-P3) |  | Single Wall, Steel, STEEL CLAD |  |  | Galvanic Cathodic, Isolated or Above Ground, FLEX CONN | Catchment Basin, Single walled catchment basin | Automatic shutoff device At 95% full | Automatic shutoff device At 95% full |  |  | Continuous Automatic Tank Gauge |  | Automatic flow restrictor (MLLD) | Automatic flow restrictor (MLLD) |  |  | Annual line testing | Annual line testing |  | UST Currently In Use: 2; UST Temp Close: 0; AST Currently In Use: 0; AST Temp Closed: 0 | 2 | 0 | 0 | 15420-121-015186 | MAPCO EXPRESS, LLC
35660 | Permanently Closed | 1991-10-07 | 1976-01-01 | 1991-10-07 | Petroleum | Unleaded gasoline | Unleaded gasoline |  | Steel | Steel |  | Painted or None | Steel |  | 1901-01-01 | [15 empty] | UST Currently In Use: 3; UST Temp Close: 0; AST Currently In Use: 0; AST Temp Closed: 0 | 3 | 0 | 2 | 15420-123-003264 | MAPCO EXPRESS, LLC
35661 | Permanently Closed | 1991-10-07 | 1976-01-01 | 1991-10-07 | Petroleum | Unleaded gasoline | Unleaded gasoline |  | Steel | Steel |  | Painted or None | Steel |  | 1901-01-01 | [15 empty] | UST Currently In Use: 3; UST Temp Close: 0; AST Currently In Use: 0; AST Temp Closed: 0 | 3 | 0 | 2 | 15420-123-003264 | MAPCO EXPRESS, LLC
35662 | Permanently Closed | 1984-01-01 | 1976-01-01 | 1988-01-01 | Petroleum | Unleaded gasoline | Unleaded gasoline |  | Steel | Steel |  | Painted or None | Steel |  | 1901-01-01 | [15 empty] | UST Currently In Use: 0; UST Temp Close: 0; AST Currently In Use: 0; AST Temp Closed: 0 | 0 | 0 | 2 | 15420-123-003283 | MAPCO EXPRESS, LLC
35663 | Permanently Closed | 1984-01-01 | 1976-01-01 | 1988-01-01 | Petroleum | Unleaded gasoline | Unleaded gasoline |  | Steel | Steel |  | Painted or None | Steel |  | 1901-01-01 | [15 empty] | UST Currently In Use: 0; UST Temp Close: 0; AST Currently In Use: 0; AST Temp Closed: 0 | 0 | 0 | 2 | 15420-123-003283 | MAPCO EXPRESS, LLC
35664 | Currently in Use |  | 1971-01-01 |  | Petroleum | Unleaded gasoline | Unleaded gasoline | Retail | Steel | Steel | Field installed cathodic protection |  | Steel, 2ND CONT |  | 2024-03-25 | Other, FLXS ISOLA | Catchment Basin, Single walled catchment basin | Automatic shutoff device At 95% full | Automatic shutoff device At 95% full |  |  | Continuous Automatic Tank Gauge |  | Automatic flow restrictor (MLLD) | Automatic flow restrictor (MLLD) | Interstitial Monitoring within Secondary Containment | SENSOR TO ATG | Annual line testing | Annual line testing | Pressurized Piping | UST Currently In Use: 3; UST Temp Close: 0; AST Currently In Use: 0; AST Temp Closed: 0 | 3 | 0 | 0 | 15420-123-007925 | MAPCO EXPRESS, LLC
35665 | Currently in Use |  | 1971-01-01 |  | Petroleum | On road diesel | On road diesel | Retail | Steel | Steel | Field installed cathodic protection |  | Steel, 2ND CONT |  | 2024-03-25 | Other, FLXS ISOLA | Catchment Basin, Single walled catchment basin | Automatic shutoff device At 95% full | Automatic shutoff device At 95% full |  |  | Continuous Automatic Tank Gauge |  | Automatic flow restrictor (MLLD) | Automatic flow restrictor (MLLD) | Interstitial Monitoring within Secondary Containment | SENSOR TO ATG | Annual line testing | Annual line testing | Pressurized Piping | UST Currently In Use: 3; UST Temp Close: 0; AST Currently In Use: 0; AST Temp Closed: 0 | 3 | 0 | 0 | 15420-123-007925 | MAPCO EXPRESS, LLC
35666 | Currently in Use |  | 1971-01-01 |  | Petroleum | Premium gasoline | Premium gasoline | Retail | Steel | Steel | Field installed cathodic protection |  | Steel, 2ND CONT |  | 2024-03-25 | Other, FLXS ISOLA | Catchment Basin, Single walled catchment basin | Automatic shutoff device At 95% full | Automatic shutoff device At 95% full |  |  | Continuous Automatic Tank Gauge |  | Automatic flow restrictor (MLLD) | Automatic flow restrictor (MLLD) |  |  | Annual line testing | Annual line testing |  | UST Currently In Use: 3; UST Temp Close: 0; AST Currently In Use: 0; AST Temp Closed: 0 | 3 | 0 | 0 | 15420-123-007925 | MAPCO EXPRESS, LLC
35667 | Permanently Closed | 1990-05-15 | 1968-01-01 | 1990-05-15 | Petroleum | Unleaded gasoline | Unleaded gasoline |  | Steel | Steel |  | Painted or None | Steel |  | 1901-01-01 | [15 empty] | UST Currently In Use: 3; UST Temp Close: 0; AST Currently In Use: 0; AST Temp Closed: 0 | 3 | 0 | 3 | 15420-123-013522 | MAPCO EXPRESS, LLC
35668 | Permanently Closed | 1990-05-15 | 1968-01-01 | 1990-05-15 | Petroleum | Unleaded gasoline | Unleaded gasoline |  | Steel | Steel |  | Painted or None | Steel |  | 1901-01-01 | [15 empty] | UST Currently In Use: 3; UST Temp Close: 0; AST Currently In Use: 0; AST Temp Closed: 0 | 3 | 0 | 3 | 15420-123-013522 | MAPCO EXPRESS, LLC
35669 | Permanently Closed | 1990-05-15 | 1968-01-01 | 1990-05-15 | Petroleum | Unleaded gasoline | Unleaded gasoline |  | Steel | Steel |  | Painted or None | Steel |  | 1901-01-01 | [15 empty] | UST Currently In Use: 3; UST Temp Close: 0; AST Currently In Use: 0; AST Temp Closed: 0 | 3 | 0 | 3 | 15420-123-013522 | MAPCO EXPRESS, LLC
35670 | Permanently Closed | 1991-08-22 | 1964-01-01 | 1991-08-22 | Petroleum | Unleaded gasoline | Unleaded gasoline |  | Steel | Steel |  |  | Steel |  | 1901-01-01 | [15 empty] | UST Currently In Use: 0; UST Temp Close: 0; AST Currently In Use: 0; AST Temp Closed: 0 | 0 | 0 | 4 | 15422-097-001324 | P H POTTER
35671 | Permanently Closed | 1991-08-22 | 1964-01-01 | 1991-08-22 | Petroleum | Unleaded gasoline | Unleaded gasoline |  | Steel | Steel |  |  | Steel |  | 1901-01-01 | [15 empty] | UST Currently In Use: 0; UST Temp Close: 0; AST Currently In Use: 0; AST Temp Closed: 0 | 0 | 0 | 4 | 15422-097-001324 | P H POTTER
35672 | Permanently Closed | 1991-08-22 | 1964-01-01 | 1991-08-22 | Petroleum | Unleaded gasoline | Unleaded gasoline |  | Steel | Steel |  |  | Steel |  | 1901-01-01 | [15 empty] | UST Currently In Use: 0; UST Temp Close: 0; AST Currently In Use: 0; AST Temp Closed: 0 | 0 | 0 | 4 | 15422-097-001324 | P H POTTER
35673 | Permanently Closed | 1991-08-22 | 1964-01-01 | 1991-08-22 | Petroleum | Unleaded gasoline | Unleaded gasoline |  | Steel | Steel |  |  | Steel |  | 1901-01-01 | [15 empty] | UST Currently In Use: 0; UST Temp Close: 0; AST Currently In Use: 0; AST Temp Closed: 0 | 0 | 0 | 4 | 15422-097-001324 | P H POTTER
35674 | Permanently Closed | 1994-08-18 | 1976-01-01 | 1994-08-18 | Petroleum | Unleaded gasoline | Unleaded gasoline |  | Steel | Steel |  | Painted or None | Steel |  | 1901-01-01 | [15 empty] | UST Currently In Use: 0; UST Temp Close: 0; AST Currently In Use: 0; AST Temp Closed: 0 | 0 | 0 | 2 | 15423-013-010536 | REX SMITH
35675 | Permanently Closed | 1994-08-18 | 1976-01-01 | 1994-08-18 | Petroleum | Unleaded gasoline | Unleaded gasoline |  | Steel | Steel |  | Painted or None | Steel |  | 1901-01-01 | [15 empty] | UST Currently In Use: 0; UST Temp Close: 0; AST Currently In Use: 0; AST Temp Closed: 0 | 0 | 0 | 2 | 15423-013-010536 | REX SMITH
35676 | Cannot Locate or abandoned | 2002-02-28 | 1967-01-01 |  | Petroleum | Unleaded gasoline | Unleaded gasoline |  | Steel | Steel |  | Painted or None | Steel |  | 1901-01-01 | [15 empty] | UST Currently In Use: 0; UST Temp Close: 0; AST Currently In Use: 0; AST Temp Closed: 0 | 0 | 0 | 0 | 15424-035-010666 | WILLIE MAE ADAMS
35677 | Cannot Locate or abandoned | 1991-10-01 | 1967-01-01 |  | Petroleum | Unleaded gasoline | Unleaded gasoline |  | Steel | Steel |  | Painted or None | Steel |  | 1901-01-01 | [15 empty] | UST Currently In Use: 0; UST Temp Close: 0; AST Currently In Use: 0; AST Temp Closed: 0 | 0 | 0 | 0 | 15424-035-010666 | WILLIE MAE ADAMS
35678 | Currently in Use |  | 1968-01-01 |  | Petroleum | Unleaded gasoline | Unleaded gasoline | Retail | Steel | Steel | Field installed cathodic protection |  | Steel |  |  | Field installed cathodic protection | Catchment Basin, Single walled catchment basin | Automatic shutoff device At 95% full | Automatic shutoff device At 95% full |  |  | Statistical Inventory Reconciliation (SIR) | [8 empty] | UST Currently In Use: 2; UST Temp Close: 0; AST Currently In Use: 0; AST Temp Closed: 0 | 2 | 0 | 0 | 25853-097-005990 | LUCKY 99
35679 | Currently in Use |  | 1968-01-01 |  | Petroleum | Mid-grade gasoline | Mid-grade gasoline | Retail | Steel | Steel | Field installed cathodic protection |  | Steel |  |  | Field installed cathodic protection | Catchment Basin, Single walled catchment basin | Automatic shutoff device At 95% full | Automatic shutoff device At 95% full |  |  | Statistical Inventory Reconciliation (SIR) | [8 empty] | UST Currently In Use: 2; UST Temp Close: 0; AST Currently In Use: 0; AST Temp Closed: 0 | 2 | 0 | 0 | 25853-097-005990 | LUCKY 99
35680 | Permanently Closed | 1901-01-01 | 1968-01-01 | 1990-11-08 | Petroleum | Unleaded gasoline | Unleaded gasoline |  | Steel | Steel |  | Painted or None |  |  | 1901-01-01 | [15 empty] | UST Currently In Use: 0; UST Temp Close: 0; AST Currently In Use: 4; AST Temp Closed: 0 | 0 | 0 | 3 | 15426-121-002093 | WILSON BROTHERS INC
35681 | Permanently Closed | 1901-01-01 | 1968-01-01 | 1990-11-08 | Petroleum | On road diesel | On road diesel |  | Steel | Steel |  | Painted or None |  |  | 1901-01-01 | [15 empty] | UST Currently In Use: 0; UST Temp Close: 0; AST Currently In Use: 4; AST Temp Closed: 0 | 0 | 0 | 3 | 15426-121-002093 | WILSON BROTHERS INC
35682 | Permanently Closed | 1901-01-01 | 1964-01-01 | 1989-02-07 | Petroleum | On road diesel | On road diesel |  | Steel | Steel |  |  |  |  | 1901-01-01 | [15 empty] | UST Currently In Use: 0; UST Temp Close: 0; AST Currently In Use: 4; AST Temp Closed: 0 | 0 | 0 | 3 | 15426-121-002093 | WILSON BROTHERS INC
35683 | Permanently Closed | 1990-01-01 | 1969-01-01 | 1990-01-01 | Petroleum | On road diesel | On road diesel |  | Steel | Steel |  |  | Steel |  | 1901-01-01 | [15 empty] | UST Currently In Use: 0; UST Temp Close: 0; AST Currently In Use: 0; AST Temp Closed: 0 | 0 | 0 | 2 | 15427-073-007800 | WILSON FOODS CORP
35684 | Permanently Closed | 1990-01-01 | 1972-01-01 | 1990-01-01 | Petroleum | On road diesel | On road diesel |  | Steel | Steel |  |  | Steel |  | 1901-01-01 | [15 empty] | UST Currently In Use: 0; UST Temp Close: 0; AST Currently In Use: 0; AST Temp Closed: 0 | 0 | 0 | 2 | 15427-073-007800 | WILSON FOODS CORP
35685 | Permanently Closed | 1996-12-01 | 1965-01-01 | 1998-12-07 | Petroleum | Unleaded gasoline | Unleaded gasoline |  | Steel | Steel |  | Painted or None | Steel |  | 1901-01-01 | [12 empty] | Vapor monitoring | Vapor monitoring |  | UST Currently In Use: 0; UST Temp Close: 0; AST Currently In Use: 0; AST Temp Closed: 0 | 0 | 0 | 6 | 15428-097-001113 | CHARLIE MAE LUDLAM
35686 | Permanently Closed | 1996-12-01 | 1965-01-01 | 1998-12-07 | Petroleum | Unleaded gasoline | Unleaded gasoline |  | Steel | Steel |  | Painted or None | Steel |  | 1901-01-01 | [12 empty] | Vapor monitoring | Vapor monitoring |  | UST Currently In Use: 0; UST Temp Close: 0; AST Currently In Use: 0; AST Temp Closed: 0 | 0 | 0 | 6 | 15428-097-001113 | CHARLIE MAE LUDLAM
35687 | Permanently Closed | 1996-12-01 | 1965-01-01 | 1998-12-07 | Petroleum | Unleaded gasoline | Unleaded gasoline |  | Steel | Steel |  | Painted or None | Steel |  | 1901-01-01 | [12 empty] | Vapor monitoring | Vapor monitoring |  | UST Currently In Use: 0; UST Temp Close: 0; AST Currently In Use: 0; AST Temp Closed: 0 | 0 | 0 | 6 | 15428-097-001113 | CHARLIE MAE LUDLAM
35688 | Permanently Closed | 1996-12-01 | 1973-01-01 | 1998-12-07 | Petroleum | Unleaded gasoline | Unleaded gasoline |  | Steel | Steel |  | Painted or None | Steel |  | 1901-01-01 | [12 empty] | Vapor monitoring | Vapor monitoring |  | UST Currently In Use: 0; UST Temp Close: 0; AST Currently In Use: 0; AST Temp Closed: 0 | 0 | 0 | 6 | 15428-097-001113 | CHARLIE MAE LUDLAM
35689 | Permanently Closed | 1990-11-05 | 1965-01-01 | 1990-11-05 | Petroleum | On road diesel | On road diesel |  | Steel | Steel |  | Painted or None | Steel |  | 1901-01-01 | [15 empty] | UST Currently In Use: 0; UST Temp Close: 0; AST Currently In Use: 0; AST Temp Closed: 0 | 0 | 0 | 6 | 15428-097-001113 | CHARLIE MAE LUDLAM
35690 | Permanently Closed | 1990-11-05 | 1965-01-01 | 1990-11-05 | Petroleum | Used oil | Used oil |  | Steel | Steel |  | Painted or None | Steel |  | 1901-01-01 | [15 empty] | UST Currently In Use: 0; UST Temp Close: 0; AST Currently In Use: 0; AST Temp Closed: 0 | 0 | 0 | 6 | 15428-097-001113 | CHARLIE MAE LUDLAM
35691 | Permanently Closed | 1901-01-01 | 1963-01-01 | 1989-11-01 | Petroleum | Unleaded gasoline | Unleaded gasoline |  | Steel | Steel |  |  |  |  | 1901-01-01 | [15 empty] | UST Currently In Use: 0; UST Temp Close: 0; AST Currently In Use: 0; AST Temp Closed: 0 | 0 | 0 | 5 | 15429-011-010260 | CHATTAHOOCHEE OIL CO. C/O PETRO SO.
35692 | Permanently Closed | 1901-01-01 | 1963-01-01 | 1989-11-01 | Petroleum | Unleaded gasoline | Unleaded gasoline |  | Steel | Steel |  |  |  |  | 1901-01-01 | [15 empty] | UST Currently In Use: 0; UST Temp Close: 0; AST Currently In Use: 0; AST Temp Closed: 0 | 0 | 0 | 5 | 15429-011-010260 | CHATTAHOOCHEE OIL CO. C/O PETRO SO.
35693 | Permanently Closed | 1901-01-01 | 1963-01-01 | 1989-11-01 | Petroleum | Unleaded gasoline | Unleaded gasoline |  | Steel | Steel |  |  |  |  | 1901-01-01 | [15 empty] | UST Currently In Use: 0; UST Temp Close: 0; AST Currently In Use: 0; AST Temp Closed: 0 | 0 | 0 | 5 | 15429-011-010260 | CHATTAHOOCHEE OIL CO. C/O PETRO SO.
35694 | Permanently Closed | 1901-01-01 | 1978-01-01 | 1989-11-01 | Petroleum | Unleaded gasoline | Unleaded gasoline |  | Steel | Steel |  |  |  |  | 1901-01-01 | [15 empty] | UST Currently In Use: 0; UST Temp Close: 0; AST Currently In Use: 0; AST Temp Closed: 0 | 0 | 0 | 5 | 15429-011-010260 | CHATTAHOOCHEE OIL CO. C/O PETRO SO.
35695 | Permanently Closed | 1901-01-01 | 1979-01-01 | 1989-11-01 | Petroleum | On road diesel | On road diesel |  | Steel | Steel |  |  |  |  | 1901-01-01 | [15 empty] | UST Currently In Use: 0; UST Temp Close: 0; AST Currently In Use: 0; AST Temp Closed: 0 | 0 | 0 | 5 | 15429-011-010260 | CHATTAHOOCHEE OIL CO. C/O PETRO SO.
35696 | Permanently Closed | 1992-10-28 | 1979-01-01 | 1992-10-28 | Petroleum | Unleaded gasoline | Unleaded gasoline | [7 empty] | 1901-01-01 | [15 empty] | UST Currently In Use: 0; UST Temp Close: 0; AST Currently In Use: 0; AST Temp Closed: 0 | 0 | 0 | 3 | 15429-011-010267 | CHATTAHOOCHEE OIL CO. C/O PETRO SO.
35697 | Permanently Closed | 1992-10-28 | 1979-01-01 | 1992-10-28 | Petroleum | Unleaded gasoline | Unleaded gasoline | [7 empty] | 1901-01-01 | [15 empty] | UST Currently In Use: 0; UST Temp Close: 0; AST Currently In Use: 0; AST Temp Closed: 0 | 0 | 0 | 3 | 15429-011-010267 | CHATTAHOOCHEE OIL CO. C/O PETRO SO.
35698 | Permanently Closed | 1992-10-28 | 1979-01-01 | 1992-10-28 | Petroleum | Unleaded gasoline | Unleaded gasoline | [7 empty] | 1901-01-01 | [15 empty] | UST Currently In Use: 0; UST Temp Close: 0; AST Currently In Use: 0; AST Temp Closed: 0 | 0 | 0 | 3 | 15429-011-010267 | CHATTAHOOCHEE OIL CO. C/O PETRO SO.
35699 | Permanently Closed | 1991-08-03 | 1976-01-01 | 1991-08-03 | Petroleum | Unleaded gasoline | Unleaded gasoline | [7 empty] | 1901-01-01 | [15 empty] | UST Currently In Use: 0; UST Temp Close: 0; AST Currently In Use: 0; AST Temp Closed: 0 | 0 | 0 | 5 | 15429-011-010269 | CHATTAHOOCHEE OIL CO. C/O PETRO SO.
35700 | Permanently Closed | 1991-08-03 | 1976-01-01 | 1991-08-03 | Petroleum | Unleaded gasoline | Unleaded gasoline | [7 empty] | 1901-01-01 | [15 empty] | UST Currently In Use: 0; UST Temp Close: 0; AST Currently In Use: 0; AST Temp Closed: 0 | 0 | 0 | 5 | 15429-011-010269 | CHATTAHOOCHEE OIL CO. C/O PETRO SO.
35701 | Permanently Closed | 1991-08-03 | 1976-01-01 | 1991-08-03 | Petroleum | Unleaded gasoline | Unleaded gasoline | [7 empty] | 1901-01-01 | [15 empty] | UST Currently In Use: 0; UST Temp Close: 0; AST Currently In Use: 0; AST Temp Closed: 0 | 0 | 0 | 5 | 15429-011-010269 | CHATTAHOOCHEE OIL CO. C/O PETRO SO.
35702 | Permanently Closed | 1991-08-03 | 1976-01-01 | 1991-08-03 | Petroleum | Unleaded gasoline | Unleaded gasoline | [7 empty] | 1901-01-01 | [15 empty] | UST Currently In Use: 0; UST Temp Close: 0; AST Currently In Use: 0; AST Temp Closed: 0 | 0 | 0 | 5 | 15429-011-010269 | CHATTAHOOCHEE OIL CO. C/O PETRO SO.
35703 | Permanently Closed | 1991-08-03 | 1976-01-01 | 1991-08-03 | Petroleum | Unleaded gasoline | Unleaded gasoline | [7 empty] | 1901-01-01 | [15 empty] | UST Currently In Use: 0; UST Temp Close: 0; AST Currently In Use: 0; AST Temp Closed: 0 | 0 | 0 | 5 | 15429-011-010269 | CHATTAHOOCHEE OIL CO. C/O PETRO SO.
35704 | Permanently Closed | 1993-09-11 | 1976-01-01 | 1993-09-11 | Petroleum | On road diesel | On road diesel |  | Steel | Steel |  |  |  |  | 1901-01-01 | [12 empty] | Annual line testing | Annual line testing |  | UST Currently In Use: 0; UST Temp Close: 0; AST Currently In Use: 0; AST Temp Closed: 0 | 0 | 0 | 3 | 15429-011-010281 | CHATTAHOOCHEE OIL CO. C/O PETRO SO.
35705 | Permanently Closed | 1993-09-11 | 1976-01-01 | 1993-09-11 | Petroleum | On road diesel | On road diesel |  | Steel | Steel |  |  |  |  | 1901-01-01 | [15 empty] | UST Currently In Use: 0; UST Temp Close: 0; AST Currently In Use: 0; AST Temp Closed: 0 | 0 | 0 | 3 | 15429-011-010281 | CHATTAHOOCHEE OIL CO. C/O PETRO SO.
35706 | Permanently Closed | 1993-09-11 | 1976-01-01 | 1993-09-11 | Petroleum | Unleaded gasoline | Unleaded gasoline |  | Steel | Steel |  |  |  |  | 1901-01-01 | [15 empty] | UST Currently In Use: 0; UST Temp Close: 0; AST Currently In Use: 0; AST Temp Closed: 0 | 0 | 0 | 3 | 15429-011-010281 | CHATTAHOOCHEE OIL CO. C/O PETRO SO.
35707 | Permanently Closed | 1995-12-16 | 1968-01-01 | 1995-12-16 | Petroleum | Unleaded gasoline | Unleaded gasoline | [7 empty] | 1901-01-01 | [6 empty] | Statistical Inventory Reconciliation (SIR) | [5 empty] | Annual line testing | Annual line testing |  | UST Currently In Use: 0; UST Temp Close: 0; AST Currently In Use: 0; AST Temp Closed: 0 | 0 | 0 | 2 | 15429-017-010268 | CHATTAHOOCHEE OIL CO. C/O PETRO SO.
35708 | Permanently Closed | 1995-12-16 | 1968-01-01 | 1995-12-16 | Petroleum | On road diesel | On road diesel | [7 empty] | 1901-01-01 | [6 empty] | Statistical Inventory Reconciliation (SIR) | [5 empty] | Annual line testing | Annual line testing |  | UST Currently In Use: 0; UST Temp Close: 0; AST Currently In Use: 0; AST Temp Closed: 0 | 0 | 0 | 2 | 15429-017-010268 | CHATTAHOOCHEE OIL CO. C/O PETRO SO.
35709 | Permanently Closed | 1901-01-01 | 1975-01-01 | 1988-03-15 | Petroleum | Unleaded gasoline | Unleaded gasoline | [7 empty] | 1901-01-01 | [15 empty] | UST Currently In Use: 0; UST Temp Close: 0; AST Currently In Use: 0; AST Temp Closed: 0 | 0 | 0 | 7 | 15429-017-010272 | CHATTAHOOCHEE OIL CO. C/O PETRO SO.
35710 | Permanently Closed | 1901-01-01 | 1975-01-01 | 1988-03-15 | Petroleum | Unleaded gasoline | Unleaded gasoline | [7 empty] | 1901-01-01 | [15 empty] | UST Currently In Use: 0; UST Temp Close: 0; AST Currently In Use: 0; AST Temp Closed: 0 | 0 | 0 | 7 | 15429-017-010272 | CHATTAHOOCHEE OIL CO. C/O PETRO SO.
35711 | Permanently Closed | 1901-01-01 | 1975-01-01 | 1988-03-15 | Petroleum | Unleaded gasoline | Unleaded gasoline | [7 empty] | 1901-01-01 | [15 empty] | UST Currently In Use: 0; UST Temp Close: 0; AST Currently In Use: 0; AST Temp Closed: 0 | 0 | 0 | 7 | 15429-017-010272 | CHATTAHOOCHEE OIL CO. C/O PETRO SO.
35712 | Permanently Closed | 1901-01-01 | 1975-01-01 | 1988-03-15 | Petroleum | Unleaded gasoline | Unleaded gasoline | [7 empty] | 1901-01-01 | [15 empty] | UST Currently In Use: 0; UST Temp Close: 0; AST Currently In Use: 0; AST Temp Closed: 0 | 0 | 0 | 7 | 15429-017-010272 | CHATTAHOOCHEE OIL CO. C/O PETRO SO.
35713 | Permanently Closed | 1995-10-02 | 1901-01-01 | 1995-10-02 | Petroleum | Unleaded gasoline | Unleaded gasoline | [7 empty] | 1901-01-01 | [6 empty] | Statistical Inventory Reconciliation (SIR) | [5 empty] | Annual line testing | Annual line testing |  | UST Currently In Use: 0; UST Temp Close: 0; AST Currently In Use: 0; AST Temp Closed: 0 | 0 | 0 | 7 | 15429-017-010272 | CHATTAHOOCHEE OIL CO. C/O PETRO SO.
35714 | Permanently Closed | 1995-10-02 | 1901-01-01 | 1995-10-02 | Petroleum | Unleaded gasoline | Unleaded gasoline | [7 empty] | 1901-01-01 | [6 empty] | Statistical Inventory Reconciliation (SIR) | [5 empty] | Annual line testing | Annual line testing |  | UST Currently In Use: 0; UST Temp Close: 0; AST Currently In Use: 0; AST Temp Closed: 0 | 0 | 0 | 7 | 15429-017-010272 | CHATTAHOOCHEE OIL CO. C/O PETRO SO.
35715 | Permanently Closed | 1995-10-02 | 1901-01-01 | 1995-10-02 | Petroleum | Unleaded gasoline | Unleaded gasoline | [7 empty] | 1901-01-01 | [6 empty] | Statistical Inventory Reconciliation (SIR) | [5 empty] | Annual line testing | Annual line testing |  | UST Currently In Use: 0; UST Temp Close: 0; AST Currently In Use: 0; AST Temp Closed: 0 | 0 | 0 | 7 | 15429-017-010272 | CHATTAHOOCHEE OIL CO. C/O PETRO SO.
35716 | Permanently Closed | 1992-12-19 | 1967-01-01 | 1992-12-19 | Petroleum | Unleaded gasoline | Unleaded gasoline | [7 empty] | 1901-01-01 | [15 empty] | UST Currently In Use: 1; UST Temp Close: 0; AST Currently In Use: 1; AST Temp Closed: 0 | 1 | 0 | 4 | 25674-017-010275 | EAST ALABAMA LUMBER
35717 | Permanently Closed | 1992-12-19 | 1967-01-01 | 1992-12-19 | Petroleum | On road diesel | On road diesel | [7 empty] | 1901-01-01 | [15 empty] | UST Currently In Use: 1; UST Temp Close: 0; AST Currently In Use: 1; AST Temp Closed: 0 | 1 | 0 | 4 | 25674-017-010275 | EAST ALABAMA LUMBER
35718 | Permanently Closed | 1992-12-19 | 1967-01-01 | 1992-12-19 | Petroleum | On road diesel | On road diesel | [7 empty] | 1901-01-01 | [15 empty] | UST Currently In Use: 1; UST Temp Close: 0; AST Currently In Use: 1; AST Temp Closed: 0 | 1 | 0 | 4 | 25674-017-010275 | EAST ALABAMA LUMBER
35719 | Permanently Closed | 1992-01-01 | 1967-01-01 | 1992-01-01 | Petroleum | On road diesel | On road diesel | [7 empty] | 1901-01-01 | [6 empty] | Statistical Inventory Reconciliation (SIR) | [5 empty] | Annual line testing | Annual line testing |  | UST Currently In Use: 1; UST Temp Close: 0; AST Currently In Use: 1; AST Temp Closed: 0 | 1 | 0 | 4 | 25674-017-010275 | EAST ALABAMA LUMBER
35720 | Permanently Closed | 1998-05-07 | 1972-01-01 | 1998-05-07 | Petroleum | Unleaded gasoline | Unleaded gasoline | [7 empty] | 1901-01-01 | [6 empty] | Statistical Inventory Reconciliation (SIR) | [5 empty] | Annual line testing | Annual line testing |  | UST Currently In Use: 2; UST Temp Close: 0; AST Currently In Use: 0; AST Temp Closed: 0 | 2 | 0 | 3 | 25387-017-010277 | GUY THOMPSON
35721 | Permanently Closed | 1998-05-07 | 1972-01-01 | 1998-05-07 | Petroleum | Unleaded gasoline | Unleaded gasoline | [7 empty] | 1901-01-01 | [6 empty] | Statistical Inventory Reconciliation (SIR) | [5 empty] | Annual line testing | Annual line testing |  | UST Currently In Use: 2; UST Temp Close: 0; AST Currently In Use: 0; AST Temp Closed: 0 | 2 | 0 | 3 | 25387-017-010277 | GUY THOMPSON
35722 | Permanently Closed | 1998-05-07 | 1972-01-01 | 1998-05-07 | Petroleum | Unleaded gasoline | Unleaded gasoline | [7 empty] | 1901-01-01 | [6 empty] | Statistical Inventory Reconciliation (SIR) | [5 empty] | Annual line testing | Annual line testing |  | UST Currently In Use: 2; UST Temp Close: 0; AST Currently In Use: 0; AST Temp Closed: 0 | 2 | 0 | 3 | 25387-017-010277 | GUY THOMPSON
35723 | Permanently Closed | 1992-11-21 | 1968-01-01 | 1992-11-21 | Petroleum | Unleaded gasoline | Unleaded gasoline | [7 empty] | 1901-01-01 | [15 empty] | UST Currently In Use: 0; UST Temp Close: 0; AST Currently In Use: 0; AST Temp Closed: 0 | 0 | 0 | 3 | 15429-017-010279 | CHATTAHOOCHEE OIL CO. C/O PETRO SO.
35724 | Permanently Closed | 1992-11-21 | 1968-01-01 | 1992-11-21 | Petroleum | Unleaded gasoline | Unleaded gasoline | [7 empty] | 1901-01-01 | [15 empty] | UST Currently In Use: 0; UST Temp Close: 0; AST Currently In Use: 0; AST Temp Closed: 0 | 0 | 0 | 3 | 15429-017-010279 | CHATTAHOOCHEE OIL CO. C/O PETRO SO.
35725 | Permanently Closed | 1992-11-21 | 1968-01-01 | 1992-11-21 | Petroleum | Unleaded gasoline | Unleaded gasoline | [7 empty] | 1901-01-01 | [15 empty] | UST Currently In Use: 0; UST Temp Close: 0; AST Currently In Use: 0; AST Temp Closed: 0 | 0 | 0 | 3 | 15429-017-010279 | CHATTAHOOCHEE OIL CO. C/O PETRO SO.
35726 | Currently in Use |  | 1986-11-01 |  | Petroleum | Unleaded gasoline | Unleaded gasoline |  | Steel | Steel | Coated & cathodic protection (sti-P3) |  | Flexible |  |  | Galvanic Cathodic, FLX CONN | Catchment Basin, Single walled catchment basin | Automatic shutoff device At 95% full | Automatic shutoff device At 95% full |  |  | Statistical Inventory Reconciliation (SIR) | [8 empty] | UST Currently In Use: 2; UST Temp Close: 0; AST Currently In Use: 0; AST Temp Closed: 0 | 2 | 0 | 0 | 15225-017-010282 | W H THOMAS OIL CO INC
35727 | Retired | 1988-12-22 | 1965-01-01 |  | Petroleum | Unleaded gasoline | Unleaded gasoline | [14 empty] | Statistical Inventory Reconciliation (SIR) | [5 empty] | Annual line testing | Annual line testing |  | UST Currently In Use: 2; UST Temp Close: 0; AST Currently In Use: 0; AST Temp Closed: 0 | 2 | 0 | 0 | 15225-017-010282 | W H THOMAS OIL CO INC
35728 | Permanently Closed | 1995-11-29 | 1966-01-01 | 1995-11-29 | Petroleum | Unleaded gasoline | Unleaded gasoline | [7 empty] | 1901-01-01 | [6 empty] | Statistical Inventory Reconciliation (SIR) | [5 empty] | Annual line testing | Annual line testing |  | UST Currently In Use: 0; UST Temp Close: 0; AST Currently In Use: 0; AST Temp Closed: 0 | 0 | 0 | 1 | 15429-081-004446 | CHATTAHOOCHEE OIL CO. C/O PETRO SO.
35729 | Permanently Closed | 1901-01-01 | 1977-01-01 | 1989-08-16 | Petroleum | Unleaded gasoline | Unleaded gasoline |  | Steel | Steel | Interior lined (not allowed as a standalone method of corrosion protection) | Painted or None | Steel |  | 1901-01-01 | [15 empty] | UST Currently In Use: 3; UST Temp Close: 2; AST Currently In Use: 0; AST Temp Closed: 0 | 3 | 2 | 4 | 20760-081-007181 | LAKE MARTIN, INC
35730 | Permanently Closed | 1901-01-01 | 1977-01-01 | 1989-08-16 | Petroleum | Unleaded gasoline | Unleaded gasoline |  | Steel | Steel | Interior lined (not allowed as a standalone method of corrosion protection) | Painted or None | Steel |  | 1901-01-01 | [15 empty] | UST Currently In Use: 3; UST Temp Close: 2; AST Currently In Use: 0; AST Temp Closed: 0 | 3 | 2 | 4 | 20760-081-007181 | LAKE MARTIN, INC
35731 | Permanently Closed | 1901-01-01 | 1977-01-01 | 1989-08-16 | Petroleum | Unleaded gasoline | Unleaded gasoline |  | Steel | Steel | Interior lined (not allowed as a standalone method of corrosion protection) | Painted or None | Steel |  | 1901-01-01 | [15 empty] | UST Currently In Use: 3; UST Temp Close: 2; AST Currently In Use: 0; AST Temp Closed: 0 | 3 | 2 | 4 | 20760-081-007181 | LAKE MARTIN, INC
35732 | Permanently Closed | 1901-01-01 | 1977-01-01 | 1989-08-16 | Petroleum | On road diesel | On road diesel |  | Steel | Steel | Interior lined (not allowed as a standalone method of corrosion protection) | Painted or None | Steel |  | 1901-01-01 | [15 empty] | UST Currently In Use: 3; UST Temp Close: 2; AST Currently In Use: 0; AST Temp Closed: 0 | 3 | 2 | 4 | 20760-081-007181 | LAKE MARTIN, INC
35733 | Currently in Use |  | 1986-01-01 |  | Petroleum | Premium gasoline | Premium gasoline | Retail | Steel | Steel | Field installed cathodic protection |  | Flexible |  |  |  | Catchment Basin, Single walled catchment basin | Automatic shutoff device At 95% full | Automatic shutoff device At 95% full |  |  | Continuous Automatic Tank Gauge |  | Automatic shutoff device (AELLD) | Automatic shutoff device (AELLD) | [5 empty] | UST Currently In Use: 3; UST Temp Close: 0; AST Currently In Use: 0; AST Temp Closed: 0 | 3 | 0 | 0 | 21146-081-010257 | S & B INVESTMENT CORP
35734 | Permanently Closed | 2024-11-06 | 1973-01-01 |  | Petroleum | Premium gasoline | Premium gasoline | Bulk facility | Steel | Steel | Field installed cathodic protection |  | Steel |  |  | Field installed cathodic protection | Catchment Basin, Single walled catchment basin | Flow Rest 90% Full | Flow Rest 90% Full |  |  | Automatic Tank Gauge |  | Automatic shutoff device (AELLD) | Automatic shutoff device (AELLD) | [5 empty] | UST Currently In Use: 0; UST Temp Close: 0; AST Currently In Use: 18; AST Temp Closed: 0 | 0 | 0 | 10 | 15225-081-010258 | W H THOMAS OIL CO INC
35735 | Permanently Closed | 2024-11-06 | 1973-01-01 |  | Petroleum | Premium gasoline | Premium gasoline | Bulk facility | Steel | Steel | Field installed cathodic protection |  | Steel |  |  | Field installed cathodic protection | Catchment Basin, Single walled catchment basin | Flow Rest 90% Full | Flow Rest 90% Full |  |  | Automatic Tank Gauge |  | Automatic shutoff device (AELLD) | Automatic shutoff device (AELLD) | [5 empty] | UST Currently In Use: 0; UST Temp Close: 0; AST Currently In Use: 18; AST Temp Closed: 0 | 0 | 0 | 10 | 15225-081-010258 | W H THOMAS OIL CO INC
35736 | Permanently Closed | 2024-11-06 | 1973-01-01 |  | Petroleum | Unleaded gasoline | Unleaded gasoline | Bulk facility | Steel | Steel | Field installed cathodic protection |  | Steel |  |  | Field installed cathodic protection | Catchment Basin, Single walled catchment basin | Flow Rest 90% Full | Flow Rest 90% Full |  |  | Automatic Tank Gauge |  | Automatic shutoff device (AELLD) | Automatic shutoff device (AELLD) | [5 empty] | UST Currently In Use: 0; UST Temp Close: 0; AST Currently In Use: 18; AST Temp Closed: 0 | 0 | 0 | 10 | 15225-081-010258 | W H THOMAS OIL CO INC
35737 | Permanently Closed | 2024-11-06 | 1973-01-01 |  | Petroleum | On road diesel | On road diesel | Bulk facility | Steel | Steel | Field installed cathodic protection |  | Steel |  |  | Field installed cathodic protection | Catchment Basin, Single walled catchment basin | Flow Rest 90% Full | Flow Rest 90% Full |  |  | Automatic Tank Gauge |  | Automatic shutoff device (AELLD) | Automatic shutoff device (AELLD) | [5 empty] | UST Currently In Use: 0; UST Temp Close: 0; AST Currently In Use: 18; AST Temp Closed: 0 | 0 | 0 | 10 | 15225-081-010258 | W H THOMAS OIL CO INC
35738 | Permanently Closed | 2024-11-06 | 1973-01-01 |  | Petroleum | Other, OFFROAD | Other | Bulk facility | Steel | Steel | Field installed cathodic protection |  | Steel |  |  | Field installed cathodic protection | Catchment Basin, Single walled catchment basin | Flow Rest 90% Full | Flow Rest 90% Full |  |  | Automatic Tank Gauge |  | Automatic shutoff device (AELLD) | Automatic shutoff device (AELLD) | [5 empty] | UST Currently In Use: 0; UST Temp Close: 0; AST Currently In Use: 18; AST Temp Closed: 0 | 0 | 0 | 10 | 15225-081-010258 | W H THOMAS OIL CO INC
35739 | Permanently Closed | 2024-11-06 | 1901-01-01 |  | Petroleum | On road diesel | On road diesel |  | Steel | Steel | Field installed cathodic protection |  | Steel |  |  | Field installed cathodic protection | Catchment Basin, Single walled catchment basin | Automatic shutoff device At 95% full | Automatic shutoff device At 95% full |  |  | Automatic Tank Gauge |  | Automatic shutoff device (AELLD) | Automatic shutoff device (AELLD) | [5 empty] | UST Currently In Use: 0; UST Temp Close: 0; AST Currently In Use: 18; AST Temp Closed: 0 | 0 | 0 | 10 | 15225-081-010258 | W H THOMAS OIL CO INC
35741 | Permanently Closed | 2024-11-06 | 1901-01-01 |  | Petroleum | Unleaded gasoline | Unleaded gasoline |  | Steel | Steel | Field installed cathodic protection |  | Steel |  |  | Field installed cathodic protection | Catchment Basin, Single walled catchment basin |  |  |  |  | Automatic Tank Gauge |  | Automatic shutoff device (AELLD) | Automatic shutoff device (AELLD) | [5 empty] | UST Currently In Use: 0; UST Temp Close: 0; AST Currently In Use: 18; AST Temp Closed: 0 | 0 | 0 | 10 | 15225-081-010258 | W H THOMAS OIL CO INC
35742 | Permanently Closed | 2009-07-07 | 1973-01-01 |  | Petroleum | Unleaded gasoline | Unleaded gasoline | Bulk facility | Steel | Steel | Field installed cathodic protection |  | Other, NO PIPING |  |  |  | Catchment Basin, Single walled catchment basin | Automatic shutoff device At 95% full | Automatic shutoff device At 95% full |  |  | Statistical Inventory Reconciliation (SIR) | [8 empty] | UST Currently In Use: 0; UST Temp Close: 0; AST Currently In Use: 18; AST Temp Closed: 0 | 0 | 0 | 10 | 15225-081-010258 | W H THOMAS OIL CO INC
35743 | Permanently Closed | 2024-11-06 | 1973-01-01 |  | Petroleum | Used oil | Used oil | Bulk facility | Steel | Steel | Field installed cathodic protection |  | Other, NO PIPING |  |  |  | Other, EXEMPT | Flow Rest 90% Full, EXEMPT | Flow Rest 90% Full |  |  | Manual Tank Gauging (only tanks 1000 gal. or less and 48” or 64” in diameter) | [8 empty] | UST Currently In Use: 0; UST Temp Close: 0; AST Currently In Use: 18; AST Temp Closed: 0 | 0 | 0 | 10 | 15225-081-010258 | W H THOMAS OIL CO INC
35744 | Permanently Closed | 1988-01-01 | 1973-01-01 | 1988-01-01 | Petroleum | Used oil | Used oil | [9 empty] | Catchment Basin, Single walled catchment basin |  |  |  |  | Statistical Inventory Reconciliation (SIR) | [8 empty] | UST Currently In Use: 0; UST Temp Close: 0; AST Currently In Use: 18; AST Temp Closed: 0 | 0 | 0 | 10 | 15225-081-010258 | W H THOMAS OIL CO INC
35745 | Permanently Closed | 1998-06-06 | 1973-01-01 | 1998-06-06 | Petroleum | On road diesel | On road diesel | [7 empty] | 1901-01-01 | [6 empty] | Statistical Inventory Reconciliation (SIR) | [5 empty] | Annual line testing | Annual line testing |  | UST Currently In Use: 0; UST Temp Close: 0; AST Currently In Use: 0; AST Temp Closed: 0 | 0 | 0 | 3 | 15429-087-010273 | CHATTAHOOCHEE OIL CO. C/O PETRO SO.
35746 | Permanently Closed | 1992-07-21 | 1973-01-01 | 1993-01-23 | Petroleum | On road diesel | On road diesel | [7 empty] | 1901-01-01 | [15 empty] | UST Currently In Use: 0; UST Temp Close: 0; AST Currently In Use: 0; AST Temp Closed: 0 | 0 | 0 | 3 | 15429-087-010273 | CHATTAHOOCHEE OIL CO. C/O PETRO SO.
35747 | Permanently Closed | 1901-01-01 | 1973-01-01 | 1988-11-29 | Petroleum | On road diesel | On road diesel | [7 empty] | 1901-01-01 | [15 empty] | UST Currently In Use: 0; UST Temp Close: 0; AST Currently In Use: 0; AST Temp Closed: 0 | 0 | 0 | 3 | 15429-087-010273 | CHATTAHOOCHEE OIL CO. C/O PETRO SO.
35748 | Permanently Closed | 1998-12-31 | 1973-01-01 | 1999-11-23 | Petroleum | On road diesel | On road diesel | [7 empty] | 1901-01-01 | [6 empty] | Statistical Inventory Reconciliation (SIR) | [5 empty] | Annual line testing | Annual line testing |  | UST Currently In Use: 0; UST Temp Close: 0; AST Currently In Use: 0; AST Temp Closed: 0 | 0 | 0 | 2 | 15429-087-010274 | CHATTAHOOCHEE OIL CO. C/O PETRO SO.
35749 | Permanently Closed | 1998-12-31 | 1973-01-01 | 1999-11-23 | Petroleum | On road diesel | On road diesel | [7 empty] | 1901-01-01 | [6 empty] | Statistical Inventory Reconciliation (SIR) | [5 empty] | Annual line testing | Annual line testing |  | UST Currently In Use: 0; UST Temp Close: 0; AST Currently In Use: 0; AST Temp Closed: 0 | 0 | 0 | 2 | 15429-087-010274 | CHATTAHOOCHEE OIL CO. C/O PETRO SO.
35750 | Currently in Use |  | 1984-01-01 |  | Petroleum | Unleaded gasoline | Unleaded gasoline | Retail | Steel | Steel | Coated & cathodic protection (sti-P3) |  | Steel |  |  | Galvanic Cathodic | Catchment Basin, Single walled catchment basin | Automatic shutoff device At 95% full, Flow Rest 90% Full | Flow Rest 90% Full |  |  | Statistical Inventory Reconciliation (SIR) |  | Automatic flow restrictor (MLLD) | Automatic flow restrictor (MLLD) |  |  | Statistical inventory reconciliation (SIR) | Statistical inventory reconciliation (SIR) |  | UST Currently In Use: 3; UST Temp Close: 0; AST Currently In Use: 0; AST Temp Closed: 0 | 3 | 0 | 0 | 15476-081-013014 | YOUNG OIL INC
35751 | Currently in Use |  | 1984-01-01 |  | Petroleum | Premium gasoline | Premium gasoline | Retail | Steel | Steel | Coated & cathodic protection (sti-P3) |  | Steel |  |  | Galvanic Cathodic | Catchment Basin, Single walled catchment basin | Automatic shutoff device At 95% full, Flow Rest 90% Full | Flow Rest 90% Full |  |  | Statistical Inventory Reconciliation (SIR) |  | Automatic flow restrictor (MLLD) | Automatic flow restrictor (MLLD) |  |  | Statistical inventory reconciliation (SIR) | Statistical inventory reconciliation (SIR) |  | UST Currently In Use: 3; UST Temp Close: 0; AST Currently In Use: 0; AST Temp Closed: 0 | 3 | 0 | 0 | 15476-081-013014 | YOUNG OIL INC
35752 | Currently in Use |  | 1984-01-01 |  | Petroleum | On road diesel | On road diesel | Retail | Steel | Steel | Coated & cathodic protection (sti-P3) |  | Steel |  |  | Galvanic Cathodic | Catchment Basin, Single walled catchment basin | Flow Rest 90% Full | Flow Rest 90% Full |  |  | Statistical Inventory Reconciliation (SIR) |  | Automatic flow restrictor (MLLD) | Automatic flow restrictor (MLLD) |  |  | Statistical inventory reconciliation (SIR) | Statistical inventory reconciliation (SIR) |  | UST Currently In Use: 3; UST Temp Close: 0; AST Currently In Use: 0; AST Temp Closed: 0 | 3 | 0 | 0 | 15476-081-013014 | YOUNG OIL INC
35753 | Currently in Use |  | 1989-01-01 |  | Petroleum | On road diesel | On road diesel |  | Steel | Steel | Coated & cathodic protection (sti-P3), Field installed cathodic protection |  | Fiberglass reinforced plastic, Single Wall |  |  | Field installed cathodic protection | Catchment Basin, Single walled catchment basin | Flow Rest 90% Full | Flow Rest 90% Full |  |  | Continuous Automatic Tank Gauge, Statistical Inventory Reconciliation (SIR) |  | Automatic flow restrictor (MLLD) | Automatic flow restrictor (MLLD) |  |  | Statistical inventory reconciliation (SIR) | Statistical inventory reconciliation (SIR) |  | UST Currently In Use: 5; UST Temp Close: 0; AST Currently In Use: 0; AST Temp Closed: 0 | 5 | 0 | 0 | 23011-081-014607 | R & Y INC.
35754 | Currently in Use |  | 1989-01-01 |  | Petroleum | Premium gasoline | Premium gasoline |  | Steel | Steel | Coated & cathodic protection (sti-P3), Field installed cathodic protection |  | Fiberglass reinforced plastic, Single Wall |  |  | Field installed cathodic protection | Catchment Basin, Single walled catchment basin | Flow Rest 90% Full | Flow Rest 90% Full |  |  | Continuous Automatic Tank Gauge, Statistical Inventory Reconciliation (SIR) |  | Automatic flow restrictor (MLLD) | Automatic flow restrictor (MLLD) |  |  | Statistical inventory reconciliation (SIR) | Statistical inventory reconciliation (SIR) |  | UST Currently In Use: 5; UST Temp Close: 0; AST Currently In Use: 0; AST Temp Closed: 0 | 5 | 0 | 0 | 23011-081-014607 | R & Y INC.
35755 | Currently in Use |  | 1989-01-01 |  | Petroleum | Unleaded gasoline | Unleaded gasoline |  | Steel | Steel | Coated & cathodic protection (sti-P3), Field installed cathodic protection |  | Fiberglass reinforced plastic, Single Wall |  |  |  | Catchment Basin, Single walled catchment basin | Flow Rest 90% Full | Flow Rest 90% Full |  |  | Continuous Automatic Tank Gauge, Statistical Inventory Reconciliation (SIR) |  | Automatic flow restrictor (MLLD) | Automatic flow restrictor (MLLD) |  |  | Statistical inventory reconciliation (SIR) | Statistical inventory reconciliation (SIR) |  | UST Currently In Use: 5; UST Temp Close: 0; AST Currently In Use: 0; AST Temp Closed: 0 | 5 | 0 | 0 | 23011-081-014607 | R & Y INC.
35756 | Currently in Use |  | 1989-01-01 |  | Petroleum | On road diesel | On road diesel |  | Steel | Steel | Coated & cathodic protection (sti-P3), Field installed cathodic protection |  | Single Wall, Steel |  |  | Field installed cathodic protection | Catchment Basin, Single walled catchment basin | Flow Rest 90% Full | Flow Rest 90% Full |  |  | Continuous Automatic Tank Gauge, Statistical Inventory Reconciliation (SIR) |  | Automatic flow restrictor (MLLD) | Automatic flow restrictor (MLLD) |  |  | Statistical inventory reconciliation (SIR) | Statistical inventory reconciliation (SIR) |  | UST Currently In Use: 5; UST Temp Close: 0; AST Currently In Use: 0; AST Temp Closed: 0 | 5 | 0 | 0 | 23011-081-014607 | R & Y INC.
35757 | Currently in Use |  | 1989-01-01 |  | Petroleum | Other, NON ETHANO | Other |  | Steel | Steel | Coated & cathodic protection (sti-P3), Field installed cathodic protection |  | Single Wall, Steel |  |  | Field installed cathodic protection | Catchment Basin, Single walled catchment basin | Flow Rest 90% Full | Flow Rest 90% Full |  |  | Statistical Inventory Reconciliation (SIR) |  | Automatic flow restrictor (MLLD) | Automatic flow restrictor (MLLD) |  |  | Statistical inventory reconciliation (SIR) | Statistical inventory reconciliation (SIR) |  | UST Currently In Use: 5; UST Temp Close: 0; AST Currently In Use: 0; AST Temp Closed: 0 | 5 | 0 | 0 | 23011-081-014607 | R & Y INC.
35758 | Temporary Closed | 2009-04-06 | 1901-01-01 |  | Petroleum | Unleaded gasoline | Unleaded gasoline | Retail | Steel | Steel | Field installed cathodic protection |  | Steel |  | 1901-01-01 | Field installed cathodic protection | Catchment Basin, Single walled catchment basin | Automatic shutoff device At 95% full | Automatic shutoff device At 95% full |  |  | Statistical Inventory Reconciliation (SIR) | [8 empty] | UST Currently In Use: 0; UST Temp Close: 3; AST Currently In Use: 0; AST Temp Closed: 0 | 0 | 3 | 0 | 22040-087-008632 | MIKE AND TERRY HOLCEY
35759 | Temporary Closed | 2009-04-06 | 1901-01-01 |  | Petroleum | Mid-grade gasoline | Mid-grade gasoline | Retail | Steel | Steel | Field installed cathodic protection |  | Steel |  | 1901-01-01 | Field installed cathodic protection | Catchment Basin, Single walled catchment basin | Automatic shutoff device At 95% full | Automatic shutoff device At 95% full |  |  | Statistical Inventory Reconciliation (SIR) | [8 empty] | UST Currently In Use: 0; UST Temp Close: 3; AST Currently In Use: 0; AST Temp Closed: 0 | 0 | 3 | 0 | 22040-087-008632 | MIKE AND TERRY HOLCEY
35760 | Temporary Closed | 2009-04-06 | 1901-01-01 |  | Petroleum | Premium gasoline | Premium gasoline | Retail | Steel | Steel | Field installed cathodic protection |  | Steel |  | 1901-01-01 | Field installed cathodic protection | Catchment Basin, Single walled catchment basin | Automatic shutoff device At 95% full | Automatic shutoff device At 95% full |  |  | Statistical Inventory Reconciliation (SIR) | [8 empty] | UST Currently In Use: 0; UST Temp Close: 3; AST Currently In Use: 0; AST Temp Closed: 0 | 0 | 3 | 0 | 22040-087-008632 | MIKE AND TERRY HOLCEY
35763 | Retired | 1984-05-01 | 1901-01-01 |  | Petroleum | Unleaded gasoline | Unleaded gasoline | [7 empty] | 1901-01-01 | [6 empty] | Statistical Inventory Reconciliation (SIR) | [8 empty] | UST Currently In Use: 0; UST Temp Close: 3; AST Currently In Use: 0; AST Temp Closed: 0 | 0 | 3 | 0 | 22040-087-008632 | MIKE AND TERRY HOLCEY
35764 | Retired | 1984-05-01 | 1901-01-01 |  | Petroleum | Unleaded gasoline | Unleaded gasoline | [7 empty] | 1901-01-01 | [15 empty] | UST Currently In Use: 0; UST Temp Close: 3; AST Currently In Use: 0; AST Temp Closed: 0 | 0 | 3 | 0 | 22040-087-008632 | MIKE AND TERRY HOLCEY
35765 | Retired | 1984-05-01 | 1901-01-01 |  | Petroleum | Used oil | Used oil | [7 empty] | 1901-01-01 | [15 empty] | UST Currently In Use: 0; UST Temp Close: 3; AST Currently In Use: 0; AST Temp Closed: 0 | 0 | 3 | 0 | 22040-087-008632 | MIKE AND TERRY HOLCEY
35766 | Permanently Closed | 1995-10-01 | 1970-01-01 | 1996-05-18 | Petroleum | Unleaded gasoline | Unleaded gasoline | Retail | [6 empty] | 1901-01-01 | [6 empty] | Statistical Inventory Reconciliation (SIR) | [5 empty] | Annual line testing, Statistical inventory reconciliation (SIR) | Statistical inventory reconciliation (SIR) |  | UST Currently In Use: 0; UST Temp Close: 0; AST Currently In Use: 0; AST Temp Closed: 0 | 0 | 0 | 4 | 15429-087-010261 | CHATTAHOOCHEE OIL CO. C/O PETRO SO.
35767 | Permanently Closed | 1995-10-01 | 1970-01-01 | 1996-05-18 | Petroleum | Unleaded gasoline | Unleaded gasoline | Retail | [6 empty] | 1901-01-01 | [6 empty] | Statistical Inventory Reconciliation (SIR) | [5 empty] | Annual line testing | Annual line testing |  | UST Currently In Use: 0; UST Temp Close: 0; AST Currently In Use: 0; AST Temp Closed: 0 | 0 | 0 | 4 | 15429-087-010261 | CHATTAHOOCHEE OIL CO. C/O PETRO SO.
35768 | Permanently Closed | 1995-10-01 | 1970-01-01 | 1996-05-18 | Petroleum | Unleaded gasoline | Unleaded gasoline | Retail | [6 empty] | 1901-01-01 | [6 empty] | Statistical Inventory Reconciliation (SIR) | [8 empty] | UST Currently In Use: 0; UST Temp Close: 0; AST Currently In Use: 0; AST Temp Closed: 0 | 0 | 0 | 4 | 15429-087-010261 | CHATTAHOOCHEE OIL CO. C/O PETRO SO.
35769 | Permanently Closed | 1995-10-01 | 1970-01-01 | 1996-05-18 | Petroleum | Unleaded gasoline | Unleaded gasoline | Retail | [6 empty] | 1901-01-01 | [6 empty] | Statistical Inventory Reconciliation (SIR) | [8 empty] | UST Currently In Use: 0; UST Temp Close: 0; AST Currently In Use: 0; AST Temp Closed: 0 | 0 | 0 | 4 | 15429-087-010261 | CHATTAHOOCHEE OIL CO. C/O PETRO SO.
35770 | Cannot Locate or abandoned | 2005-11-01 | 1978-01-01 |  | Petroleum | Unleaded gasoline | Unleaded gasoline | Retail | Steel | Steel | Field installed cathodic protection |  | Steel |  | 1901-01-01 | Field installed cathodic protection | Catchment Basin, Single walled catchment basin | Automatic shutoff device At 95% full | Automatic shutoff device At 95% full |  |  | Statistical Inventory Reconciliation (SIR) | [8 empty] | UST Currently In Use: 0; UST Temp Close: 0; AST Currently In Use: 0; AST Temp Closed: 0 | 0 | 0 | 0 | 21026-087-010263 | ROBIN COLLINS
35771 | Cannot Locate or abandoned | 2005-11-01 | 1978-01-01 |  | Petroleum | Premium gasoline | Premium gasoline | Retail | Steel | Steel | Field installed cathodic protection |  | Steel |  | 1901-01-01 | Field installed cathodic protection | Catchment Basin, Single walled catchment basin | Automatic shutoff device At 95% full | Automatic shutoff device At 95% full |  |  | Statistical Inventory Reconciliation (SIR) | [8 empty] | UST Currently In Use: 0; UST Temp Close: 0; AST Currently In Use: 0; AST Temp Closed: 0 | 0 | 0 | 0 | 21026-087-010263 | ROBIN COLLINS
35772 | Permanently Closed | 1901-01-01 | 1979-01-01 | 1988-12-01 | Petroleum | Unleaded gasoline | Unleaded gasoline | [7 empty] | 1901-01-01 | [15 empty] | UST Currently In Use: 0; UST Temp Close: 0; AST Currently In Use: 0; AST Temp Closed: 0 | 0 | 0 | 3 | 15429-087-010270 | CHATTAHOOCHEE OIL CO. C/O PETRO SO.
35773 | Permanently Closed | 1901-01-01 | 1979-01-01 | 1989-12-01 | Petroleum | Unleaded gasoline | Unleaded gasoline | [7 empty] | 1901-01-01 | [15 empty] | UST Currently In Use: 0; UST Temp Close: 0; AST Currently In Use: 0; AST Temp Closed: 0 | 0 | 0 | 3 | 15429-087-010270 | CHATTAHOOCHEE OIL CO. C/O PETRO SO.
35774 | Permanently Closed | 1901-01-01 | 1979-01-01 | 1988-11-30 | Petroleum | Unleaded gasoline | Unleaded gasoline | [7 empty] | 1901-01-01 | [15 empty] | UST Currently In Use: 0; UST Temp Close: 0; AST Currently In Use: 0; AST Temp Closed: 0 | 0 | 0 | 3 | 15429-087-010270 | CHATTAHOOCHEE OIL CO. C/O PETRO SO.
35775 | Permanently Closed | 1901-01-01 | 1973-01-01 | 1988-11-30 | Petroleum | Unleaded gasoline | Unleaded gasoline | [7 empty] | 1901-01-01 | [15 empty] | UST Currently In Use: 0; UST Temp Close: 0; AST Currently In Use: 0; AST Temp Closed: 0 | 0 | 0 | 2 | 15429-087-010280 | CHATTAHOOCHEE OIL CO. C/O PETRO SO.
35776 | Permanently Closed | 1901-01-01 | 1973-01-01 | 1988-11-30 | Petroleum | Unleaded gasoline | Unleaded gasoline | [7 empty] | 1901-01-01 | [15 empty] | UST Currently In Use: 0; UST Temp Close: 0; AST Currently In Use: 0; AST Temp Closed: 0 | 0 | 0 | 2 | 15429-087-010280 | CHATTAHOOCHEE OIL CO. C/O PETRO SO.
35777 | Permanently Closed | 1901-01-01 | 1980-01-01 | 1990-09-30 | Petroleum | Unleaded gasoline | Unleaded gasoline | [7 empty] | 1901-01-01 | [15 empty] | UST Currently In Use: 0; UST Temp Close: 0; AST Currently In Use: 0; AST Temp Closed: 0 | 0 | 0 | 2 | 15429-087-014612 | CHATTAHOOCHEE OIL CO. C/O PETRO SO.
35778 | Permanently Closed | 1901-01-01 | 1980-01-01 | 1990-09-30 | Petroleum | Unleaded gasoline | Unleaded gasoline | [7 empty] | 1901-01-01 | [15 empty] | UST Currently In Use: 0; UST Temp Close: 0; AST Currently In Use: 0; AST Temp Closed: 0 | 0 | 0 | 2 | 15429-087-014612 | CHATTAHOOCHEE OIL CO. C/O PETRO SO.
35779 | Permanently Closed | 1991-07-05 | 1965-01-01 | 1991-07-05 | Petroleum | Unleaded gasoline | Unleaded gasoline |  | Steel | Steel |  |  |  |  | 1901-01-01 | [15 empty] | UST Currently In Use: 0; UST Temp Close: 0; AST Currently In Use: 0; AST Temp Closed: 0 | 0 | 0 | 4 | 15429-111-010256 | CHATTAHOOCHEE OIL CO. C/O PETRO SO.
35780 | Permanently Closed | 1991-07-05 | 1965-01-01 | 1991-07-05 | Petroleum | Unleaded gasoline | Unleaded gasoline |  | Steel | Steel |  |  |  |  | 1901-01-01 | [15 empty] | UST Currently In Use: 0; UST Temp Close: 0; AST Currently In Use: 0; AST Temp Closed: 0 | 0 | 0 | 4 | 15429-111-010256 | CHATTAHOOCHEE OIL CO. C/O PETRO SO.
35781 | Permanently Closed | 1991-07-05 | 1965-01-01 | 1991-07-05 | Petroleum | Unleaded gasoline | Unleaded gasoline |  | Steel | Steel |  |  |  |  | 1901-01-01 | [15 empty] | UST Currently In Use: 0; UST Temp Close: 0; AST Currently In Use: 0; AST Temp Closed: 0 | 0 | 0 | 4 | 15429-111-010256 | CHATTAHOOCHEE OIL CO. C/O PETRO SO.
35782 | Permanently Closed | 1991-07-05 | 1965-01-01 | 1991-07-05 | Petroleum | Unleaded gasoline | Unleaded gasoline |  | Steel | Steel |  |  |  |  | 1901-01-01 | [15 empty] | UST Currently In Use: 0; UST Temp Close: 0; AST Currently In Use: 0; AST Temp Closed: 0 | 0 | 0 | 4 | 15429-111-010256 | CHATTAHOOCHEE OIL CO. C/O PETRO SO.
35783 | Permanently Closed | 1901-01-01 | 1979-01-01 | 1988-12-16 | Petroleum | On road diesel | On road diesel |  | Steel | Steel |  |  | Steel |  | 1901-01-01 | [15 empty] | UST Currently In Use: 0; UST Temp Close: 0; AST Currently In Use: 0; AST Temp Closed: 0 | 0 | 0 | 2 | 15429-113-010262 | CHATTAHOOCHEE OIL CO. C/O PETRO SO.
35784 | Permanently Closed | 1901-01-01 | 1979-01-01 | 1988-12-16 | Petroleum | On road diesel | On road diesel |  | Steel | Steel |  |  | Steel |  | 1901-01-01 | [15 empty] | UST Currently In Use: 0; UST Temp Close: 0; AST Currently In Use: 0; AST Temp Closed: 0 | 0 | 0 | 2 | 15429-113-010262 | CHATTAHOOCHEE OIL CO. C/O PETRO SO.
35785 | Currently in Use |  | 1979-01-01 |  | Petroleum | Unleaded gasoline | Unleaded gasoline | Retail | Steel | Steel | Field installed cathodic protection |  | Steel |  |  | Field installed cathodic protection | Catchment Basin, Single walled catchment basin | Automatic shutoff device At 95% full, Flow Rest 90% Full | Flow Rest 90% Full |  |  | Automatic Tank Gauge | [8 empty] | UST Currently In Use: 2; UST Temp Close: 1; AST Currently In Use: 0; AST Temp Closed: 0 | 2 | 1 | 0 | 25639-123-010278 | BHK INC
35786 | Temporary Closed | 2008-07-17 | 1979-01-01 |  | Petroleum | Mid-grade gasoline | Mid-grade gasoline | Retail | Steel | Steel | Field installed cathodic protection |  | Steel |  |  | Field installed cathodic protection | Catchment Basin, Single walled catchment basin | Automatic shutoff device At 95% full, Flow Rest 90% Full | Flow Rest 90% Full |  |  | Statistical Inventory Reconciliation (SIR) | [8 empty] | UST Currently In Use: 2; UST Temp Close: 1; AST Currently In Use: 0; AST Temp Closed: 0 | 2 | 1 | 0 | 25639-123-010278 | BHK INC
35787 | Currently in Use |  | 1979-01-01 |  | Petroleum | On road diesel | On road diesel | Retail | Steel | Steel | Field installed cathodic protection |  | Steel |  |  | Field installed cathodic protection | Catchment Basin, Single walled catchment basin | Automatic shutoff device At 95% full, Flow Rest 90% Full | Flow Rest 90% Full |  |  | Automatic Tank Gauge | [8 empty] | UST Currently In Use: 2; UST Temp Close: 1; AST Currently In Use: 0; AST Temp Closed: 0 | 2 | 1 | 0 | 25639-123-010278 | BHK INC
35788 | Permanently Closed | 1985-05-01 | 1964-01-01 | 1988-03-01 | Petroleum | Unleaded gasoline | Unleaded gasoline |  | Steel | Steel |  | Painted or None |  |  | 1901-01-01 | [15 empty] | UST Currently In Use: 0; UST Temp Close: 0; AST Currently In Use: 0; AST Temp Closed: 0 | 0 | 0 | 1 | 15429-087-007791 | CHATTAHOOCHEE OIL CO. C/O PETRO SO.
35789 | Permanently Closed | 1992-04-16 | 1978-01-01 | 1992-04-16 | Petroleum | Used oil | Used oil |  | Steel | Steel |  |  | Steel |  | 1901-01-01 | [15 empty] | UST Currently In Use: 0; UST Temp Close: 0; AST Currently In Use: 0; AST Temp Closed: 0 | 0 | 0 | 1 | 15431-103-009959 | WILSON TRACTOR CO INC
35790 | Permanently Closed | 1991-09-22 | 1962-01-01 | 1991-09-22 | Petroleum | Unleaded gasoline | Unleaded gasoline |  | Steel | Steel |  | Painted or None | Steel |  | 1901-01-01 | [15 empty] | UST Currently In Use: 0; UST Temp Close: 0; AST Currently In Use: 0; AST Temp Closed: 0 | 0 | 0 | 6 | 22982-109-003141 | FIRST BAPTIST CHURCH OF TROY
35791 | Permanently Closed | 1991-09-22 | 1962-01-01 | 1991-09-22 | Petroleum | Unleaded gasoline | Unleaded gasoline |  | Steel | Steel |  | Painted or None | Steel |  | 1901-01-01 | [15 empty] | UST Currently In Use: 0; UST Temp Close: 0; AST Currently In Use: 0; AST Temp Closed: 0 | 0 | 0 | 6 | 22982-109-003141 | FIRST BAPTIST CHURCH OF TROY
35792 | Permanently Closed | 1991-09-22 | 1962-01-01 | 1991-09-22 | Petroleum | Unleaded gasoline | Unleaded gasoline |  | Steel | Steel |  | Painted or None | Steel |  | 1901-01-01 | [15 empty] | UST Currently In Use: 0; UST Temp Close: 0; AST Currently In Use: 0; AST Temp Closed: 0 | 0 | 0 | 6 | 22982-109-003141 | FIRST BAPTIST CHURCH OF TROY
35793 | Permanently Closed | 1991-09-22 | 1962-01-01 | 1991-09-22 | Petroleum | Unleaded gasoline | Unleaded gasoline |  | Steel | Steel |  | Painted or None | Steel |  | 1901-01-01 | [15 empty] | UST Currently In Use: 0; UST Temp Close: 0; AST Currently In Use: 0; AST Temp Closed: 0 | 0 | 0 | 6 | 22982-109-003141 | FIRST BAPTIST CHURCH OF TROY
35794 | Permanently Closed | 1991-09-22 | 1960-01-01 | 1991-09-22 | Petroleum | On road diesel | On road diesel |  | Steel | Steel |  | Painted or None | Steel |  | 1901-01-01 | [15 empty] | UST Currently In Use: 0; UST Temp Close: 0; AST Currently In Use: 0; AST Temp Closed: 0 | 0 | 0 | 6 | 22982-109-003141 | FIRST BAPTIST CHURCH OF TROY
35795 | Cannot Locate or abandoned | 1992-03-05 | 1969-01-01 |  | Petroleum | Unleaded gasoline | Unleaded gasoline | Retail | Steel | Steel |  | Painted or None | Steel |  | 1901-01-01 | [15 empty] | UST Currently In Use: 0; UST Temp Close: 0; AST Currently In Use: 0; AST Temp Closed: 0 | 0 | 0 | 0 | 15433-013-010550 | KYLE HOLLEY
35796 | Cannot Locate or abandoned | 1992-03-05 | 1969-01-01 |  | Petroleum | Unleaded gasoline | Unleaded gasoline | Retail | Steel | Steel |  | Painted or None | Steel |  | 1901-01-01 | [15 empty] | UST Currently In Use: 0; UST Temp Close: 0; AST Currently In Use: 0; AST Temp Closed: 0 | 0 | 0 | 0 | 15433-013-010550 | KYLE HOLLEY
35797 | Permanently Closed | 1997-08-13 | 1967-01-01 | 1997-08-13 | Petroleum | On road diesel | On road diesel |  | Steel | Steel |  | Painted or None | Steel |  | 1901-01-01 | [6 empty] | Statistical Inventory Reconciliation (SIR) | [8 empty] | UST Currently In Use: 0; UST Temp Close: 0; AST Currently In Use: 0; AST Temp Closed: 0 | 0 | 0 | 2 | 15434-089-004819 | WINFORD G BROCK
35798 | Permanently Closed | 1984-03-04 | 1968-01-01 | 1997-08-13 | Petroleum | On road diesel | On road diesel |  | Steel | Steel |  | Painted or None | Steel |  | 1901-01-01 | [15 empty] | UST Currently In Use: 0; UST Temp Close: 0; AST Currently In Use: 0; AST Temp Closed: 0 | 0 | 0 | 2 | 15434-089-004819 | WINFORD G BROCK
35799 | Permanently Closed | 1995-05-01 | 1980-01-01 | 2000-03-01 | Petroleum | Unleaded gasoline | Unleaded gasoline |  | Steel | Steel |  | Painted or None | Steel |  | 1901-01-01 | [15 empty] | UST Currently In Use: 0; UST Temp Close: 0; AST Currently In Use: 0; AST Temp Closed: 0 | 0 | 0 | 4 | 15435-091-013112 | GAINES B. SLADE
35800 | Permanently Closed | 1995-05-01 | 1980-01-01 | 2000-03-01 | Petroleum | Unleaded gasoline | Unleaded gasoline |  | Steel | Steel |  | Painted or None | Steel |  | 1901-01-01 | [15 empty] | UST Currently In Use: 0; UST Temp Close: 0; AST Currently In Use: 0; AST Temp Closed: 0 | 0 | 0 | 4 | 15435-091-013112 | GAINES B. SLADE
35801 | Permanently Closed | 1999-05-01 | 1985-01-01 | 2000-03-01 | Petroleum | Unleaded gasoline | Unleaded gasoline |  | Steel | Steel | Coated & cathodic protection (sti-P3) |  | Fiberglass reinforced plastic |  | 1901-01-01 | [15 empty] | UST Currently In Use: 0; UST Temp Close: 0; AST Currently In Use: 0; AST Temp Closed: 0 | 0 | 0 | 4 | 15435-091-013112 | GAINES B. SLADE
35802 | Permanently Closed | 1986-01-20 | 1901-01-01 | 1986-01-20 | Petroleum | Unleaded gasoline | Unleaded gasoline |  | Steel | Steel |  |  |  |  | 1901-01-01 | [15 empty] | UST Currently In Use: 0; UST Temp Close: 0; AST Currently In Use: 0; AST Temp Closed: 0 | 0 | 0 | 4 | 15436-049-000201 | WINKLES GROCERY STORE
35803 | Permanently Closed | 1986-01-20 | 1901-01-01 | 1986-01-20 | Petroleum | Unleaded gasoline | Unleaded gasoline |  | Steel | Steel |  |  |  |  | 1901-01-01 | [15 empty] | UST Currently In Use: 0; UST Temp Close: 0; AST Currently In Use: 0; AST Temp Closed: 0 | 0 | 0 | 4 | 15436-049-000201 | WINKLES GROCERY STORE
35804 | Permanently Closed | 1986-01-20 | 1901-01-01 | 1986-01-20 | Petroleum | Unleaded gasoline | Unleaded gasoline |  | Steel | Steel |  |  |  |  | 1901-01-01 | [15 empty] | UST Currently In Use: 0; UST Temp Close: 0; AST Currently In Use: 0; AST Temp Closed: 0 | 0 | 0 | 4 | 15436-049-000201 | WINKLES GROCERY STORE
35805 | Permanently Closed | 1986-01-20 | 1901-01-01 | 1986-01-20 | Petroleum | Unleaded gasoline | Unleaded gasoline |  | Steel | Steel |  |  |  |  | 1901-01-01 | [15 empty] | UST Currently In Use: 0; UST Temp Close: 0; AST Currently In Use: 0; AST Temp Closed: 0 | 0 | 0 | 4 | 15436-049-000201 | WINKLES GROCERY STORE
35806 | Permanently Closed | 1989-02-16 | 1961-01-01 |  | Petroleum | Unleaded gasoline | Unleaded gasoline |  | Steel | Steel |  | Painted or None | Steel |  | 1901-01-01 | [15 empty] | UST Currently In Use: 0; UST Temp Close: 0; AST Currently In Use: 0; AST Temp Closed: 0 | 0 | 0 | 12 | 15437-101-004982 | WINN DIXIE MONTGOMERY, INC.
35807 | Permanently Closed | 1989-02-14 | 1961-01-01 | 1989-02-14 | Petroleum | Unleaded gasoline | Unleaded gasoline |  | Steel | Steel |  | Painted or None | Steel |  | 1901-01-01 | [15 empty] | UST Currently In Use: 0; UST Temp Close: 0; AST Currently In Use: 0; AST Temp Closed: 0 | 0 | 0 | 12 | 15437-101-004982 | WINN DIXIE MONTGOMERY, INC.
35808 | Permanently Closed | 1989-02-14 | 1961-01-01 | 1989-02-14 | Petroleum | On road diesel | On road diesel |  | Steel | Steel |  | Painted or None | Steel |  | 1901-01-01 | [15 empty] | UST Currently In Use: 0; UST Temp Close: 0; AST Currently In Use: 0; AST Temp Closed: 0 | 0 | 0 | 12 | 15437-101-004982 | WINN DIXIE MONTGOMERY, INC.
35809 | Permanently Closed | 1990-01-01 | 1961-01-01 |  | Petroleum | On road diesel | On road diesel |  | Steel | Steel |  | Painted or None | Steel |  | 1901-01-01 | [15 empty] | UST Currently In Use: 0; UST Temp Close: 0; AST Currently In Use: 0; AST Temp Closed: 0 | 0 | 0 | 12 | 15437-101-004982 | WINN DIXIE MONTGOMERY, INC.
35810 | Permanently Closed | 1989-10-05 | 1971-01-01 | 1989-10-05 | Petroleum | On road diesel | On road diesel |  | Fiberglass reinforced plastic | Fiberglass reinforced plastic |  |  | Steel |  | 1901-01-01 | [15 empty] | UST Currently In Use: 0; UST Temp Close: 0; AST Currently In Use: 0; AST Temp Closed: 0 | 0 | 0 | 12 | 15437-101-004982 | WINN DIXIE MONTGOMERY, INC.
35811 | Permanently Closed | 1989-10-05 | 1971-01-01 | 1989-10-05 | Petroleum | On road diesel | On road diesel |  | Fiberglass reinforced plastic | Fiberglass reinforced plastic |  |  | Steel |  | 1901-01-01 | [15 empty] | UST Currently In Use: 0; UST Temp Close: 0; AST Currently In Use: 0; AST Temp Closed: 0 | 0 | 0 | 12 | 15437-101-004982 | WINN DIXIE MONTGOMERY, INC.
35812 | Permanently Closed | 1989-10-17 | 1967-01-01 | 1989-10-17 | Petroleum | Unleaded gasoline | Unleaded gasoline |  | Steel | Steel |  | Painted or None | Steel |  | 1901-01-01 | [15 empty] | UST Currently In Use: 0; UST Temp Close: 0; AST Currently In Use: 0; AST Temp Closed: 0 | 0 | 0 | 12 | 15437-101-004982 | WINN DIXIE MONTGOMERY, INC.
35813 | Permanently Closed | 1989-10-17 | 1967-01-01 | 1989-10-17 | Petroleum | Unleaded gasoline | Unleaded gasoline |  | Steel | Steel |  | Painted or None | Steel |  | 1901-01-01 | [15 empty] | UST Currently In Use: 0; UST Temp Close: 0; AST Currently In Use: 0; AST Temp Closed: 0 | 0 | 0 | 12 | 15437-101-004982 | WINN DIXIE MONTGOMERY, INC.
35814 | Permanently Closed | 1991-12-17 | 1967-01-01 | 1991-12-17 | Petroleum | Used oil | Used oil |  | Steel | Steel |  | Painted or None | Steel |  | 1901-01-01 | [15 empty] | UST Currently In Use: 0; UST Temp Close: 0; AST Currently In Use: 0; AST Temp Closed: 0 | 0 | 0 | 12 | 15437-101-004982 | WINN DIXIE MONTGOMERY, INC.
35815 | Permanently Closed | 1994-09-29 | 1968-01-01 | 1996-10-07 | Petroleum | Unleaded gasoline | Unleaded gasoline | Bulk facility, Retail | Steel | Steel |  | Painted or None | Steel |  | 1901-01-01 | [12 empty] | Annual line testing | Annual line testing |  | UST Currently In Use: 0; UST Temp Close: 0; AST Currently In Use: 5; AST Temp Closed: 0 | 0 | 0 | 4 | 22772-045-010513 | MIDSTREAM FUEL SVC C/O MARTIN OP PTN
35816 | Permanently Closed | 1994-09-29 | 1968-01-01 | 1996-10-07 | Petroleum | Unleaded gasoline | Unleaded gasoline | Bulk facility, Retail | Steel | Steel |  | Painted or None | Steel |  | 1901-01-01 | [12 empty] | Annual line testing | Annual line testing |  | UST Currently In Use: 0; UST Temp Close: 0; AST Currently In Use: 5; AST Temp Closed: 0 | 0 | 0 | 4 | 22772-045-010513 | MIDSTREAM FUEL SVC C/O MARTIN OP PTN
35817 | Permanently Closed | 1994-09-29 | 1968-01-01 | 1996-10-07 | Petroleum | Unleaded gasoline | Unleaded gasoline | Bulk facility, Retail | Steel | Steel |  | Painted or None | Steel |  | 1901-01-01 | [12 empty] | Annual line testing | Annual line testing |  | UST Currently In Use: 0; UST Temp Close: 0; AST Currently In Use: 5; AST Temp Closed: 0 | 0 | 0 | 4 | 22772-045-010513 | MIDSTREAM FUEL SVC C/O MARTIN OP PTN
35818 | Permanently Closed | 1994-03-01 | 1968-01-01 | 1996-10-07 | Petroleum | On road diesel | On road diesel | Bulk facility, Retail | Steel | Steel |  | Painted or None | Steel |  | 1901-01-01 | [12 empty] | Annual line testing | Annual line testing |  | UST Currently In Use: 0; UST Temp Close: 0; AST Currently In Use: 5; AST Temp Closed: 0 | 0 | 0 | 4 | 22772-045-010513 | MIDSTREAM FUEL SVC C/O MARTIN OP PTN
35819 | Permanently Closed | 1990-05-30 | 1978-01-01 | 1990-05-30 | Petroleum | Used oil | Used oil |  | Steel | Steel |  |  | Steel |  | 1901-01-01 | [15 empty] | UST Currently In Use: 0; UST Temp Close: 0; AST Currently In Use: 0; AST Temp Closed: 0 | 0 | 0 | 1 | 15439-089-012424 | WINNIFRED BARKER
35820 | Permanently Closed | 1998-12-22 | 1962-01-01 | 2000-03-14 | Petroleum | Unleaded gasoline | Unleaded gasoline | Local government | Steel | Steel |  | Painted or None | Steel |  | 1901-01-01 | [15 empty] | UST Currently In Use: 0; UST Temp Close: 0; AST Currently In Use: 1; AST Temp Closed: 0 | 0 | 0 | 6 | 15440-133-004395 | WINSTON COUNTY COMMISSION
35821 | Permanently Closed | 1998-12-22 | 1962-01-01 | 2000-03-14 | Petroleum | Unleaded gasoline | Unleaded gasoline | Local government | Steel | Steel |  | Painted or None | Steel |  | 1901-01-01 | [15 empty] | UST Currently In Use: 0; UST Temp Close: 0; AST Currently In Use: 1; AST Temp Closed: 0 | 0 | 0 | 6 | 15440-133-004395 | WINSTON COUNTY COMMISSION
35822 | Permanently Closed | 1998-12-22 | 1962-01-01 | 2000-03-14 | Petroleum | Unleaded gasoline | Unleaded gasoline | Local government | Steel | Steel |  | Painted or None | Steel |  | 1901-01-01 | [15 empty] | UST Currently In Use: 0; UST Temp Close: 0; AST Currently In Use: 1; AST Temp Closed: 0 | 0 | 0 | 6 | 15440-133-004395 | WINSTON COUNTY COMMISSION
35823 | Permanently Closed | 1998-12-22 | 1962-01-01 | 2000-03-14 | Petroleum | Unleaded gasoline | Unleaded gasoline | Local government | Steel | Steel |  | Painted or None | Steel |  | 1901-01-01 | [15 empty] | UST Currently In Use: 0; UST Temp Close: 0; AST Currently In Use: 1; AST Temp Closed: 0 | 0 | 0 | 6 | 15440-133-004395 | WINSTON COUNTY COMMISSION
35824 | Permanently Closed | 1998-12-22 | 1962-01-01 | 2000-03-14 | Petroleum | Unleaded gasoline | Unleaded gasoline | Local government | Steel | Steel |  | Painted or None | Steel |  | 1901-01-01 | [15 empty] | UST Currently In Use: 0; UST Temp Close: 0; AST Currently In Use: 1; AST Temp Closed: 0 | 0 | 0 | 6 | 15440-133-004395 | WINSTON COUNTY COMMISSION
35825 | Permanently Closed | 1998-12-22 | 1974-01-01 | 2000-03-14 | Petroleum | On road diesel | On road diesel | Local government | Steel | Steel |  | Painted or None | Steel |  | 1901-01-01 | [15 empty] | UST Currently In Use: 0; UST Temp Close: 0; AST Currently In Use: 1; AST Temp Closed: 0 | 0 | 0 | 6 | 15440-133-004395 | WINSTON COUNTY COMMISSION
35826 | Permanently Closed | 2012-01-01 | 1988-06-01 | 2013-05-15 | Petroleum | Mid-grade gasoline | Mid-grade gasoline | Local government | Steel | Steel | Coated & cathodic protection (sti-P3) |  | Flexible |  |  |  | Catchment Basin, Single walled catchment basin | Automatic shutoff device At 95% full | Automatic shutoff device At 95% full |  |  | Statistical Inventory Reconciliation (SIR) | [8 empty] | UST Currently In Use: 0; UST Temp Close: 0; AST Currently In Use: 0; AST Temp Closed: 0 | 0 | 0 | 1 | 15441-133-012890 | WINSTON COUNTY COMMISSION
35827 | Permanently Closed | 1901-01-01 | 1973-01-01 | 1988-01-01 | Petroleum | Unleaded gasoline | Unleaded gasoline | [7 empty] | 1901-01-01 | [15 empty] | UST Currently In Use: 0; UST Temp Close: 0; AST Currently In Use: 0; AST Temp Closed: 0 | 0 | 0 | 1 | 15442-069-012011 | WIREGRASS CONTAINER INC
35828 | Permanently Closed | 1998-12-02 | 1977-01-01 | 1998-12-02 | Petroleum | Unleaded gasoline | Unleaded gasoline |  | Steel | Steel |  |  | Steel |  | 1901-01-01 | [15 empty] | UST Currently In Use: 0; UST Temp Close: 0; AST Currently In Use: 0; AST Temp Closed: 0 | 0 | 0 | 3 | 15443-061-008340 | WIREGRASS ELECTRIC COOP INC
35829 | Permanently Closed | 1990-01-01 | 1945-01-01 01:00 | 1990-01-01 | Petroleum | On road diesel | On road diesel |  | Steel | Steel |  |  | Steel |  | 1901-01-01 | [15 empty] | UST Currently In Use: 0; UST Temp Close: 0; AST Currently In Use: 0; AST Temp Closed: 0 | 0 | 0 | 3 | 15443-061-008340 | WIREGRASS ELECTRIC COOP INC
35830 | Permanently Closed | 1998-12-02 | 1973-01-01 | 1998-12-02 | Petroleum | On road diesel | On road diesel |  | Steel | Steel |  |  | Steel |  | 1901-01-01 | [15 empty] | UST Currently In Use: 0; UST Temp Close: 0; AST Currently In Use: 0; AST Temp Closed: 0 | 0 | 0 | 3 | 15443-061-008340 | WIREGRASS ELECTRIC COOP INC
35831 | Permanently Closed | 1996-11-04 | 1971-01-01 | 1998-11-04 | Petroleum | On road diesel | On road diesel | Bulk facility, Emergency Power Generator | Steel | Steel |  |  | Steel |  | 1901-01-01 | [15 empty] | UST Currently In Use: 0; UST Temp Close: 0; AST Currently In Use: 1; AST Temp Closed: 0 | 0 | 0 | 5 | 15444-061-009856 | WIREGRASS HOSPITAL AND NURSING HOME
35832 | Permanently Closed | 1996-11-04 | 1966-01-01 | 1998-11-04 | Petroleum | On road diesel | On road diesel | Bulk facility, Emergency Power Generator | Steel | Steel |  |  | Steel |  | 1901-01-01 | [15 empty] | UST Currently In Use: 0; UST Temp Close: 0; AST Currently In Use: 1; AST Temp Closed: 0 | 0 | 0 | 5 | 15444-061-009856 | WIREGRASS HOSPITAL AND NURSING HOME
35833 | Permanently Closed | 1995-09-01 | 1966-01-01 |  | Petroleum | Unleaded gasoline | Unleaded gasoline | Bulk facility, Emergency Power Generator | Steel | Steel |  |  | Steel |  | 1901-01-01 | [15 empty] | UST Currently In Use: 0; UST Temp Close: 0; AST Currently In Use: 1; AST Temp Closed: 0 | 0 | 0 | 5 | 15444-061-009856 | WIREGRASS HOSPITAL AND NURSING HOME
35834 | Permanently Closed | 1996-11-04 | 1969-01-01 | 1998-11-04 | Petroleum | On road diesel | On road diesel | Bulk facility, Emergency Power Generator | Steel | Steel |  |  | Steel |  | 1901-01-01 | [15 empty] | UST Currently In Use: 0; UST Temp Close: 0; AST Currently In Use: 1; AST Temp Closed: 0 | 0 | 0 | 5 | 15444-061-009856 | WIREGRASS HOSPITAL AND NURSING HOME
35835 | Permanently Closed | 1995-09-01 | 1951-01-01 | 1996-11-13 | Petroleum | On road diesel | On road diesel | Bulk facility, Emergency Power Generator | Steel | Steel |  |  | Steel |  | 1901-01-01 | [15 empty] | UST Currently In Use: 0; UST Temp Close: 0; AST Currently In Use: 1; AST Temp Closed: 0 | 0 | 0 | 5 | 15444-061-009856 | WIREGRASS HOSPITAL AND NURSING HOME
35836 | Retired | 1988-08-08 | 1951-01-01 |  | Petroleum | Unleaded gasoline | Unleaded gasoline | Bulk facility, Emergency Power Generator | Steel | Steel |  |  | Steel |  | 1901-01-01 | [15 empty] | UST Currently In Use: 0; UST Temp Close: 0; AST Currently In Use: 1; AST Temp Closed: 0 | 0 | 0 | 5 | 15444-061-009856 | WIREGRASS HOSPITAL AND NURSING HOME
35837 | Permanently Closed | 1991-05-03 | 1971-01-01 | 1991-05-03 | Petroleum | Unleaded gasoline | Unleaded gasoline |  | Steel | Steel |  |  | Steel |  | 1901-01-01 | [15 empty] | UST Currently In Use: 1; UST Temp Close: 0; AST Currently In Use: 0; AST Temp Closed: 0 | 1 | 0 | 2 | 15445-045-008829 | CONSOLIDATED AUTO RENTAL SERVICE INC
35838 | Permanently Closed | 1991-05-03 | 1972-01-01 | 1991-05-03 | Petroleum | Unleaded gasoline | Unleaded gasoline |  | Steel | Steel |  |  | Steel |  | 1901-01-01 | [15 empty] | UST Currently In Use: 1; UST Temp Close: 0; AST Currently In Use: 0; AST Temp Closed: 0 | 1 | 0 | 2 | 15445-045-008829 | CONSOLIDATED AUTO RENTAL SERVICE INC
35839 | Permanently Closed | 1990-03-01 | 1965-01-01 | 1990-03-01 | Petroleum | Unleaded gasoline | Unleaded gasoline |  | Steel | Steel |  | Painted or None | Steel |  | 1901-01-01 | [15 empty] | UST Currently In Use: 0; UST Temp Close: 0; AST Currently In Use: 0; AST Temp Closed: 0 | 0 | 0 | 2 | 15446-097-011907 | WM A WINTERS
35840 | Permanently Closed | 2000-05-17 | 1965-01-01 | 2000-06-01 | Petroleum | Unleaded gasoline | Unleaded gasoline |  | Steel | Steel |  | Painted or None | Steel |  | 1901-01-01 | [15 empty] | UST Currently In Use: 0; UST Temp Close: 0; AST Currently In Use: 0; AST Temp Closed: 0 | 0 | 0 | 2 | 15446-097-011907 | WM A WINTERS
35841 | Permanently Closed | 1998-12-02 | 1973-01-01 | 1999-06-09 | Petroleum | Unleaded gasoline | Unleaded gasoline |  | Steel | Steel |  | Painted or None | Steel |  | 1901-01-01 | [15 empty] | UST Currently In Use: 0; UST Temp Close: 0; AST Currently In Use: 0; AST Temp Closed: 0 | 0 | 0 | 3 | 15447-097-005626 | WILLIAM BURKS
35842 | Permanently Closed | 1998-12-02 | 1973-01-01 | 1999-06-09 | Petroleum | Unleaded gasoline | Unleaded gasoline |  | Steel | Steel |  | Painted or None | Steel |  | 1901-01-01 | [15 empty] | UST Currently In Use: 0; UST Temp Close: 0; AST Currently In Use: 0; AST Temp Closed: 0 | 0 | 0 | 3 | 15447-097-005626 | WILLIAM BURKS
35843 | Permanently Closed | 1998-12-02 | 1973-01-01 | 1999-06-09 | Petroleum | Unleaded gasoline | Unleaded gasoline |  | Steel | Steel |  | Painted or None | Steel |  | 1901-01-01 | [15 empty] | UST Currently In Use: 0; UST Temp Close: 0; AST Currently In Use: 0; AST Temp Closed: 0 | 0 | 0 | 3 | 15447-097-005626 | WILLIAM BURKS
35844 | Permanently Closed | 1990-07-05 | 1975-01-01 | 1990-07-05 | Petroleum | Unleaded gasoline | Unleaded gasoline |  | Steel | Steel | Coated & cathodic protection (sti-P3) | Painted or None | Steel |  | 1901-01-01 | Galvanic Cathodic | [14 empty] | UST Currently In Use: 1; UST Temp Close: 2; AST Currently In Use: 0; AST Temp Closed: 0 | 1 | 2 | 5 | 22987-097-005627 | THANH Q DUONG
35845 | Permanently Closed | 1990-07-05 | 1975-01-01 | 1990-07-05 | Petroleum | Unleaded gasoline | Unleaded gasoline |  | Steel | Steel | Coated & cathodic protection (sti-P3) | Painted or None | Steel |  | 1901-01-01 | Galvanic Cathodic | [14 empty] | UST Currently In Use: 1; UST Temp Close: 2; AST Currently In Use: 0; AST Temp Closed: 0 | 1 | 2 | 5 | 22987-097-005627 | THANH Q DUONG
35846 | Permanently Closed | 1990-07-05 | 1975-01-01 | 1990-07-05 | Petroleum | Unleaded gasoline | Unleaded gasoline |  | Steel | Steel | Coated & cathodic protection (sti-P3) | Painted or None | Steel |  | 1901-01-01 | Galvanic Cathodic | [14 empty] | UST Currently In Use: 1; UST Temp Close: 2; AST Currently In Use: 0; AST Temp Closed: 0 | 1 | 2 | 5 | 22987-097-005627 | THANH Q DUONG
35847 | Permanently Closed | 1990-07-05 | 1975-01-01 | 1990-07-05 | Petroleum | Unleaded gasoline | Unleaded gasoline |  | Steel | Steel |  | Painted or None | Steel |  | 1901-01-01 | [15 empty] | UST Currently In Use: 1; UST Temp Close: 2; AST Currently In Use: 0; AST Temp Closed: 0 | 1 | 2 | 5 | 22987-097-005627 | THANH Q DUONG
35848 | Permanently Closed | 1990-07-05 | 1975-01-01 | 1990-07-05 | Petroleum | Unleaded gasoline | Unleaded gasoline |  | Steel | Steel |  | Painted or None | Steel |  | 1901-01-01 | [15 empty] | UST Currently In Use: 1; UST Temp Close: 2; AST Currently In Use: 0; AST Temp Closed: 0 | 1 | 2 | 5 | 22987-097-005627 | THANH Q DUONG
35849 | Permanently Closed | 2015-09-11 | 1979-01-05 | 2015-09-16 | Petroleum | Unleaded gasoline | Unleaded gasoline | Retail | Single Wall, Steel, MANIFOLDED | Steel | Field installed cathodic protection, Interior lined (not allowed as a standalone method of corrosion protection) |  | Double Wall, Fiberglass reinforced plastic |  |  |  | Catchment Basin, Single walled catchment basin | Automatic shutoff device At 95% full | Automatic shutoff device At 95% full |  |  | Continuous Automatic Tank Gauge |  |  |  | Interstitial Monitoring within Secondary Containment | MANUAL/VISUAL CHECK | Annual line testing | Annual line testing |  | UST Currently In Use: 2; UST Temp Close: 0; AST Currently In Use: 0; AST Temp Closed: 0 | 2 | 0 | 4 | 25914-009-007290 | JAYESH M PATEL
35851 | Permanently Closed | 2015-09-11 | 1979-01-05 | 2015-09-16 | Petroleum | Premium gasoline | Premium gasoline | Retail | Single Wall, Steel | Steel | Field installed cathodic protection |  | Double Wall, Fiberglass reinforced plastic |  |  |  | Catchment Basin, Single walled catchment basin | Automatic shutoff device At 95% full | Automatic shutoff device At 95% full |  |  | Continuous Automatic Tank Gauge |  |  |  | Interstitial Monitoring within Secondary Containment | MANUAL/VISUAL CHECK | Annual line testing | Annual line testing |  | UST Currently In Use: 2; UST Temp Close: 0; AST Currently In Use: 0; AST Temp Closed: 0 | 2 | 0 | 4 | 25914-009-007290 | JAYESH M PATEL
35852 | Permanently Closed | 2015-09-11 | 1977-01-05 | 2015-09-16 | Petroleum | On road diesel | On road diesel | Retail | Single Wall, Steel | Steel | Field installed cathodic protection, Interior lined (not allowed as a standalone method of corrosion protection) |  | Double Wall, Fiberglass reinforced plastic |  |  |  | Catchment Basin, Single walled catchment basin | Automatic shutoff device At 95% full | Automatic shutoff device At 95% full |  |  | Continuous Automatic Tank Gauge | [8 empty] | UST Currently In Use: 2; UST Temp Close: 0; AST Currently In Use: 0; AST Temp Closed: 0 | 2 | 0 | 4 | 25914-009-007290 | JAYESH M PATEL
35853 | Permanently Closed | 2015-09-11 | 1979-01-01 | 2015-09-16 | Petroleum | Other, OFFROAD | Other | Retail | Single Wall, Steel | Steel | Field installed cathodic protection, Interior lined (not allowed as a standalone method of corrosion protection) |  | Double Wall, Fiberglass reinforced plastic |  |  |  | Catchment Basin, Single walled catchment basin | Automatic shutoff device At 95% full | Automatic shutoff device At 95% full |  |  | Continuous Automatic Tank Gauge | [8 empty] | UST Currently In Use: 2; UST Temp Close: 0; AST Currently In Use: 0; AST Temp Closed: 0 | 2 | 0 | 4 | 25914-009-007290 | JAYESH M PATEL
35854 | Permanently Closed | 1998-03-04 | 1976-01-01 | 1998-03-04 | Petroleum | On road diesel | On road diesel |  | Steel | Steel |  | Painted or None |  |  | 1901-01-01 | [15 empty] | UST Currently In Use: 0; UST Temp Close: 0; AST Currently In Use: 1; AST Temp Closed: 0 | 0 | 0 | 4 | 15450-093-000107 | W L ROWE MACHINERY SALVAGE AND SALES
35855 | Permanently Closed | 1998-03-04 | 1976-01-01 | 1998-03-04 | Petroleum | On road diesel | On road diesel |  | Steel | Steel |  | Painted or None |  |  | 1901-01-01 | [15 empty] | UST Currently In Use: 0; UST Temp Close: 0; AST Currently In Use: 1; AST Temp Closed: 0 | 0 | 0 | 4 | 15450-093-000107 | W L ROWE MACHINERY SALVAGE AND SALES
35856 | Permanently Closed | 1998-03-04 | 1976-01-01 | 1998-03-04 | Petroleum | Other, NEW OIL | Other |  | Steel | Steel |  | Painted or None |  |  | 1901-01-01 | [15 empty] | UST Currently In Use: 0; UST Temp Close: 0; AST Currently In Use: 1; AST Temp Closed: 0 | 0 | 0 | 4 | 15450-093-000107 | W L ROWE MACHINERY SALVAGE AND SALES
35857 | Permanently Closed | 1998-03-04 | 1976-01-01 | 1998-03-04 | Petroleum | Used oil | Used oil |  | Steel | Steel |  | Painted or None |  |  | 1901-01-01 | [15 empty] | UST Currently In Use: 0; UST Temp Close: 0; AST Currently In Use: 1; AST Temp Closed: 0 | 0 | 0 | 4 | 15450-093-000107 | W L ROWE MACHINERY SALVAGE AND SALES
35860 | Permanently Closed | 1998-04-20 | 1980-01-01 | 1998-04-21 | Petroleum | Unleaded gasoline | Unleaded gasoline |  | Steel | Steel |  | Painted or None |  |  | 1901-01-01 | [6 empty] | Statistical Inventory Reconciliation (SIR) | [8 empty] | UST Currently In Use: 0; UST Temp Close: 0; AST Currently In Use: 0; AST Temp Closed: 0 | 0 | 0 | 6 | 15452-103-001987 | WOLVERINE TUBE
35861 | Permanently Closed | 1998-04-20 | 1980-01-01 | 1998-04-21 | Petroleum | On road diesel | On road diesel |  | Steel | Steel |  | Painted or None |  |  | 1901-01-01 | [6 empty] | Statistical Inventory Reconciliation (SIR) | [8 empty] | UST Currently In Use: 0; UST Temp Close: 0; AST Currently In Use: 0; AST Temp Closed: 0 | 0 | 0 | 6 | 15452-103-001987 | WOLVERINE TUBE
35862 | Permanently Closed | 1972-01-01 | 1946-01-01 | 1988-11-08 | Petroleum | Unleaded gasoline | Unleaded gasoline |  | Steel | Steel |  |  |  |  | 1901-01-01 | [15 empty] | UST Currently In Use: 0; UST Temp Close: 0; AST Currently In Use: 0; AST Temp Closed: 0 | 0 | 0 | 6 | 15452-103-001987 | WOLVERINE TUBE
35863 | Permanently Closed | 1901-01-01 | 1978-01-01 | 2011-11-11 | Petroleum | Other, X | Other |  |  |  |  | Painted or None | Steel |  | 1901-01-01 | [15 empty] | UST Currently In Use: 0; UST Temp Close: 0; AST Currently In Use: 0; AST Temp Closed: 0 | 0 | 0 | 6 | 15452-103-001987 | WOLVERINE TUBE
35864 | Permanently Closed | 1901-01-01 | 1975-01-01 | 2011-11-11 | Petroleum | Used oil | Used oil |  | Steel | Steel |  | Painted or None | Steel |  | 1901-01-01 | [15 empty] | UST Currently In Use: 0; UST Temp Close: 0; AST Currently In Use: 0; AST Temp Closed: 0 | 0 | 0 | 6 | 15452-103-001987 | WOLVERINE TUBE
35865 | Permanently Closed | 1972-01-01 | 1946-01-01 | 1988-11-08 | Petroleum | On road diesel | On road diesel |  | Steel | Steel |  |  |  |  | 1901-01-01 | [15 empty] | UST Currently In Use: 0; UST Temp Close: 0; AST Currently In Use: 0; AST Temp Closed: 0 | 0 | 0 | 6 | 15452-103-001987 | WOLVERINE TUBE
35866 | Permanently Closed | 1997-12-04 | 1982-01-01 |  | Petroleum | Unleaded gasoline | Unleaded gasoline |  | Fiberglass reinforced plastic | Fiberglass reinforced plastic |  |  | Steel |  | 1901-01-01 | Field installed cathodic protection | [11 empty] | Annual line testing | Annual line testing |  | UST Currently In Use: 0; UST Temp Close: 0; AST Currently In Use: 3; AST Temp Closed: 0 | 0 | 0 | 2 | 15453-073-004216 | WOOD FRUITHCHER GROCERY CO
35867 | Permanently Closed | 1997-12-04 | 1982-01-01 |  | Petroleum | On road diesel | On road diesel |  | Fiberglass reinforced plastic | Fiberglass reinforced plastic |  |  | Steel |  | 1901-01-01 | Field installed cathodic protection | [11 empty] | Annual line testing | Annual line testing |  | UST Currently In Use: 0; UST Temp Close: 0; AST Currently In Use: 3; AST Temp Closed: 0 | 0 | 0 | 2 | 15453-073-004216 | WOOD FRUITHCHER GROCERY CO
35868 | Permanently Closed | 1997-02-01 | 1979-01-01 | 1997-05-05 | Petroleum | Unleaded gasoline | Unleaded gasoline | Retail | Steel | Steel |  | Painted or None | Steel |  | 1901-01-01 | [12 empty] | Annual line testing | Annual line testing |  | UST Currently In Use: 0; UST Temp Close: 0; AST Currently In Use: 0; AST Temp Closed: 0 | 0 | 0 | 3 | 15454-067-012263 | WOOD OIL CO
35869 | Permanently Closed | 1997-02-01 | 1979-01-01 | 1997-05-05 | Petroleum | Unleaded gasoline | Unleaded gasoline | Retail | Steel | Steel |  | Painted or None | Steel |  | 1901-01-01 | [12 empty] | Annual line testing | Annual line testing |  | UST Currently In Use: 0; UST Temp Close: 0; AST Currently In Use: 0; AST Temp Closed: 0 | 0 | 0 | 3 | 15454-067-012263 | WOOD OIL CO
35870 | Permanently Closed | 1997-02-01 | 1979-01-01 | 1997-05-05 | Petroleum | Unleaded gasoline | Unleaded gasoline | Retail | Steel | Steel |  | Painted or None | Steel |  | 1901-01-01 | [12 empty] | Annual line testing | Annual line testing |  | UST Currently In Use: 0; UST Temp Close: 0; AST Currently In Use: 0; AST Temp Closed: 0 | 0 | 0 | 3 | 15454-067-012263 | WOOD OIL CO
35871 | Cannot Locate or abandoned | 2001-05-01 | 1988-01-01 |  | Petroleum | Unleaded gasoline | Unleaded gasoline | Retail | Steel | Steel | Coated & cathodic protection (sti-P3) |  | Steel, WRAPPED |  | 1901-01-01 |  | Catchment Basin, Single walled catchment basin | Automatic shutoff device At 95% full | Automatic shutoff device At 95% full | [11 empty] | UST Currently In Use: 0; UST Temp Close: 0; AST Currently In Use: 0; AST Temp Closed: 0 | 0 | 0 | 0 | 17266-067-012264 | CIRCLE M INC DBA MURPHY OIL
35872 | Cannot Locate or abandoned | 2001-05-01 | 1988-01-01 |  | Petroleum | Unleaded gasoline | Unleaded gasoline | Retail | Steel | Steel | Coated & cathodic protection (sti-P3) |  | Steel, WRAPPED |  | 1901-01-01 |  | Catchment Basin, Single walled catchment basin | Automatic shutoff device At 95% full | Automatic shutoff device At 95% full | [11 empty] | UST Currently In Use: 0; UST Temp Close: 0; AST Currently In Use: 0; AST Temp Closed: 0 | 0 | 0 | 0 | 17266-067-012264 | CIRCLE M INC DBA MURPHY OIL
35873 | Cannot Locate or abandoned | 2001-05-01 | 1988-01-01 |  | Petroleum | Unleaded gasoline | Unleaded gasoline | Retail | Steel | Steel | Coated & cathodic protection (sti-P3) |  | Steel, WRAPPED |  | 1901-01-01 |  |  | Automatic shutoff device At 95% full | Automatic shutoff device At 95% full | [11 empty] | UST Currently In Use: 0; UST Temp Close: 0; AST Currently In Use: 0; AST Temp Closed: 0 | 0 | 0 | 0 | 17266-067-012264 | CIRCLE M INC DBA MURPHY OIL
35874 | Permanently Closed | 1995-10-01 | 1983-01-01 | 1995-12-07 | Petroleum | Unleaded gasoline | Unleaded gasoline | Retail | Steel | Steel |  |  | Steel |  | 1901-01-01 | [15 empty] | UST Currently In Use: 0; UST Temp Close: 0; AST Currently In Use: 0; AST Temp Closed: 0 | 0 | 0 | 2 | 15454-067-012266 | WOOD OIL CO
35875 | Permanently Closed | 1995-10-01 | 1983-01-01 | 1995-12-07 | Petroleum | Unleaded gasoline | Unleaded gasoline | Retail | Steel | Steel |  |  | Steel |  | 1901-01-01 | [15 empty] | UST Currently In Use: 0; UST Temp Close: 0; AST Currently In Use: 0; AST Temp Closed: 0 | 0 | 0 | 2 | 15454-067-012266 | WOOD OIL CO
35876 | Permanently Closed | 1901-01-01 | 1976-01-01 | 1990-10-18 | Petroleum | Used oil | Used oil |  | Steel | Steel |  | Painted or None | Steel |  | 1901-01-01 | [15 empty] | UST Currently In Use: 0; UST Temp Close: 0; AST Currently In Use: 0; AST Temp Closed: 0 | 0 | 0 | 1 | 15455-031-002638 | WOODALL HEATING & COOLING INC
35877 | Permanently Closed | 1998-12-22 | 1981-01-01 | 1998-12-22 | Petroleum | Unleaded gasoline | Unleaded gasoline | Industrial | Steel | Steel |  | Painted or None | Steel |  | 1901-01-01 | [6 empty] | Manual Tank Gauging (only tanks 1000 gal. or less and 48” or 64” in diameter) | [8 empty] | UST Currently In Use: 0; UST Temp Close: 0; AST Currently In Use: 0; AST Temp Closed: 0 | 0 | 0 | 1 | 15456-073-011329 | WOODARD GOLF CLUB
35878 | Permanently Closed | 1995-05-08 | 1978-01-01 | 1995-05-08 | Petroleum | Unleaded gasoline | Unleaded gasoline | Bulk facility | Steel | Steel |  | Painted or None | Steel |  | 1901-01-01 | [15 empty] | UST Currently In Use: 0; UST Temp Close: 0; AST Currently In Use: 1; AST Temp Closed: 0 | 0 | 0 | 1 | 15457-069-000535 | WOODHAM PLUMBING CO INC
35879 | Permanently Closed | 1998-12-22 | 1972-01-01 | 1999-11-04 | Petroleum | On road diesel | On road diesel |  | Steel | Steel |  | Painted or None | Steel |  | 1901-01-01 | [15 empty] | UST Currently In Use: 0; UST Temp Close: 0; AST Currently In Use: 0; AST Temp Closed: 0 | 0 | 0 | 1 | 15458-043-002465 | WOODLAND COMMUNITY HOSPITAL
35880 | Permanently Closed | 1992-09-01 | 1964-01-01 | 1992-09-01 | Petroleum | Unleaded gasoline | Unleaded gasoline | [7 empty] | 1901-01-01 | [15 empty] | UST Currently In Use: 1; UST Temp Close: 0; AST Currently In Use: 0; AST Temp Closed: 0 | 1 | 0 | 9 | 19986-073-015827 | ESTES EXPRESS LINES
35881 | Permanently Closed | 1992-09-01 | 1964-01-01 | 1992-09-01 | Petroleum | Kerosene | Kerosene | [7 empty] | 1901-01-01 | [15 empty] | UST Currently In Use: 1; UST Temp Close: 0; AST Currently In Use: 0; AST Temp Closed: 0 | 1 | 0 | 9 | 19986-073-015827 | ESTES EXPRESS LINES
35882 | Permanently Closed | 1992-09-01 | 1976-01-01 | 1992-09-01 | Petroleum | Kerosene | Kerosene |  | Steel | Steel |  |  |  |  | 1901-01-01 | [15 empty] | UST Currently In Use: 1; UST Temp Close: 0; AST Currently In Use: 0; AST Temp Closed: 0 | 1 | 0 | 9 | 19986-073-015827 | ESTES EXPRESS LINES
35883 | Permanently Closed | 1992-09-01 | 1977-01-01 | 1992-09-01 | Petroleum | Kerosene | Kerosene |  | Steel | Steel |  | Painted or None |  |  | 1901-01-01 | [15 empty] | UST Currently In Use: 1; UST Temp Close: 0; AST Currently In Use: 0; AST Temp Closed: 0 | 1 | 0 | 9 | 19986-073-015827 | ESTES EXPRESS LINES
35884 | Permanently Closed | 1992-09-01 | 1977-01-01 | 1992-09-01 | Petroleum | Kerosene | Kerosene |  | Steel | Steel |  | Painted or None |  |  | 1901-01-01 | [15 empty] | UST Currently In Use: 1; UST Temp Close: 0; AST Currently In Use: 0; AST Temp Closed: 0 | 1 | 0 | 9 | 19986-073-015827 | ESTES EXPRESS LINES
35885 | Permanently Closed | 1992-09-01 | 1977-01-01 | 1992-09-01 | Petroleum | On road diesel | On road diesel |  | Steel | Steel |  | Painted or None |  |  | 1901-01-01 | [15 empty] | UST Currently In Use: 1; UST Temp Close: 0; AST Currently In Use: 0; AST Temp Closed: 0 | 1 | 0 | 9 | 19986-073-015827 | ESTES EXPRESS LINES
35886 | Permanently Closed | 1992-09-01 | 1977-01-01 | 1992-09-01 | Petroleum | On road diesel | On road diesel |  | Steel | Steel |  | Painted or None |  |  | 1901-01-01 | [15 empty] | UST Currently In Use: 1; UST Temp Close: 0; AST Currently In Use: 0; AST Temp Closed: 0 | 1 | 0 | 9 | 19986-073-015827 | ESTES EXPRESS LINES
35887 | Permanently Closed | 1992-09-01 | 1975-01-01 | 1992-09-01 | Petroleum | Used oil | Used oil | [7 empty] | 1901-01-01 | [15 empty] | UST Currently In Use: 1; UST Temp Close: 0; AST Currently In Use: 0; AST Temp Closed: 0 | 1 | 0 | 9 | 19986-073-015827 | ESTES EXPRESS LINES
35888 | Permanently Closed | 1992-09-01 | 1965-01-01 | 1992-09-01 | Petroleum | Other, MOTOR OIL | Other | [7 empty] | 1901-01-01 | [15 empty] | UST Currently In Use: 1; UST Temp Close: 0; AST Currently In Use: 0; AST Temp Closed: 0 | 1 | 0 | 9 | 19986-073-015827 | ESTES EXPRESS LINES
35889 | Permanently Closed | 1995-02-20 | 1983-01-01 | 1995-02-20 | Petroleum | Used oil | Used oil |  | Steel | Steel | Coated & cathodic protection (sti-P3) |  | Steel |  | 1901-01-01 | [15 empty] | UST Currently In Use: 0; UST Temp Close: 0; AST Currently In Use: 0; AST Temp Closed: 0 | 0 | 0 | 8 | 15460-089-001965 | WOODY ANDERSON FORD
35890 | Permanently Closed | 1995-02-20 | 1983-01-01 | 1995-02-20 | Petroleum | Used oil | Used oil |  | Steel | Steel | Coated & cathodic protection (sti-P3) |  | Steel |  | 1901-01-01 | [15 empty] | UST Currently In Use: 0; UST Temp Close: 0; AST Currently In Use: 0; AST Temp Closed: 0 | 0 | 0 | 8 | 15460-089-001965 | WOODY ANDERSON FORD
35891 | Permanently Closed | 1995-02-20 | 1983-01-01 | 1995-02-20 | Petroleum | Unleaded gasoline | Unleaded gasoline |  | Steel | Steel | Coated & cathodic protection (sti-P3) |  | Steel |  | 1901-01-01 | Field installed cathodic protection | [14 empty] | UST Currently In Use: 0; UST Temp Close: 0; AST Currently In Use: 0; AST Temp Closed: 0 | 0 | 0 | 8 | 15460-089-001965 | WOODY ANDERSON FORD
35892 | Permanently Closed | 1995-02-20 | 1983-01-01 | 1995-02-20 | Petroleum | Used oil | Used oil |  | Steel | Steel | Coated & cathodic protection (sti-P3) |  | Steel |  | 1901-01-01 | Field installed cathodic protection | [14 empty] | UST Currently In Use: 0; UST Temp Close: 0; AST Currently In Use: 0; AST Temp Closed: 0 | 0 | 0 | 8 | 15460-089-001965 | WOODY ANDERSON FORD
35893 | Permanently Closed | 1995-02-20 | 1983-01-01 | 1995-02-20 | Petroleum | Used oil | Used oil |  | Steel | Steel | Coated & cathodic protection (sti-P3) |  | Steel |  | 1901-01-01 | Field installed cathodic protection | [14 empty] | UST Currently In Use: 0; UST Temp Close: 0; AST Currently In Use: 0; AST Temp Closed: 0 | 0 | 0 | 8 | 15460-089-001965 | WOODY ANDERSON FORD
35894 | Permanently Closed | 1995-02-20 | 1983-01-01 | 1995-02-20 | Petroleum | Used oil | Used oil |  | Steel | Steel | Coated & cathodic protection (sti-P3) |  | Steel |  | 1901-01-01 | Field installed cathodic protection | [14 empty] | UST Currently In Use: 0; UST Temp Close: 0; AST Currently In Use: 0; AST Temp Closed: 0 | 0 | 0 | 8 | 15460-089-001965 | WOODY ANDERSON FORD
35895 | Permanently Closed | 1995-02-20 | 1983-01-01 | 1995-02-20 | Petroleum | Used oil | Used oil |  | Steel | Steel | Coated & cathodic protection (sti-P3) |  | Steel |  | 1901-01-01 | Field installed cathodic protection | [14 empty] | UST Currently In Use: 0; UST Temp Close: 0; AST Currently In Use: 0; AST Temp Closed: 0 | 0 | 0 | 8 | 15460-089-001965 | WOODY ANDERSON FORD
35896 | Permanently Closed | 1988-09-14 | 1976-01-01 | 1988-09-14 | Petroleum | Unleaded gasoline | Unleaded gasoline |  | Steel | Steel |  | Painted or None | Steel |  | 1901-01-01 | [15 empty] | UST Currently In Use: 0; UST Temp Close: 0; AST Currently In Use: 0; AST Temp Closed: 0 | 0 | 0 | 2 | 15461-071-000205 | WOOTEN'S GARAGE
35897 | Permanently Closed | 1988-09-14 | 1972-01-01 | 1988-09-14 | Petroleum | Unleaded gasoline | Unleaded gasoline |  | Steel | Steel |  | Painted or None | Steel |  | 1901-01-01 | [15 empty] | UST Currently In Use: 0; UST Temp Close: 0; AST Currently In Use: 0; AST Temp Closed: 0 | 0 | 0 | 2 | 15461-071-000205 | WOOTEN'S GARAGE
35898 | Permanently Closed | 1989-10-27 | 1959-01-01 | 1990-04-12 | Petroleum | Unleaded gasoline | Unleaded gasoline |  | Steel | Steel |  | Painted or None | Steel |  | 1901-01-01 | [15 empty] | UST Currently In Use: 0; UST Temp Close: 0; AST Currently In Use: 0; AST Temp Closed: 0 | 0 | 0 | 2 | 15462-071-000321 | WORD MOTOR CO INC
35899 | Permanently Closed | 1989-10-27 | 1976-01-01 | 1990-04-12 | Petroleum | On road diesel | On road diesel |  | Steel | Steel |  | Painted or None | Steel |  | 1901-01-01 | [15 empty] | UST Currently In Use: 0; UST Temp Close: 0; AST Currently In Use: 0; AST Temp Closed: 0 | 0 | 0 | 2 | 15462-071-000321 | WORD MOTOR CO INC
35900 | Permanently Closed | 1993-01-06 | 1977-01-01 | 1993-01-06 | Petroleum | Unleaded gasoline | Unleaded gasoline |  | Steel | Steel |  |  | Other, COATED STE |  | 1901-01-01 | [15 empty] | UST Currently In Use: 0; UST Temp Close: 0; AST Currently In Use: 0; AST Temp Closed: 0 | 0 | 0 | 2 | 15463-071-008367 | GREAT WESTERN PRODUCTS (WORD POPCORN
35901 | Permanently Closed | 1993-01-06 | 1977-01-01 | 1993-01-06 | Petroleum | On road diesel | On road diesel |  | Steel | Steel |  |  | Other, COATED STE |  | 1901-01-01 | [15 empty] | UST Currently In Use: 0; UST Temp Close: 0; AST Currently In Use: 0; AST Temp Closed: 0 | 0 | 0 | 2 | 15463-071-008367 | GREAT WESTERN PRODUCTS (WORD POPCORN
35902 | Permanently Closed | 1991-09-01 | 1980-01-01 | 1991-09-01 | Petroleum | On road diesel | On road diesel |  | Steel | Steel |  | Painted or None | Steel |  | 1901-01-01 | [15 empty] | UST Currently In Use: 0; UST Temp Close: 0; AST Currently In Use: 2; AST Temp Closed: 0 | 0 | 0 | 1 | 15464-129-008377 | WW AND WR RICHARDSON
35903 | Retired | 1982-01-01 | 1977-01-01 |  | Petroleum | Unleaded gasoline | Unleaded gasoline |  | Steel | Steel |  | Painted or None | Steel |  | 1901-01-01 | [15 empty] | UST Currently In Use: 0; UST Temp Close: 0; AST Currently In Use: 0; AST Temp Closed: 0 | 0 | 0 | 0 | 15465-009-004069 | WYATT BROTHERS ENTERPRISES
35904 | Retired | 1982-01-01 | 1977-01-01 |  | Petroleum | Unleaded gasoline | Unleaded gasoline |  | Steel | Steel |  | Painted or None | Steel |  | 1901-01-01 | [15 empty] | UST Currently In Use: 0; UST Temp Close: 0; AST Currently In Use: 0; AST Temp Closed: 0 | 0 | 0 | 0 | 15465-009-004069 | WYATT BROTHERS ENTERPRISES
35905 | Cannot Locate or abandoned | 1988-12-25 | 1977-01-01 |  | Petroleum | Unleaded gasoline | Unleaded gasoline |  | Steel | Steel |  | Painted or None | Steel |  | 1901-01-01 | [15 empty] | UST Currently In Use: 0; UST Temp Close: 0; AST Currently In Use: 0; AST Temp Closed: 0 | 0 | 0 | 0 | 15465-009-004069 | WYATT BROTHERS ENTERPRISES
35906 | Cannot Locate or abandoned | 1988-12-25 | 1977-01-01 |  | Petroleum | On road diesel | On road diesel |  | Steel | Steel |  | Painted or None | Steel |  | 1901-01-01 | [15 empty] | UST Currently In Use: 0; UST Temp Close: 0; AST Currently In Use: 0; AST Temp Closed: 0 | 0 | 0 | 0 | 15465-009-004069 | WYATT BROTHERS ENTERPRISES
35907 | Cannot Locate or abandoned | 1988-12-25 | 1982-01-01 |  | Petroleum | Kerosene | Kerosene |  | Steel | Steel |  | Painted or None | Steel |  | 1901-01-01 | [15 empty] | UST Currently In Use: 0; UST Temp Close: 0; AST Currently In Use: 0; AST Temp Closed: 0 | 0 | 0 | 0 | 15465-009-004069 | WYATT BROTHERS ENTERPRISES
35908 | Cannot Locate or abandoned | 1988-12-25 | 1971-01-01 |  | Petroleum | Unleaded gasoline | Unleaded gasoline |  | Steel | Steel |  | Painted or None | Steel |  | 1901-01-01 | [15 empty] | UST Currently In Use: 0; UST Temp Close: 0; AST Currently In Use: 0; AST Temp Closed: 0 | 0 | 0 | 0 | 15465-009-004072 | WYATT BROTHERS ENTERPRISES
35909 | Cannot Locate or abandoned | 1988-12-25 | 1971-01-01 |  | Petroleum | Unleaded gasoline | Unleaded gasoline |  | Steel | Steel |  | Painted or None | Steel |  | 1901-01-01 | [15 empty] | UST Currently In Use: 0; UST Temp Close: 0; AST Currently In Use: 0; AST Temp Closed: 0 | 0 | 0 | 0 | 15465-009-004072 | WYATT BROTHERS ENTERPRISES
35910 | Cannot Locate or abandoned | 1988-12-25 | 1971-01-01 |  | Petroleum | Unleaded gasoline | Unleaded gasoline |  | Steel | Steel |  | Painted or None | Steel |  | 1901-01-01 | [15 empty] | UST Currently In Use: 0; UST Temp Close: 0; AST Currently In Use: 0; AST Temp Closed: 0 | 0 | 0 | 0 | 15465-009-004072 | WYATT BROTHERS ENTERPRISES
35911 | Currently in Use |  | 1980-01-01 |  | Petroleum | Unleaded gasoline | Unleaded gasoline | Retail | Steel | Steel | Field installed cathodic protection, Interior lined (not allowed as a standalone method of corrosion protection) |  | Flexible |  |  |  | Catchment Basin, Single walled catchment basin | Flow Rest 90% Full | Flow Rest 90% Full |  |  | Continuous Automatic Tank Gauge |  | Automatic flow restrictor (MLLD), Containment Sump | Containment Sump |  |  | Annual line testing | Annual line testing |  | UST Currently In Use: 4; UST Temp Close: 1; AST Currently In Use: 0; AST Temp Closed: 0 | 4 | 1 | 0 | 23461-063-004077 | MOHAMMAD J KHAN
35912 | Temporary Closed | 2011-10-01 | 1980-01-01 |  | Petroleum | Mid-grade gasoline | Mid-grade gasoline | Retail | Steel | Steel | Field installed cathodic protection, Interior lined (not allowed as a standalone method of corrosion protection) |  | Flexible |  |  |  | Catchment Basin, Single walled catchment basin | Flow Rest 90% Full | Flow Rest 90% Full |  |  |  |  | Automatic flow restrictor (MLLD), Containment Sump | Containment Sump | [5 empty] | UST Currently In Use: 4; UST Temp Close: 1; AST Currently In Use: 0; AST Temp Closed: 0 | 4 | 1 | 0 | 23461-063-004077 | MOHAMMAD J KHAN
35913 | Currently in Use |  | 1980-01-01 |  | Petroleum | Premium gasoline | Premium gasoline | Retail | Steel | Steel | Field installed cathodic protection, Interior lined (not allowed as a standalone method of corrosion protection) |  | Flexible |  |  |  | Catchment Basin, Single walled catchment basin | Flow Rest 90% Full | Flow Rest 90% Full |  |  | Continuous Automatic Tank Gauge |  | Automatic flow restrictor (MLLD), Containment Sump | Containment Sump |  |  | Annual line testing | Annual line testing |  | UST Currently In Use: 4; UST Temp Close: 1; AST Currently In Use: 0; AST Temp Closed: 0 | 4 | 1 | 0 | 23461-063-004077 | MOHAMMAD J KHAN
35914 | Currently in Use |  | 1980-01-01 |  | Petroleum | On road diesel | On road diesel | Retail | Steel | Steel | Field installed cathodic protection, Interior lined (not allowed as a standalone method of corrosion protection) |  | Flexible |  |  |  | Catchment Basin, NEW CB | Flow Rest 90% Full | Flow Rest 90% Full |  |  | Continuous Automatic Tank Gauge |  | Automatic flow restrictor (MLLD), Containment Sump | Containment Sump |  |  | Annual line testing | Annual line testing |  | UST Currently In Use: 4; UST Temp Close: 1; AST Currently In Use: 0; AST Temp Closed: 0 | 4 | 1 | 0 | 23461-063-004077 | MOHAMMAD J KHAN
35915 | Currently in Use |  | 1980-01-01 |  | Petroleum | On road diesel | On road diesel | Retail | Steel | Steel | Field installed cathodic protection, Interior lined (not allowed as a standalone method of corrosion protection) |  | Flexible |  |  |  | Catchment Basin, NEW CB | Flow Rest 90% Full | Flow Rest 90% Full |  |  |  |  | Automatic flow restrictor (MLLD), Containment Sump | Containment Sump |  |  | Annual line testing | Annual line testing |  | UST Currently In Use: 4; UST Temp Close: 1; AST Currently In Use: 0; AST Temp Closed: 0 | 4 | 1 | 0 | 23461-063-004077 | MOHAMMAD J KHAN
35916 | Retired | 1988-12-22 | 1972-01-01 |  | Petroleum | Unleaded gasoline | Unleaded gasoline |  | Steel | Steel |  | Painted or None | Steel |  | 1901-01-01 | [15 empty] | UST Currently In Use: 0; UST Temp Close: 0; AST Currently In Use: 0; AST Temp Closed: 0 | 0 | 0 | 0 | 15465-065-000536 | WYATT BROTHERS ENTERPRISES
35917 | Retired | 1988-12-22 | 1972-01-01 |  | Petroleum | Unleaded gasoline | Unleaded gasoline |  | Steel | Steel |  | Painted or None | Steel |  | 1901-01-01 | [15 empty] | UST Currently In Use: 0; UST Temp Close: 0; AST Currently In Use: 0; AST Temp Closed: 0 | 0 | 0 | 0 | 15465-065-000536 | WYATT BROTHERS ENTERPRISES
35918 | Retired | 1988-12-22 | 1978-01-01 |  | Petroleum | On road diesel | On road diesel |  | Steel | Steel |  | Painted or None | Steel |  | 1901-01-01 | [15 empty] | UST Currently In Use: 0; UST Temp Close: 0; AST Currently In Use: 0; AST Temp Closed: 0 | 0 | 0 | 0 | 15465-065-000536 | WYATT BROTHERS ENTERPRISES
35919 | Currently in Use |  | 1982-01-01 |  | Petroleum | Premium gasoline | Premium gasoline | Retail | Steel | Steel | Coated & cathodic protection (sti-P3) |  | Flexible, SAYS 279 |  |  |  | Catchment Basin, Single walled catchment basin | Flow Rest 90% Full | Flow Rest 90% Full |  |  | Continuous Automatic Tank Gauge |  | Automatic flow restrictor (MLLD), Containment Sump | Containment Sump |  |  | Annual line testing | Annual line testing |  | UST Currently In Use: 2; UST Temp Close: 0; AST Currently In Use: 0; AST Temp Closed: 0 | 2 | 0 | 2 | 25735-065-004081 | DMP COUNTY LINE GROCERY & DELI INC
35920 | Permanently Closed | 1998-12-28 | 1977-01-01 | 1998-12-28 | Petroleum | Unleaded gasoline | Unleaded gasoline | Retail | Steel | Steel |  | Painted or None | Steel |  | 1901-01-01 | [15 empty] | UST Currently In Use: 2; UST Temp Close: 0; AST Currently In Use: 0; AST Temp Closed: 0 | 2 | 0 | 2 | 25735-065-004081 | DMP COUNTY LINE GROCERY & DELI INC
35921 | Permanently Closed | 1998-12-28 | 1977-01-01 | 1998-12-28 | Petroleum | Unleaded gasoline | Unleaded gasoline | Retail | Steel | Steel |  | Painted or None | Steel |  | 1901-01-01 | [15 empty] | UST Currently In Use: 2; UST Temp Close: 0; AST Currently In Use: 0; AST Temp Closed: 0 | 2 | 0 | 2 | 25735-065-004081 | DMP COUNTY LINE GROCERY & DELI INC
35922 | Currently in Use |  | 1981-01-01 |  | Petroleum | Unleaded gasoline | Unleaded gasoline | Retail | Steel | Steel | Field installed cathodic protection |  | Flexible |  | 1901-01-01 |  | Catchment Basin, Single walled catchment basin | Flow Rest 90% Full | Flow Rest 90% Full |  |  | Continuous Automatic Tank Gauge |  | Automatic flow restrictor (MLLD), Containment Sump | Containment Sump |  |  | Annual line testing | Annual line testing |  | UST Currently In Use: 3; UST Temp Close: 0; AST Currently In Use: 0; AST Temp Closed: 0 | 3 | 0 | 0 | 25201-065-013238 | BZ, LLC
35923 | Currently in Use |  | 1981-01-01 |  | Petroleum | Premium gasoline | Premium gasoline | Retail | Steel | Steel | Field installed cathodic protection |  | Flexible |  | 1901-01-01 |  | Catchment Basin, Single walled catchment basin | Flow Rest 90% Full | Flow Rest 90% Full |  |  | Continuous Automatic Tank Gauge |  | Automatic flow restrictor (MLLD), Containment Sump | Containment Sump |  |  | Annual line testing | Annual line testing |  | UST Currently In Use: 3; UST Temp Close: 0; AST Currently In Use: 0; AST Temp Closed: 0 | 3 | 0 | 0 | 25201-065-013238 | BZ, LLC
35924 | Currently in Use |  | 1981-01-01 |  | Petroleum | On road diesel | On road diesel | Retail | Steel | Steel | Field installed cathodic protection |  | Flexible |  | 1901-01-01 |  | Catchment Basin, Single walled catchment basin | Flow Rest 90% Full | Flow Rest 90% Full |  |  | Continuous Automatic Tank Gauge |  | Automatic flow restrictor (MLLD), Containment Sump | Containment Sump |  |  | Annual line testing | Annual line testing |  | UST Currently In Use: 3; UST Temp Close: 0; AST Currently In Use: 0; AST Temp Closed: 0 | 3 | 0 | 0 | 25201-065-013238 | BZ, LLC
35925 | Temporary Closed | 2008-12-01 | 1987-01-01 |  | Petroleum | Other, OFFROAD | Other | Retail | Steel | Steel | Field installed cathodic protection |  | Steel |  |  | Field installed cathodic protection | Catchment Basin, Single walled catchment basin | Automatic shutoff device At 95% full | Automatic shutoff device At 95% full |  |  | Statistical Inventory Reconciliation (SIR) |  | Automatic flow restrictor (MLLD) | Automatic flow restrictor (MLLD) |  |  | Statistical inventory reconciliation (SIR) | Statistical inventory reconciliation (SIR) |  | UST Currently In Use: 3; UST Temp Close: 1; AST Currently In Use: 0; AST Temp Closed: 0 | 3 | 1 | 0 | 24074-091-013143 | C.A.Y. HOLDINGS, LLC
35926 | Currently in Use |  | 1985-01-01 |  | Petroleum | On road diesel | On road diesel | Retail | Steel | Steel | Field installed cathodic protection |  | Steel |  |  | Field installed cathodic protection | Catchment Basin, Single walled catchment basin | Automatic shutoff device At 95% full | Automatic shutoff device At 95% full |  |  | Statistical Inventory Reconciliation (SIR) |  | Automatic flow restrictor (MLLD) | Automatic flow restrictor (MLLD) |  |  | Statistical inventory reconciliation (SIR) | Statistical inventory reconciliation (SIR) |  | UST Currently In Use: 3; UST Temp Close: 1; AST Currently In Use: 0; AST Temp Closed: 0 | 3 | 1 | 0 | 24074-091-013143 | C.A.Y. HOLDINGS, LLC
35927 | Currently in Use |  | 1985-01-01 |  | Petroleum | Unleaded gasoline | Unleaded gasoline | Retail | Steel | Steel | Field installed cathodic protection |  | Steel |  |  | Field installed cathodic protection | Catchment Basin, Single walled catchment basin | Automatic shutoff device At 95% full | Automatic shutoff device At 95% full |  |  | Statistical Inventory Reconciliation (SIR) |  | Automatic flow restrictor (MLLD) | Automatic flow restrictor (MLLD) |  |  | Annual line testing, Statistical inventory reconciliation (SIR) | Statistical inventory reconciliation (SIR) |  | UST Currently In Use: 3; UST Temp Close: 1; AST Currently In Use: 0; AST Temp Closed: 0 | 3 | 1 | 0 | 24074-091-013143 | C.A.Y. HOLDINGS, LLC
35928 | Currently in Use |  | 1985-01-01 |  | Petroleum | Mid-grade gasoline | Mid-grade gasoline | Retail | Steel | Steel | Field installed cathodic protection |  | Steel |  |  | Field installed cathodic protection | Catchment Basin, Single walled catchment basin | Automatic shutoff device At 95% full | Automatic shutoff device At 95% full |  |  | Statistical Inventory Reconciliation (SIR) |  | Automatic flow restrictor (MLLD) | Automatic flow restrictor (MLLD) |  |  | Annual line testing, Statistical inventory reconciliation (SIR) | Statistical inventory reconciliation (SIR) |  | UST Currently In Use: 3; UST Temp Close: 1; AST Currently In Use: 0; AST Temp Closed: 0 | 3 | 1 | 0 | 24074-091-013143 | C.A.Y. HOLDINGS, LLC
35929 | Retired | 1988-12-22 | 1973-01-01 |  | Petroleum | Unleaded gasoline | Unleaded gasoline |  | Steel | Steel |  | Painted or None | Steel |  | 1901-01-01 | [15 empty] | UST Currently In Use: 0; UST Temp Close: 0; AST Currently In Use: 0; AST Temp Closed: 0 | 0 | 0 | 0 | 15465-125-002514 | WYATT BROTHERS ENTERPRISES
35930 | Retired | 1988-12-22 | 1973-01-01 |  | Petroleum | Unleaded gasoline | Unleaded gasoline |  | Steel | Steel |  | Painted or None | Steel |  | 1901-01-01 | [15 empty] | UST Currently In Use: 0; UST Temp Close: 0; AST Currently In Use: 0; AST Temp Closed: 0 | 0 | 0 | 0 | 15465-125-002514 | WYATT BROTHERS ENTERPRISES
35931 | Permanently Closed | 1995-09-01 | 1980-01-01 | 1997-11-04 | Petroleum | Unleaded gasoline | Unleaded gasoline |  | Steel | Steel |  | Painted or None | Steel |  | 1901-01-01 | [15 empty] | UST Currently In Use: 0; UST Temp Close: 2; AST Currently In Use: 0; AST Temp Closed: 0 | 0 | 2 | 4 | 25772-125-004070 | NADISRSHAH LADAK & RAMZIN HAMIRAN
35932 | Permanently Closed | 1995-09-01 | 1980-01-01 | 1997-11-04 | Petroleum | Unleaded gasoline | Unleaded gasoline |  | Steel | Steel |  | Painted or None | Steel |  | 1901-01-01 | [15 empty] | UST Currently In Use: 0; UST Temp Close: 2; AST Currently In Use: 0; AST Temp Closed: 0 | 0 | 2 | 4 | 25772-125-004070 | NADISRSHAH LADAK & RAMZIN HAMIRAN
35933 | Permanently Closed | 1995-09-01 | 1980-01-01 | 1997-11-04 | Petroleum | Unleaded gasoline | Unleaded gasoline |  | Steel | Steel |  | Painted or None | Steel |  | 1901-01-01 | [15 empty] | UST Currently In Use: 0; UST Temp Close: 2; AST Currently In Use: 0; AST Temp Closed: 0 | 0 | 2 | 4 | 25772-125-004070 | NADISRSHAH LADAK & RAMZIN HAMIRAN
35934 | Permanently Closed | 1995-09-01 | 1980-01-01 | 1997-11-04 | Petroleum | On road diesel | On road diesel |  | Steel | Steel |  | Painted or None | Steel |  | 1901-01-01 | [15 empty] | UST Currently In Use: 0; UST Temp Close: 2; AST Currently In Use: 0; AST Temp Closed: 0 | 0 | 2 | 4 | 25772-125-004070 | NADISRSHAH LADAK & RAMZIN HAMIRAN
35935 | Permanently Closed | 1988-12-15 | 1981-01-01 | 1988-12-15 | Petroleum | Unleaded gasoline | Unleaded gasoline |  | Steel | Steel |  | Painted or None | Steel |  | 1901-01-01 | [15 empty] | UST Currently In Use: 0; UST Temp Close: 0; AST Currently In Use: 0; AST Temp Closed: 0 | 0 | 0 | 3 | 15465-125-004075 | WYATT BROTHERS ENTERPRISES
35936 | Permanently Closed | 1988-12-15 | 1973-01-01 | 1988-12-15 | Petroleum | Unleaded gasoline | Unleaded gasoline |  | Steel | Steel |  | Painted or None | Steel |  | 1901-01-01 | [15 empty] | UST Currently In Use: 0; UST Temp Close: 0; AST Currently In Use: 0; AST Temp Closed: 0 | 0 | 0 | 3 | 15465-125-004075 | WYATT BROTHERS ENTERPRISES
35937 | Permanently Closed | 1988-12-15 | 1973-01-01 | 1988-12-15 | Petroleum | Unleaded gasoline | Unleaded gasoline |  | Steel | Steel |  | Painted or None | Steel |  | 1901-01-01 | [15 empty] | UST Currently In Use: 0; UST Temp Close: 0; AST Currently In Use: 0; AST Temp Closed: 0 | 0 | 0 | 3 | 15465-125-004075 | WYATT BROTHERS ENTERPRISES
35938 | Permanently Closed | 1988-08-08 | 1979-01-01 | 1997-07-25 | Petroleum | Unleaded gasoline | Unleaded gasoline |  | Steel | Steel |  | Painted or None | Steel |  | 1901-01-01 | [15 empty] | UST Currently In Use: 0; UST Temp Close: 0; AST Currently In Use: 0; AST Temp Closed: 0 | 0 | 0 | 2 | 15465-125-004076 | WYATT BROTHERS ENTERPRISES
35939 | Permanently Closed | 1988-08-08 | 1979-01-01 | 1997-07-25 | Petroleum | Unleaded gasoline | Unleaded gasoline |  | Steel | Steel |  | Painted or None | Steel |  | 1901-01-01 | [15 empty] | UST Currently In Use: 0; UST Temp Close: 0; AST Currently In Use: 0; AST Temp Closed: 0 | 0 | 0 | 2 | 15465-125-004076 | WYATT BROTHERS ENTERPRISES
35940 | Permanently Closed | 2008-06-23 | 1973-01-01 | 2018-01-12 | Petroleum | Unleaded gasoline | Unleaded gasoline | Retail | Steel | Steel | Field installed cathodic protection |  | Fiberglass reinforced plastic |  |  |  | Catchment Basin, Single walled catchment basin | Flow Rest 90% Full | Flow Rest 90% Full |  |  | Automatic Tank Gauge |  | Containment Sump | Containment Sump |  |  | Annual line testing | Annual line testing |  | UST Currently In Use: 0; UST Temp Close: 0; AST Currently In Use: 0; AST Temp Closed: 0 | 0 | 0 | 4 | 16872-125-004078 | MOTT OIL INC CARE OF BANSI FOOD MART
35941 | Permanently Closed | 2008-06-23 | 1973-01-01 | 2018-01-12 | Petroleum | Mid-grade gasoline | Mid-grade gasoline | Retail | Steel | Steel | Field installed cathodic protection |  | Fiberglass reinforced plastic |  |  |  | Catchment Basin, Single walled catchment basin | Flow Rest 90% Full | Flow Rest 90% Full |  |  | Automatic Tank Gauge |  | Containment Sump | Containment Sump |  |  | Annual line testing | Annual line testing |  | UST Currently In Use: 0; UST Temp Close: 0; AST Currently In Use: 0; AST Temp Closed: 0 | 0 | 0 | 4 | 16872-125-004078 | MOTT OIL INC CARE OF BANSI FOOD MART
35942 | Permanently Closed | 2008-06-23 | 1973-01-01 | 2018-01-12 | Petroleum | Premium gasoline | Premium gasoline | Retail | Steel | Steel | Field installed cathodic protection |  | Fiberglass reinforced plastic |  |  |  | Catchment Basin, Single walled catchment basin | Flow Rest 90% Full | Flow Rest 90% Full |  |  | Automatic Tank Gauge |  | Containment Sump | Containment Sump |  |  | Annual line testing | Annual line testing |  | UST Currently In Use: 0; UST Temp Close: 0; AST Currently In Use: 0; AST Temp Closed: 0 | 0 | 0 | 4 | 16872-125-004078 | MOTT OIL INC CARE OF BANSI FOOD MART
35943 | Permanently Closed | 1996-03-06 | 1973-01-01 | 1996-03-07 | Petroleum | Unleaded gasoline | Unleaded gasoline | Retail | Steel | Steel | Field installed cathodic protection |  | Fiberglass reinforced plastic |  |  |  | Catchment Basin, Single walled catchment basin | Flow Rest 90% Full | Flow Rest 90% Full |  |  | Automatic Tank Gauge | [8 empty] | UST Currently In Use: 0; UST Temp Close: 0; AST Currently In Use: 0; AST Temp Closed: 0 | 0 | 0 | 4 | 16872-125-004078 | MOTT OIL INC CARE OF BANSI FOOD MART
35944 | Temporary Closed | 1993-04-01 | 1978-01-01 |  | Petroleum | Unleaded gasoline | Unleaded gasoline |  | Steel | Steel |  | Painted or None | Steel |  | 1901-01-01 | [15 empty] | UST Currently In Use: 0; UST Temp Close: 2; AST Currently In Use: 0; AST Temp Closed: 0 | 0 | 2 | 0 | 18100-125-004079 | L A MARLOWE
35945 | Temporary Closed | 1993-04-01 | 1981-01-01 |  | Petroleum | Unleaded gasoline | Unleaded gasoline |  | Steel | Steel |  | Painted or None | Steel |  | 1901-01-01 | [15 empty] | UST Currently In Use: 0; UST Temp Close: 2; AST Currently In Use: 0; AST Temp Closed: 0 | 0 | 2 | 0 | 18100-125-004079 | L A MARLOWE
35946 | Permanently Closed | 1995-10-01 | 1963-01-01 | 1997-10-22 | Petroleum | Unleaded gasoline | Unleaded gasoline | Retail | Steel | Steel |  | Painted or None | Steel |  | 1901-01-01 | [6 empty] | Statistical Inventory Reconciliation (SIR) | [8 empty] | UST Currently In Use: 0; UST Temp Close: 0; AST Currently In Use: 0; AST Temp Closed: 0 | 0 | 0 | 4 | 19770-125-004080 | NORRIS RADIATOR AND SERVICE STATION
35947 | Permanently Closed | 1995-10-01 | 1963-01-01 | 1997-10-22 | Petroleum | Unleaded gasoline | Unleaded gasoline |  | Steel | Steel |  | Painted or None | Steel |  | 1901-01-01 | [6 empty] | Statistical Inventory Reconciliation (SIR) | [8 empty] | UST Currently In Use: 0; UST Temp Close: 0; AST Currently In Use: 0; AST Temp Closed: 0 | 0 | 0 | 4 | 19770-125-004080 | NORRIS RADIATOR AND SERVICE STATION
35948 | Permanently Closed | 1995-10-01 | 1963-01-01 | 1997-10-22 | Petroleum | Unleaded gasoline | Unleaded gasoline |  | Steel | Steel |  | Painted or None | Steel |  | 1901-01-01 | [6 empty] | Statistical Inventory Reconciliation (SIR) | [8 empty] | UST Currently In Use: 0; UST Temp Close: 0; AST Currently In Use: 0; AST Temp Closed: 0 | 0 | 0 | 4 | 19770-125-004080 | NORRIS RADIATOR AND SERVICE STATION
35949 | Permanently Closed | 1995-10-01 | 1963-01-01 | 1997-10-22 | Petroleum | Other, OTHER | Other |  | Steel | Steel |  | Painted or None | Steel |  | 1901-01-01 | [6 empty] | Statistical Inventory Reconciliation (SIR) | [8 empty] | UST Currently In Use: 0; UST Temp Close: 0; AST Currently In Use: 0; AST Temp Closed: 0 | 0 | 0 | 4 | 19770-125-004080 | NORRIS RADIATOR AND SERVICE STATION
35950 | Permanently Closed | 1998-12-22 | 1975-01-01 | 1999-11-12 | Petroleum | Unleaded gasoline | Unleaded gasoline |  | Steel | Steel |  | Painted or None | Steel |  | 1901-01-01 | [15 empty] | UST Currently In Use: 0; UST Temp Close: 0; AST Currently In Use: 0; AST Temp Closed: 0 | 0 | 0 | 1 | 15465-125-004082 | WYATT BROTHERS ENTERPRISES
35951 | Temporary Closed | 2012-09-15 | 1982-01-01 |  | Petroleum | Unleaded gasoline | Unleaded gasoline | Retail | Steel | Steel | Field installed cathodic protection, Interior lined (not allowed as a standalone method of corrosion protection) |  | Steel |  | 1901-01-01 | Field installed cathodic protection | Catchment Basin, Single walled catchment basin | Flow Rest 90% Full | Flow Rest 90% Full |  |  | Automatic Tank Gauge |  | Automatic flow restrictor (MLLD) | Automatic flow restrictor (MLLD) |  |  | Annual line testing | Annual line testing |  | UST Currently In Use: 3; UST Temp Close: 1; AST Currently In Use: 0; AST Temp Closed: 0 | 3 | 1 | 0 | 22832-125-004083 | TAREQUE KAZI DBA FARHAN'S QUICK STOP
35952 | Currently in Use |  | 1982-01-01 |  | Petroleum | Mid-grade gasoline | Mid-grade gasoline | Retail | Steel | Steel | Field installed cathodic protection, Interior lined (not allowed as a standalone method of corrosion protection) |  | Steel |  | 1901-01-01 | Field installed cathodic protection | Catchment Basin, Single walled catchment basin | Flow Rest 90% Full | Flow Rest 90% Full |  |  | Automatic Tank Gauge |  | Automatic flow restrictor (MLLD) | Automatic flow restrictor (MLLD) |  |  | Annual line testing | Annual line testing |  | UST Currently In Use: 3; UST Temp Close: 1; AST Currently In Use: 0; AST Temp Closed: 0 | 3 | 1 | 0 | 22832-125-004083 | TAREQUE KAZI DBA FARHAN'S QUICK STOP
35953 | Currently in Use |  | 1982-01-01 |  | Petroleum | On road diesel | On road diesel | Retail | Steel | Steel | Field installed cathodic protection, Interior lined (not allowed as a standalone method of corrosion protection) |  | Steel |  | 1901-01-01 | Field installed cathodic protection | Catchment Basin, Single walled catchment basin | Flow Rest 90% Full | Flow Rest 90% Full |  |  | Automatic Tank Gauge |  | Automatic flow restrictor (MLLD) | Automatic flow restrictor (MLLD) |  |  | Annual line testing | Annual line testing |  | UST Currently In Use: 3; UST Temp Close: 1; AST Currently In Use: 0; AST Temp Closed: 0 | 3 | 1 | 0 | 22832-125-004083 | TAREQUE KAZI DBA FARHAN'S QUICK STOP
35954 | Currently in Use |  | 1982-01-01 |  | Petroleum | Premium gasoline | Premium gasoline | Retail | Steel | Steel | Field installed cathodic protection, Interior lined (not allowed as a standalone method of corrosion protection) |  | Steel |  | 1901-01-01 | Field installed cathodic protection | Catchment Basin, Single walled catchment basin | Flow Rest 90% Full | Flow Rest 90% Full |  |  | Automatic Tank Gauge |  | Automatic flow restrictor (MLLD) | Automatic flow restrictor (MLLD) |  |  | Annual line testing | Annual line testing |  | UST Currently In Use: 3; UST Temp Close: 1; AST Currently In Use: 0; AST Temp Closed: 0 | 3 | 1 | 0 | 22832-125-004083 | TAREQUE KAZI DBA FARHAN'S QUICK STOP
35955 | Permanently Closed | 2003-03-06 | 1968-01-01 | 2003-03-06 | Petroleum | Unleaded gasoline | Unleaded gasoline | Retail | Steel | Steel | Field installed cathodic protection, Interior lined (not allowed as a standalone method of corrosion protection) | Painted or None | Steel |  | 1901-01-01 | Field installed cathodic protection | Catchment Basin, Single walled catchment basin | Flow Rest 90% Full | Flow Rest 90% Full |  |  | Automatic Tank Gauge | [8 empty] | UST Currently In Use: 0; UST Temp Close: 0; AST Currently In Use: 0; AST Temp Closed: 0 | 0 | 0 | 4 | 15465-125-004084 | WYATT BROTHERS ENTERPRISES
35956 | Permanently Closed | 2003-03-06 | 1968-01-01 | 2003-03-06 | Petroleum | Mid-grade gasoline | Mid-grade gasoline | Retail | Steel | Steel | Field installed cathodic protection, Interior lined (not allowed as a standalone method of corrosion protection) | Painted or None | Steel |  | 1901-01-01 | Field installed cathodic protection | Catchment Basin, Single walled catchment basin | Flow Rest 90% Full | Flow Rest 90% Full |  |  | Automatic Tank Gauge | [8 empty] | UST Currently In Use: 0; UST Temp Close: 0; AST Currently In Use: 0; AST Temp Closed: 0 | 0 | 0 | 4 | 15465-125-004084 | WYATT BROTHERS ENTERPRISES
35957 | Permanently Closed | 2003-03-06 | 1968-01-01 | 2003-03-06 | Petroleum | Premium gasoline | Premium gasoline | Retail | Steel | Steel | Field installed cathodic protection, Interior lined (not allowed as a standalone method of corrosion protection) | Painted or None | Steel |  | 1901-01-01 | Field installed cathodic protection | Catchment Basin, Single walled catchment basin | Flow Rest 90% Full | Flow Rest 90% Full |  |  | Automatic Tank Gauge | [8 empty] | UST Currently In Use: 0; UST Temp Close: 0; AST Currently In Use: 0; AST Temp Closed: 0 | 0 | 0 | 4 | 15465-125-004084 | WYATT BROTHERS ENTERPRISES
35958 | Permanently Closed | 1999-11-11 | 1968-01-01 | 1999-11-11 | Petroleum | Used oil | Used oil |  | Steel | Steel | Field installed cathodic protection | Painted or None | Steel |  | 1901-01-01 | Field installed cathodic protection | Catchment Basin, EXEMPT | Other, EXEMPT | Other | [11 empty] | UST Currently In Use: 0; UST Temp Close: 0; AST Currently In Use: 0; AST Temp Closed: 0 | 0 | 0 | 4 | 15465-125-004084 | WYATT BROTHERS ENTERPRISES
35959 | Retired | 1988-08-08 | 1968-01-01 |  | Petroleum | Unleaded gasoline | Unleaded gasoline |  | Steel | Steel | Interior lined (not allowed as a standalone method of corrosion protection) | Painted or None | Steel |  | 1901-01-01 | [15 empty] | UST Currently In Use: 0; UST Temp Close: 0; AST Currently In Use: 0; AST Temp Closed: 0 | 0 | 0 | 0 | 15465-125-004085 | WYATT BROTHERS ENTERPRISES
35960 | Retired | 1988-08-08 | 1968-01-01 |  | Petroleum | Unleaded gasoline | Unleaded gasoline |  | Steel | Steel | Interior lined (not allowed as a standalone method of corrosion protection) | Painted or None | Steel |  | 1901-01-01 | [15 empty] | UST Currently In Use: 0; UST Temp Close: 0; AST Currently In Use: 0; AST Temp Closed: 0 | 0 | 0 | 0 | 15465-125-004085 | WYATT BROTHERS ENTERPRISES
35961 | Retired | 1988-08-08 | 1968-01-01 |  | Petroleum | Unleaded gasoline | Unleaded gasoline |  | Steel | Steel | Interior lined (not allowed as a standalone method of corrosion protection) | Painted or None | Steel |  | 1901-01-01 | [15 empty] | UST Currently In Use: 0; UST Temp Close: 0; AST Currently In Use: 0; AST Temp Closed: 0 | 0 | 0 | 0 | 15465-125-004085 | WYATT BROTHERS ENTERPRISES
35962 | Permanently Closed | 1996-01-15 | 1965-01-01 | 1996-01-22 | Petroleum | Unleaded gasoline | Unleaded gasoline |  | Steel | Steel |  | Painted or None | Steel |  | 1901-01-01 | [15 empty] | UST Currently In Use: 0; UST Temp Close: 0; AST Currently In Use: 0; AST Temp Closed: 0 | 0 | 0 | 3 | 15465-125-004086 | WYATT BROTHERS ENTERPRISES
35963 | Permanently Closed | 1996-01-15 | 1965-01-01 | 1996-01-22 | Petroleum | Unleaded gasoline | Unleaded gasoline |  | Steel | Steel |  | Painted or None | Steel |  | 1901-01-01 | [15 empty] | UST Currently In Use: 0; UST Temp Close: 0; AST Currently In Use: 0; AST Temp Closed: 0 | 0 | 0 | 3 | 15465-125-004086 | WYATT BROTHERS ENTERPRISES
35964 | Permanently Closed | 1996-01-15 | 1965-01-01 | 1996-01-22 | Petroleum | On road diesel | On road diesel |  | Steel | Steel |  | Painted or None | Steel |  | 1901-01-01 | [15 empty] | UST Currently In Use: 0; UST Temp Close: 0; AST Currently In Use: 0; AST Temp Closed: 0 | 0 | 0 | 3 | 15465-125-004086 | WYATT BROTHERS ENTERPRISES
35965 | Permanently Closed | 1998-12-22 | 1968-01-01 | 1999-07-23 | Petroleum | Unleaded gasoline | Unleaded gasoline |  | Fiberglass coated steel | Fiberglass coated steel |  |  | Steel |  | 1901-01-01 | [15 empty] | UST Currently In Use: 0; UST Temp Close: 0; AST Currently In Use: 0; AST Temp Closed: 0 | 0 | 0 | 3 | 15465-125-004087 | WYATT BROTHERS ENTERPRISES
35966 | Permanently Closed | 1998-12-22 | 1968-01-01 | 1999-07-23 | Petroleum | Unleaded gasoline | Unleaded gasoline |  | Fiberglass coated steel | Fiberglass coated steel |  |  | Steel |  | 1901-01-01 | [15 empty] | UST Currently In Use: 0; UST Temp Close: 0; AST Currently In Use: 0; AST Temp Closed: 0 | 0 | 0 | 3 | 15465-125-004087 | WYATT BROTHERS ENTERPRISES
35967 | Permanently Closed | 1998-12-22 | 1968-01-01 | 1999-07-23 | Petroleum | Unleaded gasoline | Unleaded gasoline |  | Fiberglass coated steel | Fiberglass coated steel |  |  | Steel |  | 1901-01-01 | [15 empty] | UST Currently In Use: 0; UST Temp Close: 0; AST Currently In Use: 0; AST Temp Closed: 0 | 0 | 0 | 3 | 15465-125-004087 | WYATT BROTHERS ENTERPRISES
35968 | Retired | 1988-12-19 | 1973-01-01 |  | Petroleum | Unleaded gasoline | Unleaded gasoline |  | Steel | Steel |  | Painted or None | Steel |  | 1901-01-01 | [15 empty] | UST Currently In Use: 0; UST Temp Close: 0; AST Currently In Use: 0; AST Temp Closed: 0 | 0 | 0 | 0 | 15465-125-004089 | WYATT BROTHERS ENTERPRISES
35969 | Retired | 1988-12-19 | 1973-01-01 |  | Petroleum | Unleaded gasoline | Unleaded gasoline |  | Steel | Steel |  | Painted or None | Steel |  | 1901-01-01 | [15 empty] | UST Currently In Use: 0; UST Temp Close: 0; AST Currently In Use: 0; AST Temp Closed: 0 | 0 | 0 | 0 | 15465-125-004089 | WYATT BROTHERS ENTERPRISES
35970 | Retired | 1988-12-19 | 1973-01-01 |  | Petroleum | On road diesel | On road diesel |  | Steel | Steel |  | Painted or None | Steel |  | 1901-01-01 | [15 empty] | UST Currently In Use: 0; UST Temp Close: 0; AST Currently In Use: 0; AST Temp Closed: 0 | 0 | 0 | 0 | 15465-125-004089 | WYATT BROTHERS ENTERPRISES
35971 | Permanently Closed | 1996-12-21 | 1973-01-01 | 1999-05-18 | Petroleum | Unleaded gasoline | Unleaded gasoline | Retail | Steel | Steel |  | Painted or None | Steel |  | 1901-01-01 | [12 empty] | Annual line testing | Annual line testing |  | UST Currently In Use: 0; UST Temp Close: 0; AST Currently In Use: 0; AST Temp Closed: 0 | 0 | 0 | 2 | 17487-125-004090 | MARY DARBY
35972 | Permanently Closed | 1996-12-21 | 1973-01-01 | 1999-05-18 | Petroleum | Unleaded gasoline | Unleaded gasoline | Retail | Steel | Steel |  | Painted or None | Steel |  | 1901-01-01 | [12 empty] | Annual line testing | Annual line testing |  | UST Currently In Use: 0; UST Temp Close: 0; AST Currently In Use: 0; AST Temp Closed: 0 | 0 | 0 | 2 | 17487-125-004090 | MARY DARBY
35973 |  |  | 1974-01-01 |  | Petroleum | Unleaded gasoline | Unleaded gasoline |  | Steel | Steel |  | Painted or None | Steel |  | 1901-01-01 | [15 empty] | UST Currently In Use: 0; UST Temp Close: 0; AST Currently In Use: 0; AST Temp Closed: 0 | 0 | 0 | 0 | 20786-125-004091 | KENNETH M REEDY
35974 |  |  | 1974-01-01 |  | Petroleum | Unleaded gasoline | Unleaded gasoline |  | Steel | Steel |  | Painted or None | Steel |  | 1901-01-01 | [15 empty] | UST Currently In Use: 0; UST Temp Close: 0; AST Currently In Use: 0; AST Temp Closed: 0 | 0 | 0 | 0 | 20786-125-004091 | KENNETH M REEDY
35975 |  |  | 1974-01-01 |  | Petroleum | Unleaded gasoline | Unleaded gasoline |  | Steel | Steel |  | Painted or None | Steel |  | 1901-01-01 | [15 empty] | UST Currently In Use: 0; UST Temp Close: 0; AST Currently In Use: 0; AST Temp Closed: 0 | 0 | 0 | 0 | 20786-125-004091 | KENNETH M REEDY
35976 |  |  | 1974-01-01 |  | Petroleum | On road diesel | On road diesel |  | Steel | Steel |  | Painted or None | Steel |  | 1901-01-01 | [15 empty] | UST Currently In Use: 0; UST Temp Close: 0; AST Currently In Use: 0; AST Temp Closed: 0 | 0 | 0 | 0 | 20786-125-004091 | KENNETH M REEDY
35977 | Permanently Closed | 1996-08-01 | 1973-01-01 | 1996-09-05 | Petroleum | Unleaded gasoline | Unleaded gasoline |  | Steel | Steel |  | Painted or None | Steel |  | 1901-01-01 | [15 empty] | UST Currently In Use: 2; UST Temp Close: 0; AST Currently In Use: 0; AST Temp Closed: 0 | 2 | 0 | 2 | 22794-125-009020 | MATAR INC
35978 | Permanently Closed | 1996-08-01 | 1973-01-01 | 1996-09-05 | Petroleum | Unleaded gasoline | Unleaded gasoline |  | Steel | Steel |  | Painted or None | Steel |  | 1901-01-01 | [15 empty] | UST Currently In Use: 2; UST Temp Close: 0; AST Currently In Use: 0; AST Temp Closed: 0 | 2 | 0 | 2 | 22794-125-009020 | MATAR INC
35979 | Retired | 1988-12-22 | 1982-01-01 |  | Petroleum | Used oil | Used oil |  | Steel | Steel |  | Painted or None | Steel |  | 1901-01-01 | [15 empty] | UST Currently In Use: 0; UST Temp Close: 0; AST Currently In Use: 0; AST Temp Closed: 0 | 0 | 0 | 0 | 15465-125-011397 | WYATT BROTHERS ENTERPRISES
35980 | Permanently Closed | 1990-10-31 | 1964-01-01 | 1990-10-31 | Petroleum | Unleaded gasoline | Unleaded gasoline |  | Steel | Steel |  | Painted or None | Steel |  | 1901-01-01 | [15 empty] | UST Currently In Use: 0; UST Temp Close: 0; AST Currently In Use: 0; AST Temp Closed: 0 | 0 | 0 | 2 | 15467-125-000887 | C H AND W EXCAVATING
35981 | Permanently Closed | 1990-10-31 | 1964-01-01 | 1990-10-31 | Petroleum | Unleaded gasoline | Unleaded gasoline |  | Steel | Steel |  | Painted or None | Steel |  | 1901-01-01 | [15 empty] | UST Currently In Use: 0; UST Temp Close: 0; AST Currently In Use: 0; AST Temp Closed: 0 | 0 | 0 | 2 | 15467-125-000887 | C H AND W EXCAVATING
35982 | Permanently Closed | 1988-12-03 | 1964-01-01 |  | Petroleum | On road diesel | On road diesel |  | Steel | Steel | Other, TAR |  | Other, NONE |  | 1901-01-01 | [15 empty] | UST Currently In Use: 0; UST Temp Close: 0; AST Currently In Use: 0; AST Temp Closed: 0 | 0 | 0 | 1 | 15469-093-000546 | WYMON WILSON
35983 | Permanently Closed | 1986-10-01 | 1978-01-01 | 1988-01-01 | Petroleum | Unleaded gasoline | Unleaded gasoline |  | Steel | Steel |  |  |  |  | 1901-01-01 | [15 empty] | UST Currently In Use: 0; UST Temp Close: 0; AST Currently In Use: 0; AST Temp Closed: 0 | 0 | 0 | 2 | 15471-073-004292 | XEROX CORP
35984 | Permanently Closed | 1901-01-01 | 1978-01-01 | 1988-01-01 | Petroleum | Unleaded gasoline | Unleaded gasoline |  | Steel | Steel |  |  |  |  | 1901-01-01 | [15 empty] | UST Currently In Use: 0; UST Temp Close: 0; AST Currently In Use: 0; AST Temp Closed: 0 | 0 | 0 | 2 | 15471-073-004292 | XEROX CORP
35989 | Permanently Closed | 1991-12-31 | 1949-01-01 | 1993-04-24 | Petroleum | Unleaded gasoline | Unleaded gasoline | [7 empty] | 1901-01-01 | [15 empty] | UST Currently In Use: 0; UST Temp Close: 0; AST Currently In Use: 0; AST Temp Closed: 0 | 0 | 0 | 1 | 15473-101-002027 | YELLOW CAB CO
35990 | Permanently Closed | 1994-02-13 | 1901-01-01 | 1994-06-13 | Petroleum | On road diesel | On road diesel |  | Steel | Steel |  |  |  |  | 1901-01-01 | [15 empty] | UST Currently In Use: 0; UST Temp Close: 0; AST Currently In Use: 0; AST Temp Closed: 0 | 0 | 0 | 2 | 15474-015-006696 | YELLOW FREIGHT SYSTEM INC ENVIR
35991 | Permanently Closed | 1990-02-13 | 1901-01-01 | 1990-02-13 | Petroleum | On road diesel | On road diesel |  | Steel | Steel |  |  |  |  | 1901-01-01 | [15 empty] | UST Currently In Use: 0; UST Temp Close: 0; AST Currently In Use: 0; AST Temp Closed: 0 | 0 | 0 | 2 | 15474-015-006696 | YELLOW FREIGHT SYSTEM INC ENVIR
35992 | Permanently Closed | 1995-10-19 | 1978-01-01 | 1995-10-19 | Petroleum | On road diesel | On road diesel |  | Fiberglass reinforced plastic | Fiberglass reinforced plastic |  |  |  |  | 1901-01-01 | [12 empty] | Annual line testing | Annual line testing |  | UST Currently In Use: 0; UST Temp Close: 0; AST Currently In Use: 0; AST Temp Closed: 0 | 0 | 0 | 1 | 15474-073-002335 | YELLOW FREIGHT SYSTEM INC ENVIR
35993 | Permanently Closed | 1995-06-12 | 1901-01-01 | 1995-06-12 | Petroleum | On road diesel | On road diesel |  | Steel | Steel |  |  |  |  | 1901-01-01 | [12 empty] | Annual line testing | Annual line testing |  | UST Currently In Use: 0; UST Temp Close: 0; AST Currently In Use: 0; AST Temp Closed: 0 | 0 | 0 | 2 | 15474-097-006697 | YELLOW FREIGHT SYSTEM INC ENVIR
35994 | Permanently Closed | 1995-06-12 | 1901-01-01 | 1995-06-12 | Petroleum | On road diesel | On road diesel |  | Steel | Steel |  |  |  |  | 1901-01-01 | [12 empty] | Annual line testing | Annual line testing |  | UST Currently In Use: 0; UST Temp Close: 0; AST Currently In Use: 0; AST Temp Closed: 0 | 0 | 0 | 2 | 15474-097-006697 | YELLOW FREIGHT SYSTEM INC ENVIR
35995 | Permanently Closed | 1996-03-01 | 1980-01-01 | 1997-07-08 | Petroleum | On road diesel | On road diesel | Bulk facility | Fiberglass reinforced plastic | Fiberglass reinforced plastic |  |  | Steel |  | 1901-01-01 | [12 empty] | Annual line testing | Annual line testing |  | UST Currently In Use: 0; UST Temp Close: 0; AST Currently In Use: 0; AST Temp Closed: 0 | 0 | 0 | 1 | 15474-101-002336 | YELLOW FREIGHT SYSTEM INC ENVIR
35996 | Currently in Use |  | 1980-01-01 |  | Petroleum | Unleaded gasoline | Unleaded gasoline | Retail | Single Wall, Steel | Steel | Field installed cathodic protection |  | Single Wall, Steel |  |  | Field installed cathodic protection | Catchment Basin, Single walled catchment basin | Automatic shutoff device At 95% full | Automatic shutoff device At 95% full |  |  | Automatic Tank Gauge, Statistical Inventory Reconciliation (SIR) | [8 empty] | UST Currently In Use: 3; UST Temp Close: 1; AST Currently In Use: 0; AST Temp Closed: 0 | 3 | 1 | 0 | 23898-015-007197 | SAM'S PROPERTIES LLC & MICHAEL SAID
35997 | Currently in Use |  | 1980-01-01 |  | Petroleum | Premium gasoline | Premium gasoline | Retail | Single Wall, Steel | Steel | Field installed cathodic protection |  | Single Wall, Steel |  |  | Field installed cathodic protection | Catchment Basin, Single walled catchment basin | Automatic shutoff device At 95% full | Automatic shutoff device At 95% full |  |  | Automatic Tank Gauge, Statistical Inventory Reconciliation (SIR) | [8 empty] | UST Currently In Use: 3; UST Temp Close: 1; AST Currently In Use: 0; AST Temp Closed: 0 | 3 | 1 | 0 | 23898-015-007197 | SAM'S PROPERTIES LLC & MICHAEL SAID
35998 | Currently in Use |  | 1980-01-01 |  | Petroleum | On road diesel | On road diesel | Retail | Single Wall, Steel | Steel | Field installed cathodic protection |  | Single Wall, Steel |  |  | Field installed cathodic protection | Catchment Basin, Single walled catchment basin | Automatic shutoff device At 95% full | Automatic shutoff device At 95% full |  |  | Automatic Tank Gauge, Statistical Inventory Reconciliation (SIR) | [8 empty] | UST Currently In Use: 3; UST Temp Close: 1; AST Currently In Use: 0; AST Temp Closed: 0 | 3 | 1 | 0 | 23898-015-007197 | SAM'S PROPERTIES LLC & MICHAEL SAID
35999 | Temporary Closed | 2007-02-01 | 1980-01-01 |  | Petroleum | Kerosene | Kerosene | Retail | Single Wall, Steel | Steel | Field installed cathodic protection |  | Single Wall, Steel |  |  | Field installed cathodic protection | Catchment Basin, Single walled catchment basin | Automatic shutoff device At 95% full | Automatic shutoff device At 95% full |  |  | Automatic Tank Gauge, Statistical Inventory Reconciliation (SIR) | [8 empty] | UST Currently In Use: 3; UST Temp Close: 1; AST Currently In Use: 0; AST Temp Closed: 0 | 3 | 1 | 0 | 23898-015-007197 | SAM'S PROPERTIES LLC & MICHAEL SAID
36000 | Permanently Closed | 1901-01-01 | 1982-01-01 | 1988-02-17 | Petroleum | Unleaded gasoline | Unleaded gasoline |  | Steel | Steel |  | Painted or None | Steel |  | 1901-01-01 | [15 empty] | UST Currently In Use: 5; UST Temp Close: 0; AST Currently In Use: 0; AST Temp Closed: 0 | 5 | 0 | 5 | 15476-015-007198 | YOUNG OIL INC
36001 | Permanently Closed | 1901-01-01 | 1982-01-01 | 1988-02-17 | Petroleum | Unleaded gasoline | Unleaded gasoline |  | Steel | Steel |  | Painted or None | Steel |  | 1901-01-01 | [15 empty] | UST Currently In Use: 5; UST Temp Close: 0; AST Currently In Use: 0; AST Temp Closed: 0 | 5 | 0 | 5 | 15476-015-007198 | YOUNG OIL INC
36002 | Permanently Closed | 1901-01-01 | 1982-01-01 | 1988-02-17 | Petroleum | Unleaded gasoline | Unleaded gasoline |  | Steel | Steel |  | Painted or None | Steel |  | 1901-01-01 | [15 empty] | UST Currently In Use: 5; UST Temp Close: 0; AST Currently In Use: 0; AST Temp Closed: 0 | 5 | 0 | 5 | 15476-015-007198 | YOUNG OIL INC
36003 | Permanently Closed | 1901-01-01 | 1982-01-01 | 1988-02-17 | Petroleum | On road diesel | On road diesel |  | Steel | Steel |  | Painted or None | Steel |  | 1901-01-01 | [15 empty] | UST Currently In Use: 5; UST Temp Close: 0; AST Currently In Use: 0; AST Temp Closed: 0 | 5 | 0 | 5 | 15476-015-007198 | YOUNG OIL INC
36004 | Permanently Closed | 1901-01-01 | 1982-01-01 | 1988-02-17 | Petroleum | Kerosene | Kerosene |  | Steel | Steel |  | Painted or None | Steel |  | 1901-01-01 | [15 empty] | UST Currently In Use: 5; UST Temp Close: 0; AST Currently In Use: 0; AST Temp Closed: 0 | 5 | 0 | 5 | 15476-015-007198 | YOUNG OIL INC
36005 | Currently in Use |  | 1987-01-01 |  | Petroleum | Unleaded gasoline | Unleaded gasoline | Retail | Single Wall, Steel | Steel | Coated & cathodic protection (sti-P3) |  | Fiberglass reinforced plastic, Single Wall |  |  |  | Catchment Basin, Single walled catchment basin | Automatic shutoff device At 95% full | Automatic shutoff device At 95% full |  |  | Continuous Automatic Tank Gauge |  | Automatic shutoff device (AELLD) | Automatic shutoff device (AELLD) | [5 empty] | UST Currently In Use: 5; UST Temp Close: 0; AST Currently In Use: 0; AST Temp Closed: 0 | 5 | 0 | 5 | 15476-015-007198 | YOUNG OIL INC
36006 | Currently in Use |  | 1987-01-01 |  | Petroleum | Premium gasoline | Premium gasoline | Retail | Single Wall, Steel | Steel | Coated & cathodic protection (sti-P3) |  | Fiberglass reinforced plastic, Single Wall |  |  |  | Catchment Basin, Single walled catchment basin | Automatic shutoff device At 95% full | Automatic shutoff device At 95% full |  |  | Continuous Automatic Tank Gauge |  | Automatic shutoff device (AELLD) | Automatic shutoff device (AELLD) | [5 empty] | UST Currently In Use: 5; UST Temp Close: 0; AST Currently In Use: 0; AST Temp Closed: 0 | 5 | 0 | 5 | 15476-015-007198 | YOUNG OIL INC
36007 | Currently in Use |  | 1987-01-01 |  | Petroleum | On road diesel | On road diesel | Retail | Single Wall, Steel | Steel | Coated & cathodic protection (sti-P3) |  | Fiberglass reinforced plastic, Single Wall |  |  |  | Catchment Basin, Single walled catchment basin | Automatic shutoff device At 95% full | Automatic shutoff device At 95% full |  |  | Continuous Automatic Tank Gauge |  | Automatic shutoff device (AELLD) | Automatic shutoff device (AELLD) | [5 empty] | UST Currently In Use: 5; UST Temp Close: 0; AST Currently In Use: 0; AST Temp Closed: 0 | 5 | 0 | 5 | 15476-015-007198 | YOUNG OIL INC
36008 | Currently in Use |  | 1987-01-01 |  | Petroleum | Other, OFFROAD | Other | Retail | Single Wall, Steel | Steel | Coated & cathodic protection (sti-P3) |  | Fiberglass reinforced plastic, Single Wall |  |  |  | Catchment Basin, Single walled catchment basin | Automatic shutoff device At 95% full | Automatic shutoff device At 95% full |  |  | Continuous Automatic Tank Gauge |  | Automatic shutoff device (AELLD) | Automatic shutoff device (AELLD) | [5 empty] | UST Currently In Use: 5; UST Temp Close: 0; AST Currently In Use: 0; AST Temp Closed: 0 | 5 | 0 | 5 | 15476-015-007198 | YOUNG OIL INC
36009 | Currently in Use |  | 1987-01-01 |  | Petroleum | Other, NON ETHANO | Other | Retail | Single Wall, Steel | Steel | Coated & cathodic protection (sti-P3) |  | Fiberglass reinforced plastic, Single Wall |  |  |  | Catchment Basin, Single walled catchment basin | Automatic shutoff device At 95% full | Automatic shutoff device At 95% full |  |  | Continuous Automatic Tank Gauge |  | Automatic shutoff device (AELLD) | Automatic shutoff device (AELLD) | [5 empty] | UST Currently In Use: 5; UST Temp Close: 0; AST Currently In Use: 0; AST Temp Closed: 0 | 5 | 0 | 5 | 15476-015-007198 | YOUNG OIL INC
36012 | Currently in Use |  | 1983-01-01 |  | Petroleum | Unleaded gasoline | Unleaded gasoline | Retail | Single Wall, Steel | Steel | Field installed cathodic protection | Painted or None | Single Wall, Steel |  |  | Field installed cathodic protection | Catchment Basin, Single walled catchment basin | Automatic shutoff device At 95% full | Automatic shutoff device At 95% full |  |  | Statistical Inventory Reconciliation (SIR) |  | Automatic flow restrictor (MLLD) | Automatic flow restrictor (MLLD) |  |  | Annual line testing, Statistical inventory reconciliation (SIR) | Statistical inventory reconciliation (SIR) |  | UST Currently In Use: 5; UST Temp Close: 0; AST Currently In Use: 0; AST Temp Closed: 0 | 5 | 0 | 0 | 15476-015-007200 | YOUNG OIL INC
36013 | Currently in Use |  | 1983-01-01 |  | Petroleum | Other, CONV | Other | Retail | Single Wall, Steel | Steel | Field installed cathodic protection | Painted or None | Single Wall, Steel |  |  | Field installed cathodic protection | Catchment Basin, Single walled catchment basin | Automatic shutoff device At 95% full | Automatic shutoff device At 95% full |  |  | Statistical Inventory Reconciliation (SIR) |  | Automatic flow restrictor (MLLD) | Automatic flow restrictor (MLLD) |  |  | Annual line testing, Statistical inventory reconciliation (SIR) | Statistical inventory reconciliation (SIR) |  | UST Currently In Use: 5; UST Temp Close: 0; AST Currently In Use: 0; AST Temp Closed: 0 | 5 | 0 | 0 | 15476-015-007200 | YOUNG OIL INC
36014 | Currently in Use |  | 1983-01-01 |  | Petroleum | Premium gasoline | Premium gasoline | Retail | Single Wall, Steel | Steel | Field installed cathodic protection | Painted or None | Single Wall, Steel |  |  | Field installed cathodic protection | Catchment Basin, Single walled catchment basin | Automatic shutoff device At 95% full | Automatic shutoff device At 95% full |  |  | Statistical Inventory Reconciliation (SIR) |  | Automatic flow restrictor (MLLD) | Automatic flow restrictor (MLLD) |  |  | Annual line testing, Statistical inventory reconciliation (SIR) | Statistical inventory reconciliation (SIR) |  | UST Currently In Use: 5; UST Temp Close: 0; AST Currently In Use: 0; AST Temp Closed: 0 | 5 | 0 | 0 | 15476-015-007200 | YOUNG OIL INC
36015 | Currently in Use |  | 1983-01-01 |  | Petroleum | On road diesel | On road diesel | Retail | Single Wall, Steel | Steel | Field installed cathodic protection | Painted or None | Single Wall, Steel |  |  | Field installed cathodic protection | Catchment Basin, Single walled catchment basin | Automatic shutoff device At 95% full | Automatic shutoff device At 95% full |  |  | Statistical Inventory Reconciliation (SIR) |  | Automatic flow restrictor (MLLD) | Automatic flow restrictor (MLLD) |  |  | Annual line testing, Statistical inventory reconciliation (SIR) | Statistical inventory reconciliation (SIR) |  | UST Currently In Use: 5; UST Temp Close: 0; AST Currently In Use: 0; AST Temp Closed: 0 | 5 | 0 | 0 | 15476-015-007200 | YOUNG OIL INC
36016 | Currently in Use |  | 1983-01-01 |  | Petroleum | Off road diesel | Off road diesel | Retail | Single Wall, Steel | Steel | Field installed cathodic protection | Painted or None | Single Wall, Steel |  |  | Field installed cathodic protection | Catchment Basin, Single walled catchment basin | Automatic shutoff device At 95% full | Automatic shutoff device At 95% full |  |  | Statistical Inventory Reconciliation (SIR) | [8 empty] | UST Currently In Use: 5; UST Temp Close: 0; AST Currently In Use: 0; AST Temp Closed: 0 | 5 | 0 | 0 | 15476-015-007200 | YOUNG OIL INC
36017 | Temporary Closed | 2004-09-06 | 1973-01-01 |  | Petroleum | Unleaded gasoline | Unleaded gasoline | Retail | Single Wall, Steel | Steel | Field installed cathodic protection |  | Steel |  |  | Field installed cathodic protection | Catchment Basin, Single walled catchment basin | Automatic shutoff device At 95% full | Automatic shutoff device At 95% full |  |  | Statistical Inventory Reconciliation (SIR) |  | Automatic flow restrictor (MLLD) | Automatic flow restrictor (MLLD) |  |  | Statistical inventory reconciliation (SIR) | Statistical inventory reconciliation (SIR) |  | UST Currently In Use: 0; UST Temp Close: 3; AST Currently In Use: 0; AST Temp Closed: 0 | 0 | 3 | 0 | 23828-015-007201 | COLBY ACKER
36018 | Temporary Closed | 2004-09-06 | 1973-01-01 |  | Petroleum | Premium gasoline | Premium gasoline | Retail | Single Wall, Steel | Steel | Field installed cathodic protection |  | Steel |  |  | Field installed cathodic protection | Catchment Basin, Single walled catchment basin | Automatic shutoff device At 95% full | Automatic shutoff device At 95% full |  |  | Statistical Inventory Reconciliation (SIR) |  | Automatic flow restrictor (MLLD) | Automatic flow restrictor (MLLD) |  |  | Statistical inventory reconciliation (SIR) | Statistical inventory reconciliation (SIR) |  | UST Currently In Use: 0; UST Temp Close: 3; AST Currently In Use: 0; AST Temp Closed: 0 | 0 | 3 | 0 | 23828-015-007201 | COLBY ACKER
36019 | Temporary Closed | 2004-09-06 | 1973-01-01 |  | Petroleum | On road diesel | On road diesel | Retail | Single Wall, Steel | Steel | Field installed cathodic protection |  | Steel |  |  | Field installed cathodic protection | Catchment Basin, Single walled catchment basin | Automatic shutoff device At 95% full | Automatic shutoff device At 95% full |  |  | Statistical Inventory Reconciliation (SIR) |  | Automatic flow restrictor (MLLD) | Automatic flow restrictor (MLLD) |  |  | Statistical inventory reconciliation (SIR) | Statistical inventory reconciliation (SIR) |  | UST Currently In Use: 0; UST Temp Close: 3; AST Currently In Use: 0; AST Temp Closed: 0 | 0 | 3 | 0 | 23828-015-007201 | COLBY ACKER
36020 | Currently in Use |  | 1979-01-01 |  | Petroleum | Unleaded gasoline | Unleaded gasoline | Retail | Steel | Steel | Field installed cathodic protection |  | Fiberglass reinforced plastic |  |  |  | Catchment Basin, Single walled catchment basin | Automatic shutoff device At 95% full | Automatic shutoff device At 95% full |  |  | Continuous Automatic Tank Gauge |  | Automatic flow restrictor (MLLD) | Automatic flow restrictor (MLLD) |  |  | Annual line testing | Annual line testing |  | UST Currently In Use: 5; UST Temp Close: 0; AST Currently In Use: 0; AST Temp Closed: 0 | 5 | 0 | 0 | 23429-015-007203 | MUSA PROPERTIES, LLC
36021 | Currently in Use |  | 1979-01-01 |  | Petroleum | Other, 100% | Other | Retail | Steel | Steel | Field installed cathodic protection |  | Steel |  |  | Field installed cathodic protection | Catchment Basin, Single walled catchment basin | Automatic shutoff device At 95% full | Automatic shutoff device At 95% full |  |  | Continuous Automatic Tank Gauge |  | Automatic flow restrictor (MLLD) | Automatic flow restrictor (MLLD) |  |  | Annual line testing | Annual line testing |  | UST Currently In Use: 5; UST Temp Close: 0; AST Currently In Use: 0; AST Temp Closed: 0 | 5 | 0 | 0 | 23429-015-007203 | MUSA PROPERTIES, LLC
36022 | Currently in Use |  | 1979-01-01 |  | Petroleum | Premium gasoline | Premium gasoline | Retail | Steel | Steel | Field installed cathodic protection |  | Steel |  |  | Field installed cathodic protection | Catchment Basin, Single walled catchment basin | Automatic shutoff device At 95% full | Automatic shutoff device At 95% full |  |  | Continuous Automatic Tank Gauge |  | Automatic flow restrictor (MLLD) | Automatic flow restrictor (MLLD) |  |  | Annual line testing | Annual line testing |  | UST Currently In Use: 5; UST Temp Close: 0; AST Currently In Use: 0; AST Temp Closed: 0 | 5 | 0 | 0 | 23429-015-007203 | MUSA PROPERTIES, LLC
36023 | Currently in Use |  | 1979-01-01 |  | Petroleum | On road diesel | On road diesel | Retail | Steel | Steel | Field installed cathodic protection |  | Steel |  |  | Field installed cathodic protection | Catchment Basin, Single walled catchment basin | Automatic shutoff device At 95% full | Automatic shutoff device At 95% full |  |  | Continuous Automatic Tank Gauge |  | Automatic flow restrictor (MLLD) | Automatic flow restrictor (MLLD) |  |  | Annual line testing | Annual line testing |  | UST Currently In Use: 5; UST Temp Close: 0; AST Currently In Use: 0; AST Temp Closed: 0 | 5 | 0 | 0 | 23429-015-007203 | MUSA PROPERTIES, LLC
36024 | Currently in Use |  | 1979-01-01 |  | Petroleum | Kerosene | Kerosene | Retail | Steel | Steel | Field installed cathodic protection |  | Steel |  |  | Field installed cathodic protection | Catchment Basin, Single walled catchment basin | Automatic shutoff device At 95% full | Automatic shutoff device At 95% full |  |  | Continuous Automatic Tank Gauge | [8 empty] | UST Currently In Use: 5; UST Temp Close: 0; AST Currently In Use: 0; AST Temp Closed: 0 | 5 | 0 | 0 | 23429-015-007203 | MUSA PROPERTIES, LLC
36025 | Permanently Closed | 1998-12-22 | 1981-01-01 | 1999-02-02 | Petroleum | Unleaded gasoline | Unleaded gasoline |  | Steel | Steel |  | Painted or None | Steel |  | 1901-01-01 | [15 empty] | UST Currently In Use: 3; UST Temp Close: 0; AST Currently In Use: 0; AST Temp Closed: 0 | 3 | 0 | 3 | 23429-015-007204 | MUSA PROPERTIES, LLC
36026 | Permanently Closed | 1998-12-22 | 1981-01-01 | 1999-02-02 | Petroleum | Unleaded gasoline | Unleaded gasoline |  | Steel | Steel |  | Painted or None | Steel |  | 1901-01-01 | [15 empty] | UST Currently In Use: 3; UST Temp Close: 0; AST Currently In Use: 0; AST Temp Closed: 0 | 3 | 0 | 3 | 23429-015-007204 | MUSA PROPERTIES, LLC
36027 | Permanently Closed | 1998-12-22 | 1981-01-01 | 1999-02-02 | Petroleum | On road diesel | On road diesel |  | Steel | Steel |  | Painted or None | Steel |  | 1901-01-01 | [15 empty] | UST Currently In Use: 3; UST Temp Close: 0; AST Currently In Use: 0; AST Temp Closed: 0 | 3 | 0 | 3 | 23429-015-007204 | MUSA PROPERTIES, LLC
36028 | Currently in Use |  | 1978-01-01 |  | Petroleum | Unleaded gasoline | Unleaded gasoline | Retail | Single Wall, Steel | Steel | Field installed cathodic protection |  | Single Wall, Steel |  |  | Field installed cathodic protection | Catchment Basin, Single walled catchment basin | Automatic shutoff device At 95% full | Automatic shutoff device At 95% full |  |  | Statistical Inventory Reconciliation (SIR) | [8 empty] | UST Currently In Use: 5; UST Temp Close: 0; AST Currently In Use: 0; AST Temp Closed: 0 | 5 | 0 | 0 | 15476-015-007205 | YOUNG OIL INC
36029 | Currently in Use |  | 1978-01-01 |  | Petroleum | Premium gasoline | Premium gasoline | Retail | Single Wall, Steel | Steel | Field installed cathodic protection |  | Single Wall, Steel |  |  | Field installed cathodic protection | Catchment Basin, Single walled catchment basin | Automatic shutoff device At 95% full | Automatic shutoff device At 95% full |  |  | Statistical Inventory Reconciliation (SIR) | [8 empty] | UST Currently In Use: 5; UST Temp Close: 0; AST Currently In Use: 0; AST Temp Closed: 0 | 5 | 0 | 0 | 15476-015-007205 | YOUNG OIL INC
36030 | Currently in Use |  | 1978-01-01 |  | Petroleum | Mid-grade gasoline | Mid-grade gasoline | Retail | Single Wall, Steel | Steel | Field installed cathodic protection, Interior lined (not allowed as a standalone method of corrosion protection) |  | Single Wall, Steel |  |  | Field installed cathodic protection | Catchment Basin, Single walled catchment basin | Automatic shutoff device At 95% full | Automatic shutoff device At 95% full |  |  | Statistical Inventory Reconciliation (SIR) | [8 empty] | UST Currently In Use: 5; UST Temp Close: 0; AST Currently In Use: 0; AST Temp Closed: 0 | 5 | 0 | 0 | 15476-015-007205 | YOUNG OIL INC
36031 | Currently in Use |  | 1978-01-01 |  | Petroleum | On road diesel | On road diesel | Retail | Single Wall, Steel | Steel | Field installed cathodic protection |  | Single Wall, Steel |  |  | Field installed cathodic protection | Catchment Basin, Single walled catchment basin | Automatic shutoff device At 95% full | Automatic shutoff device At 95% full |  |  | Statistical Inventory Reconciliation (SIR) | [8 empty] | UST Currently In Use: 5; UST Temp Close: 0; AST Currently In Use: 0; AST Temp Closed: 0 | 5 | 0 | 0 | 15476-015-007205 | YOUNG OIL INC
36032 | Currently in Use |  | 1978-01-01 |  | Petroleum | Other, OFFROAD | Other | Retail | Single Wall, Steel | Steel | Field installed cathodic protection |  | Single Wall, Steel |  |  | Field installed cathodic protection | Catchment Basin, Single walled catchment basin | Automatic shutoff device At 95% full | Automatic shutoff device At 95% full |  |  | Statistical Inventory Reconciliation (SIR) | [8 empty] | UST Currently In Use: 5; UST Temp Close: 0; AST Currently In Use: 0; AST Temp Closed: 0 | 5 | 0 | 0 | 15476-015-007205 | YOUNG OIL INC
36033 | Currently in Use |  | 1974-01-01 |  | Petroleum | Unleaded gasoline | Unleaded gasoline | Retail | Single Wall, Steel, 5K/5K | Steel | Field installed cathodic protection |  | Double Wall, Flexible, OMNIFLEX | SA&TCI |  |  | Catchment Basin, Single walled catchment basin | Flow Rest 90% Full | Flow Rest 90% Full |  |  | Continuous Automatic Tank Gauge |  | Automatic flow restrictor (MLLD) | Automatic flow restrictor (MLLD) |  |  | Annual line testing | Annual line testing |  | UST Currently In Use: 2; UST Temp Close: 0; AST Currently In Use: 0; AST Temp Closed: 0 | 2 | 0 | 0 | 23429-019-007202 | MUSA PROPERTIES, LLC
36035 | Currently in Use |  | 1974-01-01 |  | Petroleum | Premium gasoline | Premium gasoline | Retail | Single Wall, Steel | Steel | Field installed cathodic protection |  | Double Wall, Flexible, OMNIFLEX | SA&TCI |  |  | Catchment Basin, Single walled catchment basin | Flow Rest 90% Full | Flow Rest 90% Full |  |  | Continuous Automatic Tank Gauge |  | Automatic flow restrictor (MLLD) | Automatic flow restrictor (MLLD) |  |  | Annual line testing | Annual line testing |  | UST Currently In Use: 2; UST Temp Close: 0; AST Currently In Use: 0; AST Temp Closed: 0 | 2 | 0 | 0 | 23429-019-007202 | MUSA PROPERTIES, LLC
36036 | Currently in Use |  | 1988-06-22 |  | Petroleum | Unleaded gasoline | Unleaded gasoline | Retail | Single Wall, Steel | Steel | Coated & cathodic protection (sti-P3) |  | Fiberglass reinforced plastic, Single Wall |  | 1901-01-01 |  | Catchment Basin, Single walled catchment basin | Automatic shutoff device At 95% full, Flow Rest 90% Full | Flow Rest 90% Full |  |  | Continuous Automatic Tank Gauge |  | Automatic flow restrictor (MLLD) | Automatic flow restrictor (MLLD) |  |  | Annual line testing | Annual line testing |  | UST Currently In Use: 4; UST Temp Close: 1; AST Currently In Use: 0; AST Temp Closed: 0 | 4 | 1 | 0 | 23429-055-012963 | MUSA PROPERTIES, LLC
36037 | Temporary Closed | 2010-04-12 | 1988-06-22 |  | Petroleum | Unleaded gasoline | Unleaded gasoline | Retail | Single Wall, Steel | Steel | Coated & cathodic protection (sti-P3) |  | Fiberglass reinforced plastic, Single Wall |  | 1901-01-01 |  | Catchment Basin, Single walled catchment basin | Automatic shutoff device At 95% full | Automatic shutoff device At 95% full |  |  | Continuous Automatic Tank Gauge |  | Automatic flow restrictor (MLLD) | Automatic flow restrictor (MLLD) |  |  | Annual line testing | Annual line testing |  | UST Currently In Use: 4; UST Temp Close: 1; AST Currently In Use: 0; AST Temp Closed: 0 | 4 | 1 | 0 | 23429-055-012963 | MUSA PROPERTIES, LLC
36038 | Currently in Use |  | 1988-06-22 |  | Petroleum | Premium gasoline | Premium gasoline | Retail | Single Wall, Steel | Steel | Coated & cathodic protection (sti-P3) |  | Fiberglass reinforced plastic, Single Wall |  | 1901-01-01 |  | Catchment Basin, Single walled catchment basin | Automatic shutoff device At 95% full | Automatic shutoff device At 95% full |  |  | Continuous Automatic Tank Gauge |  | Automatic flow restrictor (MLLD) | Automatic flow restrictor (MLLD) |  |  | Annual line testing | Annual line testing |  | UST Currently In Use: 4; UST Temp Close: 1; AST Currently In Use: 0; AST Temp Closed: 0 | 4 | 1 | 0 | 23429-055-012963 | MUSA PROPERTIES, LLC
36039 | Currently in Use |  | 1988-06-22 |  | Petroleum | On road diesel | On road diesel | Retail | Single Wall, Steel | Steel | Coated & cathodic protection (sti-P3) |  | Fiberglass reinforced plastic, Single Wall |  | 1901-01-01 |  | Catchment Basin, Single walled catchment basin | Automatic shutoff device At 95% full | Automatic shutoff device At 95% full |  |  | Continuous Automatic Tank Gauge |  | Automatic flow restrictor (MLLD) | Automatic flow restrictor (MLLD) |  |  | Annual line testing | Annual line testing |  | UST Currently In Use: 4; UST Temp Close: 1; AST Currently In Use: 0; AST Temp Closed: 0 | 4 | 1 | 0 | 23429-055-012963 | MUSA PROPERTIES, LLC
36040 | Currently in Use |  | 1988-06-22 |  | Petroleum | Other, CONV | Other | Retail | Single Wall, Steel | Steel | Coated & cathodic protection (sti-P3) |  | Fiberglass reinforced plastic, Single Wall |  | 1901-01-01 |  | Catchment Basin, Single walled catchment basin | Automatic shutoff device At 95% full | Automatic shutoff device At 95% full |  |  | Continuous Automatic Tank Gauge |  | Automatic flow restrictor (MLLD) | Automatic flow restrictor (MLLD) |  |  | Annual line testing | Annual line testing |  | UST Currently In Use: 4; UST Temp Close: 1; AST Currently In Use: 0; AST Temp Closed: 0 | 4 | 1 | 0 | 23429-055-012963 | MUSA PROPERTIES, LLC
36041 | Permanently Closed | 1988-12-01 | 1974-01-01 | 1988-12-01 | Petroleum | On road diesel | On road diesel |  | Steel | Steel |  | Painted or None | Steel |  | 1901-01-01 | [15 empty] | UST Currently In Use: 0; UST Temp Close: 0; AST Currently In Use: 0; AST Temp Closed: 0 | 0 | 0 | 1 | 15477-089-012505 | YOUNG SIGN & CRANE SERVICE INC
36042 | Permanently Closed | 1998-12-09 | 1982-01-01 | 1998-12-09 | Petroleum | On road diesel | On road diesel |  | Steel | Steel |  | Painted or None | Steel |  | 1901-01-01 | [15 empty] | UST Currently In Use: 0; UST Temp Close: 0; AST Currently In Use: 0; AST Temp Closed: 0 | 0 | 0 | 3 | 15478-103-002099 | YOUNGBLOOD TRANSPORTATION CO
36043 | Permanently Closed | 1998-12-09 | 1982-01-01 | 1998-12-09 | Petroleum | Other, NEW OIL | Other |  | Steel | Steel |  | Painted or None | Steel |  | 1901-01-01 | [15 empty] | UST Currently In Use: 0; UST Temp Close: 0; AST Currently In Use: 0; AST Temp Closed: 0 | 0 | 0 | 3 | 15478-103-002099 | YOUNGBLOOD TRANSPORTATION CO
36044 | Permanently Closed | 1998-12-09 | 1982-01-01 | 1998-12-09 | Petroleum | Used oil | Used oil |  | Steel | Steel |  | Painted or None | Steel |  | 1901-01-01 | [15 empty] | UST Currently In Use: 0; UST Temp Close: 0; AST Currently In Use: 0; AST Temp Closed: 0 | 0 | 0 | 3 | 15478-103-002099 | YOUNGBLOOD TRANSPORTATION CO
36045 | Permanently Closed | 1990-02-01 | 1970-01-01 | 1990-02-01 | Petroleum | Used oil | Used oil | [7 empty] | 1901-01-01 | [15 empty] | UST Currently In Use: 0; UST Temp Close: 0; AST Currently In Use: 0; AST Temp Closed: 0 | 0 | 0 | 1 | 15480-073-010773 | ZAYRE CORP ATTN TAX DEPT
36046 | Permanently Closed | 1989-01-01 | 1968-01-01 | 1989-01-01 | Petroleum | Used oil | Used oil | [7 empty] | 1901-01-01 | [15 empty] | UST Currently In Use: 0; UST Temp Close: 0; AST Currently In Use: 0; AST Temp Closed: 0 | 0 | 0 | 1 | 17286-073-010774 | CHIP HAZELRIG
36047 | Retired | 1988-05-25 | 1968-01-01 |  | Petroleum | Used oil | Used oil | [7 empty] | 1901-01-01 | [15 empty] | UST Currently In Use: 0; UST Temp Close: 0; AST Currently In Use: 0; AST Temp Closed: 0 | 0 | 0 | 0 | 17557-073-010775 | AMES DEPARTMENT STORES INC
36048 | Permanently Closed | 1990-06-25 | 1968-01-01 | 1990-06-25 | Petroleum | Used oil | Used oil | [7 empty] | 1901-01-01 | [15 empty] | UST Currently In Use: 0; UST Temp Close: 0; AST Currently In Use: 0; AST Temp Closed: 0 | 0 | 0 | 1 | 15480-073-010776 | ZAYRE CORP ATTN TAX DEPT
36049 | Permanently Closed | 1987-06-01 | 1970-01-01 | 1994-03-09 | Petroleum | Used oil | Used oil | [7 empty] | 1901-01-01 | [15 empty] | UST Currently In Use: 0; UST Temp Close: 0; AST Currently In Use: 0; AST Temp Closed: 0 | 0 | 0 | 1 | 17557-073-010777 | AMES DEPARTMENT STORES INC
36050 | Permanently Closed | 1975-01-01 | 1948-01-01 | 1988-12-27 | Petroleum | Unleaded gasoline | Unleaded gasoline |  | Steel | Steel |  | Painted or None | Steel |  | 1901-01-01 | [15 empty] | UST Currently In Use: 0; UST Temp Close: 0; AST Currently In Use: 0; AST Temp Closed: 0 | 0 | 0 | 3 | 15481-125-005436 | ZELDA K THOMSON
36051 | Permanently Closed | 1975-01-01 | 1948-01-01 | 1988-12-27 | Petroleum | Unleaded gasoline | Unleaded gasoline |  | Steel | Steel |  | Painted or None | Steel |  | 1901-01-01 | [15 empty] | UST Currently In Use: 0; UST Temp Close: 0; AST Currently In Use: 0; AST Temp Closed: 0 | 0 | 0 | 3 | 15481-125-005436 | ZELDA K THOMSON
36052 | Permanently Closed | 1975-01-01 | 1948-01-01 | 1988-12-27 | Petroleum | Unleaded gasoline | Unleaded gasoline |  | Steel | Steel |  | Painted or None | Steel |  | 1901-01-01 | [15 empty] | UST Currently In Use: 0; UST Temp Close: 0; AST Currently In Use: 0; AST Temp Closed: 0 | 0 | 0 | 3 | 15481-125-005436 | ZELDA K THOMSON
36053 | Permanently Closed | 1971-11-01 | 1971-01-01 | 1998-08-11 | Petroleum | Unleaded gasoline | Unleaded gasoline |  | Steel | Steel |  | Painted or None | Steel |  | 1901-01-01 | [15 empty] | UST Currently In Use: 0; UST Temp Close: 0; AST Currently In Use: 0; AST Temp Closed: 0 | 0 | 0 | 3 | 15482-003-010944 | ZERCO INC
36054 | Permanently Closed | 1971-11-01 | 1971-01-01 | 1998-08-11 | Petroleum | On road diesel | On road diesel |  | Steel | Steel |  | Painted or None | Steel |  | 1901-01-01 | [15 empty] | UST Currently In Use: 0; UST Temp Close: 0; AST Currently In Use: 0; AST Temp Closed: 0 | 0 | 0 | 3 | 15482-003-010944 | ZERCO INC
36055 | Permanently Closed | 1971-11-01 | 1971-01-01 | 1998-08-11 | Petroleum | On road diesel | On road diesel |  | Steel | Steel |  | Painted or None | Steel |  | 1901-01-01 | [15 empty] | UST Currently In Use: 0; UST Temp Close: 0; AST Currently In Use: 0; AST Temp Closed: 0 | 0 | 0 | 3 | 15482-003-010944 | ZERCO INC
36056 | Permanently Closed | 1992-05-14 | 1971-01-01 | 1992-05-12 | Petroleum | Unleaded gasoline | Unleaded gasoline |  | Steel | Steel |  | Painted or None | Steel |  | 1901-01-01 | [15 empty] | UST Currently In Use: 0; UST Temp Close: 0; AST Currently In Use: 0; AST Temp Closed: 0 | 0 | 0 | 3 | 15482-007-010941 | ZERCO INC
36057 | Permanently Closed | 1992-05-14 | 1971-01-01 | 1992-05-12 | Petroleum | Unleaded gasoline | Unleaded gasoline |  | Steel | Steel |  | Painted or None | Steel |  | 1901-01-01 | [15 empty] | UST Currently In Use: 0; UST Temp Close: 0; AST Currently In Use: 0; AST Temp Closed: 0 | 0 | 0 | 3 | 15482-007-010941 | ZERCO INC
36058 | Permanently Closed | 1992-05-14 | 1971-01-01 | 1992-05-12 | Petroleum | On road diesel | On road diesel |  | Steel | Steel |  | Painted or None | Steel |  | 1901-01-01 | [15 empty] | UST Currently In Use: 0; UST Temp Close: 0; AST Currently In Use: 0; AST Temp Closed: 0 | 0 | 0 | 3 | 15482-007-010941 | ZERCO INC
36059 | Temporary Closed | 2013-04-16 | 1972-01-01 |  | Petroleum | Unleaded gasoline | Unleaded gasoline | Retail | Steel | Steel | Field installed cathodic protection |  | Steel |  |  | Field installed cathodic protection | Catchment Basin, Single walled catchment basin | Automatic shutoff device At 95% full | Automatic shutoff device At 95% full |  |  | Statistical Inventory Reconciliation (SIR) | [8 empty] | UST Currently In Use: 0; UST Temp Close: 2; AST Currently In Use: 0; AST Temp Closed: 0 | 0 | 2 | 0 | 23922-025-010940 | REBECCA PARNELL
36060 | Temporary Closed | 2013-04-16 | 1972-01-01 |  | Petroleum | Mid-grade gasoline | Mid-grade gasoline | Retail | Steel | Steel | Field installed cathodic protection |  | Steel |  |  | Field installed cathodic protection | Catchment Basin, Single walled catchment basin | Automatic shutoff device At 95% full | Automatic shutoff device At 95% full |  |  | Statistical Inventory Reconciliation (SIR) | [8 empty] | UST Currently In Use: 0; UST Temp Close: 2; AST Currently In Use: 0; AST Temp Closed: 0 | 0 | 2 | 0 | 23922-025-010940 | REBECCA PARNELL
36061 | Permanently Closed | 1901-01-01 | 1972-01-01 | 1989-01-20 | Petroleum | Unleaded gasoline | Unleaded gasoline |  | Steel | Steel |  | Painted or None | Steel |  | 1901-01-01 | [15 empty] | UST Currently In Use: 0; UST Temp Close: 0; AST Currently In Use: 0; AST Temp Closed: 0 | 0 | 0 | 3 | 15482-097-010942 | ZERCO INC
36062 | Permanently Closed | 1901-01-01 | 1972-01-01 | 1989-01-20 | Petroleum | Unleaded gasoline | Unleaded gasoline |  | Steel | Steel |  | Painted or None | Steel |  | 1901-01-01 | [15 empty] | UST Currently In Use: 0; UST Temp Close: 0; AST Currently In Use: 0; AST Temp Closed: 0 | 0 | 0 | 3 | 15482-097-010942 | ZERCO INC
36063 | Permanently Closed | 1901-01-01 | 1972-01-01 | 1989-01-20 | Petroleum | Unleaded gasoline | Unleaded gasoline |  | Steel | Steel |  | Painted or None | Steel |  | 1901-01-01 | [15 empty] | UST Currently In Use: 0; UST Temp Close: 0; AST Currently In Use: 0; AST Temp Closed: 0 | 0 | 0 | 3 | 15482-097-010942 | ZERCO INC
36066 | Permanently Closed | 2005-02-16 | 1987-01-01 | 2006-12-28 | Petroleum | Unleaded gasoline | Unleaded gasoline | Retail | Steel | Steel | Coated & cathodic protection (sti-P3) |  | Flexible |  | 1901-01-01 |  | Catchment Basin, Single walled catchment basin | Automatic shutoff device At 95% full | Automatic shutoff device At 95% full | [11 empty] | UST Currently In Use: 0; UST Temp Close: 0; AST Currently In Use: 0; AST Temp Closed: 0 | 0 | 0 | 3 | 15482-129-010943 | ZERCO INC
36067 | Permanently Closed | 2005-02-16 | 1987-01-01 | 2006-12-28 | Petroleum | Premium gasoline | Premium gasoline | Retail | Steel | Steel | Coated & cathodic protection (sti-P3) |  | Flexible, ISOLATED |  | 1901-01-01 |  | Catchment Basin, Single walled catchment basin | Automatic shutoff device At 95% full | Automatic shutoff device At 95% full | [11 empty] | UST Currently In Use: 0; UST Temp Close: 0; AST Currently In Use: 0; AST Temp Closed: 0 | 0 | 0 | 3 | 15482-129-010943 | ZERCO INC
36068 | Permanently Closed | 2005-02-16 | 1987-01-01 | 2006-12-28 | Petroleum | Unleaded gasoline | Unleaded gasoline | Retail | Steel | Steel | Coated & cathodic protection (sti-P3) |  | Flexible, ISOLATED |  | 1901-01-01 |  | Catchment Basin, Single walled catchment basin | Automatic shutoff device At 95% full | Automatic shutoff device At 95% full | [11 empty] | UST Currently In Use: 0; UST Temp Close: 0; AST Currently In Use: 0; AST Temp Closed: 0 | 0 | 0 | 3 | 15482-129-010943 | ZERCO INC
36069 | Permanently Closed | 1989-08-01 | 1973-01-01 | 1989-08-01 | Petroleum | Unleaded gasoline | Unleaded gasoline |  | Steel | Steel |  | Painted or None | Steel |  | 1901-01-01 | [15 empty] | UST Currently In Use: 0; UST Temp Close: 0; AST Currently In Use: 0; AST Temp Closed: 0 | 0 | 0 | 1 | 15483-043-010294 | AMERICAN PISTOL BULLET
36071 | Permanently Closed | 1991-10-03 | 1973-01-01 | 1991-10-03 | Petroleum | Unleaded gasoline | Unleaded gasoline |  | Steel | Steel |  | Painted or None | Steel |  | 1901-01-01 | [15 empty] | UST Currently In Use: 0; UST Temp Close: 0; AST Currently In Use: 0; AST Temp Closed: 0 | 0 | 0 | 5 | 15485-097-005947 | ZIP & VIC SERVICE STA
36072 | Permanently Closed | 1991-10-03 | 1973-01-01 | 1991-10-03 | Petroleum | Unleaded gasoline | Unleaded gasoline |  | Steel | Steel |  | Painted or None | Steel |  | 1901-01-01 | [15 empty] | UST Currently In Use: 0; UST Temp Close: 0; AST Currently In Use: 0; AST Temp Closed: 0 | 0 | 0 | 5 | 15485-097-005947 | ZIP & VIC SERVICE STA
36073 | Permanently Closed | 1991-10-03 | 1973-01-01 | 1991-10-03 | Petroleum | Unleaded gasoline | Unleaded gasoline |  | Steel | Steel |  | Painted or None | Steel |  | 1901-01-01 | [15 empty] | UST Currently In Use: 0; UST Temp Close: 0; AST Currently In Use: 0; AST Temp Closed: 0 | 0 | 0 | 5 | 15485-097-005947 | ZIP & VIC SERVICE STA
36074 | Permanently Closed | 1991-10-03 | 1973-01-01 | 1991-10-03 | Petroleum | Unleaded gasoline | Unleaded gasoline |  | Steel | Steel |  | Painted or None | Steel |  | 1901-01-01 | [15 empty] | UST Currently In Use: 0; UST Temp Close: 0; AST Currently In Use: 0; AST Temp Closed: 0 | 0 | 0 | 5 | 15485-097-005947 | ZIP & VIC SERVICE STA
36075 | Permanently Closed | 1988-12-12 | 1976-01-01 | 1988-12-12 | Petroleum | Kerosene | Kerosene |  | Steel | Steel |  | Painted or None | Steel |  | 1901-01-01 | [15 empty] | UST Currently In Use: 0; UST Temp Close: 0; AST Currently In Use: 0; AST Temp Closed: 0 | 0 | 0 | 5 | 15485-097-005947 | ZIP & VIC SERVICE STA
36076 | Currently in Use |  | 1977-07-01 |  | Petroleum | Unleaded gasoline | Unleaded gasoline | Retail | Steel | Steel | Field installed cathodic protection |  | Fiberglass reinforced plastic |  |  | Other, FLXS ISOLA | Catchment Basin, Single walled catchment basin | Automatic shutoff device At 95% full | Automatic shutoff device At 95% full |  |  | Statistical Inventory Reconciliation (SIR) |  | Automatic flow restrictor (MLLD), Containment Sump | Containment Sump |  |  | Continuous alarm system, Statistical inventory reconciliation (SIR) | Statistical inventory reconciliation (SIR) |  | UST Currently In Use: 3; UST Temp Close: 0; AST Currently In Use: 0; AST Temp Closed: 0 | 3 | 0 | 0 | 25265-005-004253 | LGWS/Cross America Partners
36077 | Currently in Use |  | 1977-07-01 |  | Petroleum | Mid-grade gasoline | Mid-grade gasoline | Retail | Steel | Steel | Field installed cathodic protection |  | Fiberglass reinforced plastic |  |  | Other, FLXS ISOLA | Catchment Basin, Single walled catchment basin | Automatic shutoff device At 95% full | Automatic shutoff device At 95% full |  |  | Statistical Inventory Reconciliation (SIR) |  | Automatic flow restrictor (MLLD), Containment Sump | Containment Sump |  |  | Continuous alarm system, Statistical inventory reconciliation (SIR) | Statistical inventory reconciliation (SIR) |  | UST Currently In Use: 3; UST Temp Close: 0; AST Currently In Use: 0; AST Temp Closed: 0 | 3 | 0 | 0 | 25265-005-004253 | LGWS/Cross America Partners
36078 | Currently in Use |  | 1977-07-01 |  | Petroleum | Premium gasoline | Premium gasoline | Retail | Steel | Steel | Field installed cathodic protection |  | Fiberglass reinforced plastic |  |  | Other, FLXS ISOLA | Catchment Basin, Single walled catchment basin | Automatic shutoff device At 95% full | Automatic shutoff device At 95% full |  |  | Statistical Inventory Reconciliation (SIR) |  | Automatic flow restrictor (MLLD), Containment Sump | Containment Sump |  |  | Continuous alarm system, Statistical inventory reconciliation (SIR) | Statistical inventory reconciliation (SIR) |  | UST Currently In Use: 3; UST Temp Close: 0; AST Currently In Use: 0; AST Temp Closed: 0 | 3 | 0 | 0 | 25265-005-004253 | LGWS/Cross America Partners
36079 | Currently in Use |  | 1977-01-01 |  | Petroleum | Unleaded gasoline | Unleaded gasoline | Retail | Single Wall, Steel | Steel | Field installed cathodic protection, Interior lined (not allowed as a standalone method of corrosion protection) |  | Double Wall, Fiberglass reinforced plastic |  | 2011-07-21 |  | Catchment Basin, Single walled catchment basin | Automatic shutoff device At 95% full | Automatic shutoff device At 95% full |  |  | Continuous Automatic Tank Gauge |  | Automatic flow restrictor (MLLD), Containment Sump | Containment Sump | Interstitial Monitoring within Secondary Containment | SENSOR TO ATG | Continuous alarm system | Continuous alarm system |  | UST Currently In Use: 3; UST Temp Close: 0; AST Currently In Use: 0; AST Temp Closed: 0 | 3 | 0 | 0 | 22367-015-004249 | ANISHA PATEL
36080 | Currently in Use |  | 1977-01-01 |  | Petroleum | Premium gasoline | Premium gasoline | Retail | Single Wall, Steel | Steel | Field installed cathodic protection, Interior lined (not allowed as a standalone method of corrosion protection) |  | Double Wall, Fiberglass reinforced plastic |  | 2011-07-21 |  | Catchment Basin, Single walled catchment basin | Automatic shutoff device At 95% full | Automatic shutoff device At 95% full |  |  | Continuous Automatic Tank Gauge |  | Automatic flow restrictor (MLLD), Containment Sump | Containment Sump | Interstitial Monitoring within Secondary Containment | SENSOR TO ATG | Continuous alarm system | Continuous alarm system |  | UST Currently In Use: 3; UST Temp Close: 0; AST Currently In Use: 0; AST Temp Closed: 0 | 3 | 0 | 0 | 22367-015-004249 | ANISHA PATEL
36081 | Currently in Use |  | 1977-01-01 |  | Petroleum | On road diesel | On road diesel | Retail | Single Wall, Steel | Steel | Field installed cathodic protection, Interior lined (not allowed as a standalone method of corrosion protection) |  | Double Wall, Fiberglass reinforced plastic |  | 2011-07-21 |  | Catchment Basin, Single walled catchment basin | Automatic shutoff device At 95% full | Automatic shutoff device At 95% full |  |  | Continuous Automatic Tank Gauge |  | Automatic flow restrictor (MLLD), Containment Sump | Containment Sump | Interstitial Monitoring within Secondary Containment | SENSOR TO ATG | Continuous alarm system | Continuous alarm system |  | UST Currently In Use: 3; UST Temp Close: 0; AST Currently In Use: 0; AST Temp Closed: 0 | 3 | 0 | 0 | 22367-015-004249 | ANISHA PATEL
36082 | Permanently Closed | 1994-03-31 | 1982-01-01 | 1994-06-30 | Petroleum | Unleaded gasoline | Unleaded gasoline |  | Steel | Steel |  | Painted or None | Steel |  | 1901-01-01 | [15 empty] | UST Currently In Use: 0; UST Temp Close: 0; AST Currently In Use: 0; AST Temp Closed: 0 | 0 | 0 | 2 | 11300-015-004258 | CROWN CENTRAL PETROLEUM CORP
36083 | Permanently Closed | 1994-06-30 | 1982-01-01 | 1994-06-30 | Petroleum | Unleaded gasoline | Unleaded gasoline |  | Steel | Steel |  | Painted or None | Steel |  | 1901-01-01 | [15 empty] | UST Currently In Use: 0; UST Temp Close: 0; AST Currently In Use: 0; AST Temp Closed: 0 | 0 | 0 | 2 | 11300-015-004258 | CROWN CENTRAL PETROLEUM CORP
36084 | Permanently Closed | 1991-06-25 | 1966-01-01 | 1991-06-25 | Petroleum | Unleaded gasoline | Unleaded gasoline |  | Steel | Steel |  | Painted or None | Steel |  | 1901-01-01 | [15 empty] | UST Currently In Use: 0; UST Temp Close: 0; AST Currently In Use: 0; AST Temp Closed: 0 | 0 | 0 | 2 | 11300-031-004282 | CROWN CENTRAL PETROLEUM CORP
36085 | Permanently Closed | 1991-06-25 | 1966-01-01 | 1991-06-25 | Petroleum | Unleaded gasoline | Unleaded gasoline |  | Steel | Steel |  | Painted or None | Steel |  | 1901-01-01 | [15 empty] | UST Currently In Use: 0; UST Temp Close: 0; AST Currently In Use: 0; AST Temp Closed: 0 | 0 | 0 | 2 | 11300-031-004282 | CROWN CENTRAL PETROLEUM CORP
36086 | Permanently Closed | 1992-03-31 | 1966-01-01 | 1992-03-31 | Petroleum | Unleaded gasoline | Unleaded gasoline |  | Steel | Steel |  | Painted or None | Steel |  | 1901-01-01 | [15 empty] | UST Currently In Use: 0; UST Temp Close: 0; AST Currently In Use: 0; AST Temp Closed: 0 | 0 | 0 | 2 | 11300-031-004283 | CROWN CENTRAL PETROLEUM CORP
36087 | Permanently Closed | 1992-03-31 | 1966-01-01 | 1992-03-31 | Petroleum | Unleaded gasoline | Unleaded gasoline |  | Steel | Steel |  | Painted or None | Steel |  | 1901-01-01 | [15 empty] | UST Currently In Use: 0; UST Temp Close: 0; AST Currently In Use: 0; AST Temp Closed: 0 | 0 | 0 | 2 | 11300-031-004283 | CROWN CENTRAL PETROLEUM CORP
36088 | Currently in Use |  | 1992-01-01 |  | Petroleum | Unleaded gasoline | Unleaded gasoline | Retail | Single Wall, Steel | Steel | Coated & cathodic protection (sti-P3) |  | Double Wall, Flexible |  |  | Other, FLXS ISOLA | Catchment Basin, Single walled catchment basin | Flow Rest 90% Full | Flow Rest 90% Full |  |  | Automatic Tank Gauge | Single walled submersible pump containment sump | Automatic flow restrictor (MLLD), Containment Sump | Containment Sump |  |  | Annual line testing, Continuous alarm system | Continuous alarm system |  | UST Currently In Use: 2; UST Temp Close: 0; AST Currently In Use: 0; AST Temp Closed: 0 | 2 | 0 | 0 | 25634-033-004255 | DILLI P UPRETI
36089 | Currently in Use |  | 1992-01-01 |  | Petroleum | Premium gasoline | Premium gasoline | Retail | Single Wall, Steel | Steel | Coated & cathodic protection (sti-P3) |  | Double Wall, Flexible |  |  | Other, FLXS ISOLA | Catchment Basin, Single walled catchment basin | Flow Rest 90% Full | Flow Rest 90% Full |  |  | Automatic Tank Gauge |  | Automatic flow restrictor (MLLD), Containment Sump | Containment Sump |  |  | Annual line testing, Continuous alarm system | Continuous alarm system |  | UST Currently In Use: 2; UST Temp Close: 0; AST Currently In Use: 0; AST Temp Closed: 0 | 2 | 0 | 0 | 25634-033-004255 | DILLI P UPRETI
36090 | Permanently Closed | 1990-11-21 | 1973-01-01 | 1990-11-21 | Petroleum | Unleaded gasoline | Unleaded gasoline |  | Steel | Steel |  | Painted or None | Steel |  | 1901-01-01 | [15 empty] | UST Currently In Use: 0; UST Temp Close: 0; AST Currently In Use: 0; AST Temp Closed: 0 | 0 | 0 | 2 | 11300-033-004256 | CROWN CENTRAL PETROLEUM CORP
36091 | Permanently Closed | 1990-11-21 | 1973-01-01 | 1990-11-21 | Petroleum | Unleaded gasoline | Unleaded gasoline |  | Steel | Steel |  | Painted or None | Steel |  | 1901-01-01 | [15 empty] | UST Currently In Use: 0; UST Temp Close: 0; AST Currently In Use: 0; AST Temp Closed: 0 | 0 | 0 | 2 | 11300-033-004256 | CROWN CENTRAL PETROLEUM CORP
36092 | Permanently Closed | 1999-07-14 | 1971-01-01 | 1997-12-03 | Petroleum | Unleaded gasoline | Unleaded gasoline |  | Steel | Steel |  | Painted or None | Steel |  | 1901-01-01 | [15 empty] | UST Currently In Use: 0; UST Temp Close: 0; AST Currently In Use: 0; AST Temp Closed: 0 | 0 | 0 | 2 | 20023-033-004262 | GARY MAYES
36093 | Permanently Closed | 1999-07-14 | 1971-01-01 | 1997-12-03 | Petroleum | Unleaded gasoline | Unleaded gasoline |  | Steel | Steel |  | Painted or None | Steel |  | 1901-01-01 | [15 empty] | UST Currently In Use: 0; UST Temp Close: 0; AST Currently In Use: 0; AST Temp Closed: 0 | 0 | 0 | 2 | 20023-033-004262 | GARY MAYES
36094 | Permanently Closed | 1995-05-01 | 1971-01-01 | 1996-10-24 | Petroleum | Unleaded gasoline | Unleaded gasoline |  | Steel | Steel |  | Painted or None | Steel |  | 1901-01-01 | [15 empty] | UST Currently In Use: 0; UST Temp Close: 0; AST Currently In Use: 0; AST Temp Closed: 0 | 0 | 0 | 2 | 20022-033-004265 | BILL BUTLER
36095 | Permanently Closed | 1995-05-01 | 1971-01-01 | 1996-10-24 | Petroleum | Unleaded gasoline | Unleaded gasoline |  | Steel | Steel |  | Painted or None | Steel |  | 1901-01-01 | [15 empty] | UST Currently In Use: 0; UST Temp Close: 0; AST Currently In Use: 0; AST Temp Closed: 0 | 0 | 0 | 2 | 20022-033-004265 | BILL BUTLER
36096 | Retired | 1984-11-01 | 1972-01-01 |  | Petroleum | Unleaded gasoline | Unleaded gasoline |  | Steel | Steel |  | Painted or None | Steel |  | 1901-01-01 | [15 empty] | UST Currently In Use: 3; UST Temp Close: 0; AST Currently In Use: 0; AST Temp Closed: 0 | 3 | 0 | 0 | 23945-033-004285 | DIPIKABEN PATEL/CHARMY, LLC
36097 | Retired | 1984-11-01 | 1972-01-01 |  | Petroleum | Unleaded gasoline | Unleaded gasoline |  | Steel | Steel |  | Painted or None | Steel |  | 1901-01-01 | [15 empty] | UST Currently In Use: 3; UST Temp Close: 0; AST Currently In Use: 0; AST Temp Closed: 0 | 3 | 0 | 0 | 23945-033-004285 | DIPIKABEN PATEL/CHARMY, LLC
36098 | Permanently Closed | 1991-06-18 | 1967-01-01 | 1991-06-18 | Petroleum | Unleaded gasoline | Unleaded gasoline |  | Steel | Steel |  | Painted or None | Steel |  | 1901-01-01 | [15 empty] | UST Currently In Use: 0; UST Temp Close: 0; AST Currently In Use: 0; AST Temp Closed: 0 | 0 | 0 | 2 | 11300-039-004277 | CROWN CENTRAL PETROLEUM CORP
36099 | Permanently Closed | 1991-06-18 | 1967-01-01 | 1991-06-18 | Petroleum | Unleaded gasoline | Unleaded gasoline |  | Steel | Steel |  | Painted or None | Steel |  | 1901-01-01 | [15 empty] | UST Currently In Use: 0; UST Temp Close: 0; AST Currently In Use: 0; AST Temp Closed: 0 | 0 | 0 | 2 | 11300-039-004277 | CROWN CENTRAL PETROLEUM CORP
36100 | Permanently Closed | 1990-10-02 | 1967-01-01 | 1990-10-02 | Petroleum | Unleaded gasoline | Unleaded gasoline |  | Steel | Steel |  | Painted or None | Steel |  | 1901-01-01 | [15 empty] | UST Currently In Use: 0; UST Temp Close: 0; AST Currently In Use: 0; AST Temp Closed: 0 | 0 | 0 | 2 | 11300-039-004281 | CROWN CENTRAL PETROLEUM CORP
36101 | Permanently Closed | 1990-10-02 | 1967-01-01 | 1990-10-02 | Petroleum | Unleaded gasoline | Unleaded gasoline |  | Steel | Steel |  | Painted or None | Steel |  | 1901-01-01 | [15 empty] | UST Currently In Use: 0; UST Temp Close: 0; AST Currently In Use: 0; AST Temp Closed: 0 | 0 | 0 | 2 | 11300-039-004281 | CROWN CENTRAL PETROLEUM CORP
36102 | Currently in Use |  | 1970-01-01 |  | Petroleum | Unleaded gasoline | Unleaded gasoline | Retail | Steel | Steel | Field installed cathodic protection |  | Flexible |  |  |  | Catchment Basin, Single walled catchment basin | Flow Rest 90% Full | Flow Rest 90% Full |  |  | Automatic Tank Gauge |  | Automatic flow restrictor (MLLD), Containment Sump | Containment Sump |  |  | Annual line testing | Annual line testing | Pressurized Piping | UST Currently In Use: 2; UST Temp Close: 0; AST Currently In Use: 0; AST Temp Closed: 0 | 2 | 0 | 0 | 22444-045-004245 | VISHAL ANAND
36103 | Currently in Use |  | 1970-01-01 |  | Petroleum | Unleaded gasoline | Unleaded gasoline | Retail | Steel | Steel | Field installed cathodic protection |  | Flexible |  |  |  | Catchment Basin, Single walled catchment basin | Flow Rest 90% Full | Flow Rest 90% Full |  |  | Automatic Tank Gauge |  | Automatic flow restrictor (MLLD), Containment Sump | Containment Sump |  |  | Annual line testing | Annual line testing | Pressurized Piping | UST Currently In Use: 2; UST Temp Close: 0; AST Currently In Use: 0; AST Temp Closed: 0 | 2 | 0 | 0 | 22444-045-004245 | VISHAL ANAND
36104 | Permanently Closed | 1993-01-11 | 1968-01-01 | 1994-05-19 | Petroleum | Unleaded gasoline | Unleaded gasoline |  | Steel | Steel |  | Painted or None | Steel |  | 1901-01-01 | [12 empty] | Annual line testing | Annual line testing |  | UST Currently In Use: 0; UST Temp Close: 0; AST Currently In Use: 0; AST Temp Closed: 0 | 0 | 0 | 2 | 11300-045-004246 | CROWN CENTRAL PETROLEUM CORP
36105 | Permanently Closed | 1993-01-11 | 1968-01-01 | 1994-05-19 | Petroleum | Unleaded gasoline | Unleaded gasoline |  | Steel | Steel |  | Painted or None | Steel |  | 1901-01-01 | [12 empty] | Annual line testing | Annual line testing |  | UST Currently In Use: 0; UST Temp Close: 0; AST Currently In Use: 0; AST Temp Closed: 0 | 0 | 0 | 2 | 11300-045-004246 | CROWN CENTRAL PETROLEUM CORP
36106 | Permanently Closed | 1993-04-28 | 1968-01-01 | 1994-05-17 | Petroleum | Unleaded gasoline | Unleaded gasoline |  | Steel | Steel |  | Painted or None | Steel |  | 1901-01-01 | [12 empty] | Annual line testing | Annual line testing |  | UST Currently In Use: 2; UST Temp Close: 0; AST Currently In Use: 0; AST Temp Closed: 0 | 2 | 0 | 3 | 23829-045-004274 | LOWER AL PROPERTIES LLC
36107 | Permanently Closed | 1993-04-28 | 1968-01-01 | 1994-05-17 | Petroleum | Unleaded gasoline | Unleaded gasoline |  | Steel | Steel |  | Painted or None | Steel |  | 1901-01-01 | [12 empty] | Annual line testing | Annual line testing |  | UST Currently In Use: 2; UST Temp Close: 0; AST Currently In Use: 0; AST Temp Closed: 0 | 2 | 0 | 3 | 23829-045-004274 | LOWER AL PROPERTIES LLC
36108 | Permanently Closed | 1993-04-28 | 1968-01-01 | 1994-05-17 | Petroleum | Unleaded gasoline | Unleaded gasoline |  | Steel | Steel |  | Painted or None | Steel |  | 1901-01-01 | [12 empty] | Annual line testing | Annual line testing |  | UST Currently In Use: 2; UST Temp Close: 0; AST Currently In Use: 0; AST Temp Closed: 0 | 2 | 0 | 3 | 23829-045-004274 | LOWER AL PROPERTIES LLC
36109 | Permanently Closed | 1901-01-01 | 1967-01-01 | 1986-03-01 | Petroleum | Unleaded gasoline | Unleaded gasoline |  | Steel | Steel |  | Painted or None | Steel |  | 1901-01-01 | [15 empty] | UST Currently In Use: 0; UST Temp Close: 0; AST Currently In Use: 0; AST Temp Closed: 0 | 0 | 0 | 2 | 11300-045-004279 | CROWN CENTRAL PETROLEUM CORP
36110 | Permanently Closed | 1901-01-01 | 1967-01-01 | 1986-03-01 | Petroleum | Unleaded gasoline | Unleaded gasoline |  | Steel | Steel |  | Painted or None | Steel |  | 1901-01-01 | [15 empty] | UST Currently In Use: 0; UST Temp Close: 0; AST Currently In Use: 0; AST Temp Closed: 0 | 0 | 0 | 2 | 11300-045-004279 | CROWN CENTRAL PETROLEUM CORP
36111 | Permanently Closed | 1991-09-17 | 1982-01-01 | 1991-09-17 | Petroleum | Unleaded gasoline | Unleaded gasoline |  | Steel | Steel |  | Painted or None | Steel |  | 1901-01-01 | [15 empty] | UST Currently In Use: 0; UST Temp Close: 0; AST Currently In Use: 0; AST Temp Closed: 0 | 0 | 0 | 2 | 11300-055-004269 | CROWN CENTRAL PETROLEUM CORP
36112 | Permanently Closed | 1991-09-17 | 1982-01-01 | 1991-09-17 | Petroleum | Unleaded gasoline | Unleaded gasoline |  | Steel | Steel |  | Painted or None | Steel |  | 1901-01-01 | [15 empty] | UST Currently In Use: 0; UST Temp Close: 0; AST Currently In Use: 0; AST Temp Closed: 0 | 0 | 0 | 2 | 11300-055-004269 | CROWN CENTRAL PETROLEUM CORP
36113 | Currently in Use |  | 1971-01-01 |  | Petroleum | Unleaded gasoline | Unleaded gasoline | Retail | Steel | Steel | Field installed cathodic protection |  | Fiberglass reinforced plastic |  |  |  | Catchment Basin, Single walled catchment basin | Automatic shutoff device At 95% full | Automatic shutoff device At 95% full |  |  | Continuous Automatic Tank Gauge |  | Automatic shutoff device (AELLD), Containment Sump | Containment Sump | [5 empty] | UST Currently In Use: 2; UST Temp Close: 0; AST Currently In Use: 0; AST Temp Closed: 0 | 2 | 0 | 0 | 25265-055-004270 | LGWS/CROSS AMERICA PARTNERS
36114 | Currently in Use |  | 1971-01-01 |  | Petroleum | Premium gasoline | Premium gasoline | Retail | Steel | Steel | Field installed cathodic protection |  | Fiberglass reinforced plastic |  |  |  | Catchment Basin, Single walled catchment basin | Automatic shutoff device At 95% full | Automatic shutoff device At 95% full |  |  | Continuous Automatic Tank Gauge |  | Automatic shutoff device (AELLD), Containment Sump | Containment Sump | [5 empty] | UST Currently In Use: 2; UST Temp Close: 0; AST Currently In Use: 0; AST Temp Closed: 0 | 2 | 0 | 0 | 25265-055-004270 | LGWS/CROSS AMERICA PARTNERS
36115 | Permanently Closed | 1994-04-26 | 1971-01-01 | 1994-04-26 | Petroleum | Unleaded gasoline | Unleaded gasoline |  | Steel | Steel |  | Painted or None | Steel |  | 1901-01-01 | [12 empty] | Annual line testing | Annual line testing |  | UST Currently In Use: 0; UST Temp Close: 0; AST Currently In Use: 0; AST Temp Closed: 0 | 0 | 0 | 2 | 11300-055-004271 | CROWN CENTRAL PETROLEUM CORP
36116 | Permanently Closed | 1994-04-26 | 1971-01-01 | 1994-04-26 | Petroleum | Unleaded gasoline | Unleaded gasoline |  | Steel | Steel |  | Painted or None | Steel |  | 1901-01-01 | [12 empty] | Annual line testing | Annual line testing |  | UST Currently In Use: 0; UST Temp Close: 0; AST Currently In Use: 0; AST Temp Closed: 0 | 0 | 0 | 2 | 11300-055-004271 | CROWN CENTRAL PETROLEUM CORP
36117 | Permanently Closed | 1984-05-01 | 1971-01-01 | 1989-09-21 | Petroleum | Unleaded gasoline | Unleaded gasoline |  | Steel | Steel |  | Painted or None | Steel |  | 1901-01-01 | [15 empty] | UST Currently In Use: 0; UST Temp Close: 0; AST Currently In Use: 0; AST Temp Closed: 0 | 0 | 0 | 2 | 11300-055-004284 | CROWN CENTRAL PETROLEUM CORP
36118 | Permanently Closed | 1984-05-01 | 1971-01-01 | 1989-09-21 | Petroleum | Unleaded gasoline | Unleaded gasoline |  | Steel | Steel |  | Painted or None | Steel |  | 1901-01-01 | [15 empty] | UST Currently In Use: 0; UST Temp Close: 0; AST Currently In Use: 0; AST Temp Closed: 0 | 0 | 0 | 2 | 11300-055-004284 | CROWN CENTRAL PETROLEUM CORP
36119 | Permanently Closed | 1983-10-01 | 1976-01-01 | 1990-11-02 | Petroleum | Unleaded gasoline | Unleaded gasoline |  | Steel | Steel |  | Painted or None | Steel |  | 1901-01-01 | [15 empty] | UST Currently In Use: 0; UST Temp Close: 0; AST Currently In Use: 0; AST Temp Closed: 0 | 0 | 0 | 3 | 11300-059-004286 | CROWN CENTRAL PETROLEUM CORP
36120 | Permanently Closed | 1983-10-01 | 1976-01-01 | 1990-11-02 | Petroleum | Unleaded gasoline | Unleaded gasoline |  | Steel | Steel |  | Painted or None | Steel |  | 1901-01-01 | [15 empty] | UST Currently In Use: 0; UST Temp Close: 0; AST Currently In Use: 0; AST Temp Closed: 0 | 0 | 0 | 3 | 11300-059-004286 | CROWN CENTRAL PETROLEUM CORP
36121 | Permanently Closed | 1983-10-01 | 1976-01-01 | 1990-11-02 | Petroleum | Unleaded gasoline | Unleaded gasoline |  | Steel | Steel |  | Painted or None | Steel |  | 1901-01-01 | [15 empty] | UST Currently In Use: 0; UST Temp Close: 0; AST Currently In Use: 0; AST Temp Closed: 0 | 0 | 0 | 3 | 11300-059-004286 | CROWN CENTRAL PETROLEUM CORP
36122 | Permanently Closed | 1991-07-23 | 1967-01-01 | 1991-07-23 | Petroleum | Unleaded gasoline | Unleaded gasoline |  | Steel | Steel |  | Painted or None | Steel |  | 1901-01-01 | [15 empty] | UST Currently In Use: 0; UST Temp Close: 0; AST Currently In Use: 0; AST Temp Closed: 0 | 0 | 0 | 2 | 11300-067-004280 | CROWN CENTRAL PETROLEUM CORP
36123 | Permanently Closed | 1991-07-23 | 1967-01-01 | 1991-07-23 | Petroleum | Unleaded gasoline | Unleaded gasoline |  | Steel | Steel |  | Painted or None | Steel |  | 1901-01-01 | [15 empty] | UST Currently In Use: 0; UST Temp Close: 0; AST Currently In Use: 0; AST Temp Closed: 0 | 0 | 0 | 2 | 11300-067-004280 | CROWN CENTRAL PETROLEUM CORP
36124 | Permanently Closed | 1993-01-01 | 1970-01-01 | 1993-01-01 | Petroleum | Unleaded gasoline | Unleaded gasoline |  | Steel | Steel |  | Painted or None | Steel |  | 1901-01-01 | [12 empty] | Annual line testing | Annual line testing |  | UST Currently In Use: 2; UST Temp Close: 0; AST Currently In Use: 0; AST Temp Closed: 0 | 2 | 0 | 3 | 15476-073-004236 | YOUNG OIL INC
36125 | Permanently Closed | 1993-01-01 | 1970-01-01 | 1993-01-01 | Petroleum | Unleaded gasoline | Unleaded gasoline |  | Steel | Steel |  | Painted or None | Steel |  | 1901-01-01 | [12 empty] | Annual line testing | Annual line testing |  | UST Currently In Use: 2; UST Temp Close: 0; AST Currently In Use: 0; AST Temp Closed: 0 | 2 | 0 | 3 | 15476-073-004236 | YOUNG OIL INC
36126 | Permanently Closed | 1993-01-01 | 1970-01-01 | 1993-01-01 | Petroleum | Unleaded gasoline | Unleaded gasoline |  | Steel | Steel |  | Painted or None | Steel |  | 1901-01-01 | [8 empty] | Containment Sump | Containment Sump |  |  | Annual line testing | Annual line testing |  | UST Currently In Use: 2; UST Temp Close: 0; AST Currently In Use: 0; AST Temp Closed: 0 | 2 | 0 | 3 | 15476-073-004236 | YOUNG OIL INC
36127 | Permanently Closed | 1991-07-10 | 1970-01-01 | 1991-07-10 | Petroleum | Unleaded gasoline | Unleaded gasoline |  | Steel | Steel |  | Painted or None | Steel |  | 1901-01-01 | [15 empty] | UST Currently In Use: 2; UST Temp Close: 0; AST Currently In Use: 0; AST Temp Closed: 0 | 2 | 0 | 2 | 21973-073-004237 | NAM TRUONG
36128 | Permanently Closed | 1991-07-10 | 1970-01-01 | 1991-07-10 | Petroleum | Unleaded gasoline | Unleaded gasoline |  | Steel | Steel |  | Painted or None | Steel |  | 1901-01-01 | [15 empty] | UST Currently In Use: 2; UST Temp Close: 0; AST Currently In Use: 0; AST Temp Closed: 0 | 2 | 0 | 2 | 21973-073-004237 | NAM TRUONG
36129 | Permanently Closed | 1990-11-12 | 1970-01-01 | 1990-11-12 | Petroleum | Unleaded gasoline | Unleaded gasoline |  | Steel | Steel |  | Painted or None | Steel |  | 1901-01-01 | [15 empty] | UST Currently In Use: 0; UST Temp Close: 0; AST Currently In Use: 0; AST Temp Closed: 0 | 0 | 0 | 2 | 11300-073-004238 | CROWN CENTRAL PETROLEUM CORP
36130 | Permanently Closed | 1990-11-12 | 1970-01-01 | 1990-11-12 | Petroleum | Unleaded gasoline | Unleaded gasoline |  | Steel | Steel |  | Painted or None | Steel |  | 1901-01-01 | [15 empty] | UST Currently In Use: 0; UST Temp Close: 0; AST Currently In Use: 0; AST Temp Closed: 0 | 0 | 0 | 2 | 11300-073-004238 | CROWN CENTRAL PETROLEUM CORP
36131 | Permanently Closed | 1992-03-31 | 1982-01-01 | 1992-03-31 | Petroleum | Unleaded gasoline | Unleaded gasoline |  | Steel | Steel |  | Painted or None | Steel |  | 1901-01-01 | [15 empty] | UST Currently In Use: 0; UST Temp Close: 0; AST Currently In Use: 0; AST Temp Closed: 0 | 0 | 0 | 2 | 11300-073-004239 | CROWN CENTRAL PETROLEUM CORP
36132 | Permanently Closed | 1992-03-31 | 1982-01-01 | 1992-03-31 | Petroleum | Unleaded gasoline | Unleaded gasoline |  | Steel | Steel |  | Painted or None | Steel |  | 1901-01-01 | [15 empty] | UST Currently In Use: 0; UST Temp Close: 0; AST Currently In Use: 0; AST Temp Closed: 0 | 0 | 0 | 2 | 11300-073-004239 | CROWN CENTRAL PETROLEUM CORP
36133 | Permanently Closed | 1991-10-28 | 1970-01-01 | 1991-10-28 | Petroleum | Unleaded gasoline | Unleaded gasoline |  | Steel | Steel |  | Painted or None | Steel |  | 1901-01-01 | [15 empty] | UST Currently In Use: 0; UST Temp Close: 0; AST Currently In Use: 0; AST Temp Closed: 0 | 0 | 0 | 2 | 11300-073-004240 | CROWN CENTRAL PETROLEUM CORP
36134 | Permanently Closed | 1991-10-28 | 1970-01-01 | 1991-10-28 | Petroleum | Unleaded gasoline | Unleaded gasoline |  | Steel | Steel |  | Painted or None | Steel |  | 1901-01-01 | [15 empty] | UST Currently In Use: 0; UST Temp Close: 0; AST Currently In Use: 0; AST Temp Closed: 0 | 0 | 0 | 2 | 11300-073-004240 | CROWN CENTRAL PETROLEUM CORP
36135 | Currently in Use |  | 1980-05-01 |  | Petroleum | Unleaded gasoline | Unleaded gasoline | Retail | Single Wall, Steel | Steel | Field installed cathodic protection |  | Double Wall, Fiberglass reinforced plastic |  |  |  | Catchment Basin, Single walled catchment basin | Automatic shutoff device At 95% full | Automatic shutoff device At 95% full |  |  | Continuous Automatic Tank Gauge |  | Automatic shutoff device (AELLD) | Automatic shutoff device (AELLD) | [5 empty] | UST Currently In Use: 3; UST Temp Close: 0; AST Currently In Use: 0; AST Temp Closed: 0 | 3 | 0 | 0 | 22253-073-004250 | NAGIB SALEH
36136 | Currently in Use |  | 1980-05-01 |  | Petroleum | Mid-grade gasoline | Mid-grade gasoline | Retail | Single Wall, Steel | Steel | Field installed cathodic protection |  | Double Wall, Fiberglass reinforced plastic |  |  |  | Catchment Basin, Single walled catchment basin | Automatic shutoff device At 95% full | Automatic shutoff device At 95% full |  |  | Continuous Automatic Tank Gauge |  | Automatic shutoff device (AELLD) | Automatic shutoff device (AELLD) | [5 empty] | UST Currently In Use: 3; UST Temp Close: 0; AST Currently In Use: 0; AST Temp Closed: 0 | 3 | 0 | 0 | 22253-073-004250 | NAGIB SALEH
36137 | Currently in Use |  | 1980-05-01 |  | Petroleum | Premium gasoline | Premium gasoline | Retail | Single Wall, Steel | Steel | Field installed cathodic protection |  | Double Wall, Fiberglass reinforced plastic |  |  |  | Catchment Basin, Single walled catchment basin | Automatic shutoff device At 95% full | Automatic shutoff device At 95% full |  |  | Continuous Automatic Tank Gauge |  | Automatic shutoff device (AELLD) | Automatic shutoff device (AELLD) | [5 empty] | UST Currently In Use: 3; UST Temp Close: 0; AST Currently In Use: 0; AST Temp Closed: 0 | 3 | 0 | 0 | 22253-073-004250 | NAGIB SALEH
36138 | Permanently Closed | 1994-05-03 | 1977-01-01 | 1994-05-03 | Petroleum | Unleaded gasoline | Unleaded gasoline |  | Steel | Steel |  | Painted or None | Steel |  | 1901-01-01 | [12 empty] | Annual line testing | Annual line testing |  | UST Currently In Use: 0; UST Temp Close: 0; AST Currently In Use: 0; AST Temp Closed: 0 | 0 | 0 | 3 | 11300-073-004252 | CROWN CENTRAL PETROLEUM CORP
36139 | Permanently Closed | 1994-05-03 | 1977-01-01 | 1994-05-03 | Petroleum | Unleaded gasoline | Unleaded gasoline |  | Steel | Steel |  | Painted or None | Steel |  | 1901-01-01 | [12 empty] | Annual line testing | Annual line testing |  | UST Currently In Use: 0; UST Temp Close: 0; AST Currently In Use: 0; AST Temp Closed: 0 | 0 | 0 | 3 | 11300-073-004252 | CROWN CENTRAL PETROLEUM CORP
36140 | Permanently Closed | 1994-05-03 | 1977-01-01 | 1994-05-03 | Petroleum | Unleaded gasoline | Unleaded gasoline |  | Steel | Steel |  | Painted or None | Steel |  | 1901-01-01 | [12 empty] | Annual line testing | Annual line testing |  | UST Currently In Use: 0; UST Temp Close: 0; AST Currently In Use: 0; AST Temp Closed: 0 | 0 | 0 | 3 | 11300-073-004252 | CROWN CENTRAL PETROLEUM CORP
36141 | Permanently Closed | 2003-12-09 | 1974-08-08 | 2003-12-09 | Petroleum | Unleaded gasoline | Unleaded gasoline | Retail | Steel | Steel | Field installed cathodic protection | Painted or None | Steel |  | 1901-01-01 | Field installed cathodic protection | Catchment Basin, Single walled catchment basin | Automatic shutoff device At 95% full | Automatic shutoff device At 95% full |  |  | Statistical Inventory Reconciliation (SIR) | [8 empty] | UST Currently In Use: 0; UST Temp Close: 0; AST Currently In Use: 0; AST Temp Closed: 0 | 0 | 0 | 2 | 21808-073-004257 | COLONIAL BANK
36142 | Permanently Closed | 2003-12-09 | 1974-08-08 | 2003-12-09 | Petroleum | Premium gasoline | Premium gasoline | Retail | Steel | Steel | Field installed cathodic protection | Painted or None | Steel |  | 1901-01-01 | Field installed cathodic protection | Catchment Basin, Single walled catchment basin | Automatic shutoff device At 95% full | Automatic shutoff device At 95% full |  |  | Statistical Inventory Reconciliation (SIR) | [8 empty] | UST Currently In Use: 0; UST Temp Close: 0; AST Currently In Use: 0; AST Temp Closed: 0 | 0 | 0 | 2 | 21808-073-004257 | COLONIAL BANK
36143 | Permanently Closed | 1992-01-04 | 1971-01-01 | 1994-05-25 | Petroleum | Unleaded gasoline | Unleaded gasoline |  | Steel | Steel |  | Painted or None | Steel |  | 1901-01-01 | [15 empty] | UST Currently In Use: 0; UST Temp Close: 0; AST Currently In Use: 0; AST Temp Closed: 0 | 0 | 0 | 2 | 11300-073-004266 | CROWN CENTRAL PETROLEUM CORP
36144 | Permanently Closed | 1992-01-04 | 1971-01-01 | 1994-05-25 | Petroleum | Unleaded gasoline | Unleaded gasoline |  | Steel | Steel |  | Painted or None | Steel |  | 1901-01-01 | [15 empty] | UST Currently In Use: 0; UST Temp Close: 0; AST Currently In Use: 0; AST Temp Closed: 0 | 0 | 0 | 2 | 11300-073-004266 | CROWN CENTRAL PETROLEUM CORP
36145 | Currently in Use |  | 1973-10-01 |  | Petroleum | Unleaded gasoline | Unleaded gasoline | Retail | Single Wall, Steel, 8K/8K | Steel | Field installed cathodic protection |  | Fiberglass reinforced plastic, Single Wall |  |  |  | Catchment Basin, Single walled catchment basin | Flow Rest 90% Full | Flow Rest 90% Full |  |  | Continuous Automatic Tank Gauge |  | Automatic shutoff device (AELLD), Containment Sump | Containment Sump | [5 empty] | UST Currently In Use: 2; UST Temp Close: 0; AST Currently In Use: 0; AST Temp Closed: 0 | 2 | 0 | 0 | 25265-073-004267 | LGWS/CROSS AMERICA PARTNERS
36147 | Currently in Use |  | 1973-10-01 |  | Petroleum | Premium gasoline | Premium gasoline | Retail | Fiberglass reinforced plastic, Single Wall | Single Wall |  |  | Fiberglass reinforced plastic, Single Wall |  |  |  | Catchment Basin, Single walled catchment basin | Flow Rest 90% Full | Flow Rest 90% Full |  |  | Continuous Automatic Tank Gauge |  | Automatic shutoff device (AELLD), Containment Sump | Containment Sump | [5 empty] | UST Currently In Use: 2; UST Temp Close: 0; AST Currently In Use: 0; AST Temp Closed: 0 | 2 | 0 | 0 | 25265-073-004267 | LGWS/CROSS AMERICA PARTNERS
36148 | Retired | 1986-01-01 | 1970-01-01 |  | Petroleum | Unleaded gasoline | Unleaded gasoline |  | Steel | Steel |  | Painted or None | Steel |  | 1901-01-01 | [15 empty] | UST Currently In Use: 0; UST Temp Close: 0; AST Currently In Use: 0; AST Temp Closed: 0 | 0 | 0 | 0 | 11300-073-004288 | CROWN CENTRAL PETROLEUM CORP
36149 | Retired | 1986-01-01 | 1970-01-01 |  | Petroleum | Unleaded gasoline | Unleaded gasoline |  | Steel | Steel |  | Painted or None | Steel |  | 1901-01-01 | [15 empty] | UST Currently In Use: 0; UST Temp Close: 0; AST Currently In Use: 0; AST Temp Closed: 0 | 0 | 0 | 0 | 11300-073-004288 | CROWN CENTRAL PETROLEUM CORP
36150 | Permanently Closed | 2001-12-18 | 1972-01-01 | 2002-05-23 | Petroleum | Unleaded gasoline | Unleaded gasoline | Retail | Steel | Steel | Interior lined (not allowed as a standalone method of corrosion protection) |  | Flexible |  | 1901-01-01 |  | Catchment Basin, Single walled catchment basin | Flow Rest 90% Full | Flow Rest 90% Full |  |  | Continuous Automatic Tank Gauge, Statistical Inventory Reconciliation (SIR) |  |  |  | Interstitial Monitoring within Secondary Containment |  | Statistical inventory reconciliation (SIR) | Statistical inventory reconciliation (SIR) |  | UST Currently In Use: 0; UST Temp Close: 0; AST Currently In Use: 0; AST Temp Closed: 0 | 0 | 0 | 2 | 15946-077-004261 | BAGGETT OIL COMPANY LP
36151 | Permanently Closed | 2001-12-18 | 1972-01-01 | 2002-05-23 | Petroleum | Premium gasoline | Premium gasoline | Retail | Steel | Steel | Interior lined (not allowed as a standalone method of corrosion protection) |  | Flexible |  | 1901-01-01 |  | Catchment Basin, Single walled catchment basin | Flow Rest 90% Full | Flow Rest 90% Full |  |  | Continuous Automatic Tank Gauge, Statistical Inventory Reconciliation (SIR) |  |  |  | Interstitial Monitoring within Secondary Containment |  | Statistical inventory reconciliation (SIR) | Statistical inventory reconciliation (SIR) |  | UST Currently In Use: 0; UST Temp Close: 0; AST Currently In Use: 0; AST Temp Closed: 0 | 0 | 0 | 2 | 15946-077-004261 | BAGGETT OIL COMPANY LP
36152 | Permanently Closed | 1991-01-03 | 1972-01-01 |  | Petroleum | Unleaded gasoline | Unleaded gasoline |  | Steel | Steel |  | Painted or None | Steel |  | 1901-01-01 | [15 empty] | UST Currently In Use: 2; UST Temp Close: 0; AST Currently In Use: 0; AST Temp Closed: 0 | 2 | 0 | 1 | 23708-077-004263 | CHRIS FOOD MART LLC
36153 | Currently in Use |  | 1972-01-01 |  | Petroleum | Unleaded gasoline | Unleaded gasoline | Retail | Single Wall, Steel | Steel | Field installed cathodic protection |  | Double Wall, Flexible |  |  |  | Catchment Basin, Single walled catchment basin | Flow Rest 90% Full | Flow Rest 90% Full |  |  | Continuous Automatic Tank Gauge | Single walled submersible pump containment sump | Automatic flow restrictor (MLLD) | Automatic flow restrictor (MLLD) |  | SENSOR TO ATG | Annual line testing | Annual line testing |  | UST Currently In Use: 2; UST Temp Close: 0; AST Currently In Use: 0; AST Temp Closed: 0 | 2 | 0 | 1 | 23708-077-004263 | CHRIS FOOD MART LLC
36154 | Currently in Use |  | 1972-01-01 |  | Petroleum | Premium gasoline | Premium gasoline | Retail | Single Wall, Steel | Steel | Field installed cathodic protection |  | Double Wall, Flexible |  |  |  | Catchment Basin, Single walled catchment basin | Flow Rest 90% Full | Flow Rest 90% Full |  |  | Continuous Automatic Tank Gauge | Single walled submersible pump containment sump | Automatic flow restrictor (MLLD) | Automatic flow restrictor (MLLD) |  | SENSOR TO ATG | Annual line testing | Annual line testing |  | UST Currently In Use: 2; UST Temp Close: 0; AST Currently In Use: 0; AST Temp Closed: 0 | 2 | 0 | 1 | 23708-077-004263 | CHRIS FOOD MART LLC
36155 | Permanently Closed | 1990-11-11 | 1972-01-01 | 1990-11-11 | Petroleum | Unleaded gasoline | Unleaded gasoline |  | Steel | Steel |  | Painted or None | Steel |  | 1901-01-01 | [15 empty] | UST Currently In Use: 0; UST Temp Close: 0; AST Currently In Use: 0; AST Temp Closed: 0 | 0 | 0 | 2 | 11300-077-004264 | CROWN CENTRAL PETROLEUM CORP
36156 | Permanently Closed | 1990-11-11 | 1972-01-01 | 1990-11-11 | Petroleum | Unleaded gasoline | Unleaded gasoline |  | Steel | Steel |  | Painted or None | Steel |  | 1901-01-01 | [15 empty] | UST Currently In Use: 0; UST Temp Close: 0; AST Currently In Use: 0; AST Temp Closed: 0 | 0 | 0 | 2 | 11300-077-004264 | CROWN CENTRAL PETROLEUM CORP
36157 | Permanently Closed | 1990-10-24 | 1974-01-01 | 1990-10-24 | Petroleum | Unleaded gasoline | Unleaded gasoline |  | Steel | Steel |  | Painted or None | Steel |  | 1901-01-01 | [15 empty] | UST Currently In Use: 3; UST Temp Close: 0; AST Currently In Use: 0; AST Temp Closed: 0 | 3 | 0 | 2 | 25458-101-004254 | LIONS PRIDE PROPERTY INC
36158 | Permanently Closed | 1990-10-24 | 1974-01-01 | 1990-10-24 | Petroleum | Unleaded gasoline | Unleaded gasoline |  | Steel | Steel |  | Painted or None | Steel |  | 1901-01-01 | [15 empty] | UST Currently In Use: 3; UST Temp Close: 0; AST Currently In Use: 0; AST Temp Closed: 0 | 3 | 0 | 2 | 25458-101-004254 | LIONS PRIDE PROPERTY INC
36159 | Permanently Closed | 1991-07-25 | 1972-01-01 | 1991-07-25 | Petroleum | Unleaded gasoline | Unleaded gasoline |  | Steel | Steel |  | Painted or None | Steel |  | 1901-01-01 | [15 empty] | UST Currently In Use: 0; UST Temp Close: 0; AST Currently In Use: 0; AST Temp Closed: 0 | 0 | 0 | 2 | 11300-101-004259 | CROWN CENTRAL PETROLEUM CORP
36160 | Permanently Closed | 1991-07-25 | 1972-01-01 | 1991-07-25 | Petroleum | Unleaded gasoline | Unleaded gasoline |  | Steel | Steel |  | Painted or None | Steel |  | 1901-01-01 | [15 empty] | UST Currently In Use: 0; UST Temp Close: 0; AST Currently In Use: 0; AST Temp Closed: 0 | 0 | 0 | 2 | 11300-101-004259 | CROWN CENTRAL PETROLEUM CORP
36161 | Permanently Closed | 1990-11-01 | 1972-01-01 | 1990-11-01 | Petroleum | Unleaded gasoline | Unleaded gasoline |  | Steel | Steel |  | Painted or None | Steel |  | 1901-01-01 | [15 empty] | UST Currently In Use: 0; UST Temp Close: 0; AST Currently In Use: 0; AST Temp Closed: 0 | 0 | 0 | 2 | 11300-101-004260 | CROWN CENTRAL PETROLEUM CORP
36162 | Permanently Closed | 1990-11-01 | 1972-01-01 | 1990-11-01 | Petroleum | Unleaded gasoline | Unleaded gasoline |  | Steel | Steel |  | Painted or None | Steel |  | 1901-01-01 | [15 empty] | UST Currently In Use: 0; UST Temp Close: 0; AST Currently In Use: 0; AST Temp Closed: 0 | 0 | 0 | 2 | 11300-101-004260 | CROWN CENTRAL PETROLEUM CORP
36163 | Currently in Use |  | 1973-05-01 |  | Petroleum | Unleaded gasoline | Unleaded gasoline | Retail | Steel | Steel | Field installed cathodic protection |  | Fiberglass reinforced plastic |  |  |  | Catchment Basin, Single walled catchment basin | Automatic shutoff device At 95% full | Automatic shutoff device At 95% full |  |  | Automatic Tank Gauge |  | Automatic flow restrictor (MLLD) | Automatic flow restrictor (MLLD) |  |  | Annual line testing | Annual line testing |  | UST Currently In Use: 3; UST Temp Close: 0; AST Currently In Use: 0; AST Temp Closed: 0 | 3 | 0 | 0 | 25458-101-004268 | LIONS PRIDE PROPERTY INC
36164 | Currently in Use |  | 1973-05-01 |  | Petroleum | Unleaded gasoline | Unleaded gasoline | Retail | Steel | Steel | Field installed cathodic protection |  | Fiberglass reinforced plastic |  |  |  | Catchment Basin, Single walled catchment basin | Automatic shutoff device At 95% full | Automatic shutoff device At 95% full |  |  | Automatic Tank Gauge |  | Automatic flow restrictor (MLLD) | Automatic flow restrictor (MLLD) |  |  | Annual line testing | Annual line testing |  | UST Currently In Use: 3; UST Temp Close: 0; AST Currently In Use: 0; AST Temp Closed: 0 | 3 | 0 | 0 | 25458-101-004268 | LIONS PRIDE PROPERTY INC
36165 | Permanently Closed | 1989-05-01 | 1968-01-01 | 1990-05-01 | Petroleum | Unleaded gasoline | Unleaded gasoline |  | Steel | Steel |  | Painted or None | Steel |  | 1901-01-01 | [15 empty] | UST Currently In Use: 0; UST Temp Close: 0; AST Currently In Use: 0; AST Temp Closed: 0 | 0 | 0 | 2 | 11300-101-004273 | CROWN CENTRAL PETROLEUM CORP
36166 | Permanently Closed | 1989-05-01 | 1968-01-01 | 1990-05-01 | Petroleum | Unleaded gasoline | Unleaded gasoline |  | Steel | Steel |  | Painted or None | Steel |  | 1901-01-01 | [15 empty] | UST Currently In Use: 0; UST Temp Close: 0; AST Currently In Use: 0; AST Temp Closed: 0 | 0 | 0 | 2 | 11300-101-004273 | CROWN CENTRAL PETROLEUM CORP
36167 | Permanently Closed | 1901-01-01 | 1967-01-01 | 1989-09-01 | Petroleum | Unleaded gasoline | Unleaded gasoline |  | Steel | Steel |  | Painted or None | Steel |  | 1901-01-01 | [15 empty] | UST Currently In Use: 0; UST Temp Close: 0; AST Currently In Use: 0; AST Temp Closed: 0 | 0 | 0 | 2 | 11300-101-004275 | CROWN CENTRAL PETROLEUM CORP
36168 | Permanently Closed | 1901-01-01 | 1967-01-01 | 1989-09-01 | Petroleum | Unleaded gasoline | Unleaded gasoline |  | Steel | Steel |  | Painted or None | Steel |  | 1901-01-01 | [15 empty] | UST Currently In Use: 0; UST Temp Close: 0; AST Currently In Use: 0; AST Temp Closed: 0 | 0 | 0 | 2 | 11300-101-004275 | CROWN CENTRAL PETROLEUM CORP
36169 | Currently in Use |  | 1969-08-01 |  | Petroleum | Unleaded gasoline | Unleaded gasoline | Retail | Steel | Steel | Field installed cathodic protection |  | Fiberglass reinforced plastic |  |  |  | Catchment Basin, Single walled catchment basin | Automatic shutoff device At 95% full | Automatic shutoff device At 95% full |  |  | Statistical Inventory Reconciliation (SIR) |  | Automatic flow restrictor (MLLD) | Automatic flow restrictor (MLLD) | Interstitial Monitoring within Secondary Containment |  | Annual line testing, Statistical inventory reconciliation (SIR) | Statistical inventory reconciliation (SIR) |  | UST Currently In Use: 1; UST Temp Close: 1; AST Currently In Use: 0; AST Temp Closed: 0 | 1 | 1 | 0 | 25691-101-004276 | VERA CORPORATION
36170 | Temporary Closed | 2015-03-01 | 1969-08-01 |  | Petroleum | Premium gasoline | Premium gasoline | Retail | Steel | Steel | Field installed cathodic protection |  | Fiberglass reinforced plastic |  |  |  | Catchment Basin, Single walled catchment basin | Automatic shutoff device At 95% full | Automatic shutoff device At 95% full |  |  | Statistical Inventory Reconciliation (SIR) |  | Automatic flow restrictor (MLLD) | Automatic flow restrictor (MLLD) | Interstitial Monitoring within Secondary Containment |  | Statistical inventory reconciliation (SIR) | Statistical inventory reconciliation (SIR) |  | UST Currently In Use: 1; UST Temp Close: 1; AST Currently In Use: 0; AST Temp Closed: 0 | 1 | 1 | 0 | 25691-101-004276 | VERA CORPORATION
36171 | Permanently Closed | 1990-11-21 | 1967-01-01 | 1990-11-21 | Petroleum | Unleaded gasoline | Unleaded gasoline |  | Steel | Steel |  | Painted or None | Steel |  | 1901-01-01 | [15 empty] | UST Currently In Use: 0; UST Temp Close: 0; AST Currently In Use: 0; AST Temp Closed: 0 | 0 | 0 | 2 | 11300-109-004278 | CROWN CENTRAL PETROLEUM CORP
36172 | Permanently Closed | 1990-11-21 | 1967-01-01 | 1990-11-21 | Petroleum | Unleaded gasoline | Unleaded gasoline |  | Steel | Steel |  | Painted or None | Steel |  | 1901-01-01 | [15 empty] | UST Currently In Use: 0; UST Temp Close: 0; AST Currently In Use: 0; AST Temp Closed: 0 | 0 | 0 | 2 | 11300-109-004278 | CROWN CENTRAL PETROLEUM CORP
36173 | Currently in Use |  | 1971-06-01 |  | Petroleum | Unleaded gasoline | Unleaded gasoline | Retail | Steel | Steel | Field installed cathodic protection |  | Fiberglass reinforced plastic |  |  |  | Catchment Basin, Single walled catchment basin | Automatic shutoff device At 95% full | Automatic shutoff device At 95% full |  |  | Automatic Tank Gauge |  | Automatic flow restrictor (MLLD), Containment Sump | Containment Sump |  |  | Annual line testing | Annual line testing |  | UST Currently In Use: 1; UST Temp Close: 1; AST Currently In Use: 0; AST Temp Closed: 0 | 1 | 1 | 0 | 25373-113-004243 | VIJAY DESAI
36174 | Temporary Closed | 2015-07-14 | 1971-06-01 |  | Petroleum | Premium gasoline | Premium gasoline | Retail | Steel | Steel | Field installed cathodic protection |  | Fiberglass reinforced plastic |  |  |  | Catchment Basin, Single walled catchment basin | Automatic shutoff device At 95% full | Automatic shutoff device At 95% full |  |  | Automatic Tank Gauge |  | Automatic flow restrictor (MLLD), Containment Sump | Containment Sump |  |  | Annual line testing | Annual line testing |  | UST Currently In Use: 1; UST Temp Close: 1; AST Currently In Use: 0; AST Temp Closed: 0 | 1 | 1 | 0 | 25373-113-004243 | VIJAY DESAI
36175 | Permanently Closed | 2010-01-13 | 1976-01-01 | 2011-08-18 | Petroleum | Unleaded gasoline | Unleaded gasoline | Retail | Steel | Steel | Field installed cathodic protection |  | Steel |  | 1901-01-01 | Field installed cathodic protection | Catchment Basin, Single walled catchment basin | Automatic shutoff device At 95% full | Automatic shutoff device At 95% full |  |  | Statistical Inventory Reconciliation (SIR) | [8 empty] | UST Currently In Use: 0; UST Temp Close: 0; AST Currently In Use: 0; AST Temp Closed: 0 | 0 | 0 | 3 | 22036-121-004251 | RIVERFRONT MANAGEMENT LLC
36176 | Permanently Closed | 2010-01-13 | 1976-01-01 | 2011-08-18 | Petroleum | Mid-grade gasoline | Mid-grade gasoline | Retail | Steel | Steel | Field installed cathodic protection |  | Steel |  | 1901-01-01 | Field installed cathodic protection | Catchment Basin, Single walled catchment basin | Automatic shutoff device At 95% full | Automatic shutoff device At 95% full |  |  | Statistical Inventory Reconciliation (SIR) | [8 empty] | UST Currently In Use: 0; UST Temp Close: 0; AST Currently In Use: 0; AST Temp Closed: 0 | 0 | 0 | 3 | 22036-121-004251 | RIVERFRONT MANAGEMENT LLC
36177 | Permanently Closed | 2010-01-13 | 1976-01-01 | 2011-08-18 | Petroleum | Premium gasoline | Premium gasoline | Retail | Steel | Steel | Field installed cathodic protection |  | Steel |  | 1901-01-01 | Field installed cathodic protection | Catchment Basin, Single walled catchment basin | Automatic shutoff device At 95% full | Automatic shutoff device At 95% full |  |  | Statistical Inventory Reconciliation (SIR) | [8 empty] | UST Currently In Use: 0; UST Temp Close: 0; AST Currently In Use: 0; AST Temp Closed: 0 | 0 | 0 | 3 | 22036-121-004251 | RIVERFRONT MANAGEMENT LLC
36178 | Permanently Closed | 1993-10-01 | 1968-01-01 | 1994-04-28 | Petroleum | Unleaded gasoline | Unleaded gasoline |  | Steel | Steel |  | Painted or None | Steel |  | 1901-01-01 | [12 empty] | Annual line testing | Annual line testing |  | UST Currently In Use: 0; UST Temp Close: 0; AST Currently In Use: 0; AST Temp Closed: 0 | 0 | 0 | 2 | 11300-123-004244 | CROWN CENTRAL PETROLEUM CORP
36179 | Permanently Closed | 1993-10-01 | 1968-01-01 | 1994-04-28 | Petroleum | Unleaded gasoline | Unleaded gasoline |  | Steel | Steel |  | Painted or None | Steel |  | 1901-01-01 | [12 empty] | Annual line testing | Annual line testing |  | UST Currently In Use: 0; UST Temp Close: 0; AST Currently In Use: 0; AST Temp Closed: 0 | 0 | 0 | 2 | 11300-123-004244 | CROWN CENTRAL PETROLEUM CORP
36180 | Permanently Closed | 1992-04-20 | 1974-01-01 | 1992-04-20 | Petroleum | Unleaded gasoline | Unleaded gasoline |  | Steel | Steel |  | Painted or None | Steel |  | 1901-01-01 | [15 empty] | UST Currently In Use: 0; UST Temp Close: 0; AST Currently In Use: 0; AST Temp Closed: 0 | 0 | 0 | 2 | 11300-125-004234 | CROWN CENTRAL PETROLEUM CORP
36181 | Permanently Closed | 1992-04-20 | 1974-01-01 | 1992-04-20 | Petroleum | Unleaded gasoline | Unleaded gasoline |  | Steel | Steel |  | Painted or None | Steel |  | 1901-01-01 | [15 empty] | UST Currently In Use: 0; UST Temp Close: 0; AST Currently In Use: 0; AST Temp Closed: 0 | 0 | 0 | 2 | 11300-125-004234 | CROWN CENTRAL PETROLEUM CORP
36182 | Permanently Closed | 1990-08-27 | 1970-01-01 | 1990-08-27 | Petroleum | Unleaded gasoline | Unleaded gasoline |  | Steel | Steel |  | Painted or None | Steel |  | 1901-01-01 | [15 empty] | UST Currently In Use: 0; UST Temp Close: 0; AST Currently In Use: 0; AST Temp Closed: 0 | 0 | 0 | 2 | 11300-125-004235 | CROWN CENTRAL PETROLEUM CORP
36183 | Permanently Closed | 1990-08-27 | 1970-01-01 | 1990-08-27 | Petroleum | Unleaded gasoline | Unleaded gasoline |  | Steel | Steel |  | Painted or None | Steel |  | 1901-01-01 | [15 empty] | UST Currently In Use: 0; UST Temp Close: 0; AST Currently In Use: 0; AST Temp Closed: 0 | 0 | 0 | 2 | 11300-125-004235 | CROWN CENTRAL PETROLEUM CORP
36184 | Permanently Closed | 1993-04-01 | 1971-01-01 | 1994-06-08 | Petroleum | Unleaded gasoline | Unleaded gasoline | Retail | Steel | Steel |  | Painted or None | Steel |  | 1901-01-01 | [15 empty] | UST Currently In Use: 0; UST Temp Close: 0; AST Currently In Use: 0; AST Temp Closed: 0 | 0 | 0 | 2 | 11300-125-004241 | CROWN CENTRAL PETROLEUM CORP
36185 | Permanently Closed | 1993-04-01 | 1971-01-01 | 1994-06-08 | Petroleum | Unleaded gasoline | Unleaded gasoline | Retail | Steel | Steel |  | Painted or None | Steel |  | 1901-01-01 | [15 empty] | UST Currently In Use: 0; UST Temp Close: 0; AST Currently In Use: 0; AST Temp Closed: 0 | 0 | 0 | 2 | 11300-125-004241 | CROWN CENTRAL PETROLEUM CORP
36186 | Permanently Closed | 1992-05-27 | 1970-01-01 | 1992-05-27 | Petroleum | Unleaded gasoline | Unleaded gasoline |  | Steel | Steel |  | Painted or None | Steel |  | 1901-01-01 | [15 empty] | UST Currently In Use: 0; UST Temp Close: 0; AST Currently In Use: 0; AST Temp Closed: 0 | 0 | 0 | 2 | 11300-125-004242 | CROWN CENTRAL PETROLEUM CORP
36187 | Permanently Closed | 1992-05-27 | 1970-01-01 | 1992-05-27 | Petroleum | Unleaded gasoline | Unleaded gasoline |  | Steel | Steel |  | Painted or None | Steel |  | 1901-01-01 | [15 empty] | UST Currently In Use: 0; UST Temp Close: 0; AST Currently In Use: 0; AST Temp Closed: 0 | 0 | 0 | 2 | 11300-125-004242 | CROWN CENTRAL PETROLEUM CORP
36188 | Permanently Closed | 1990-08-28 | 1977-01-01 | 1990-08-28 | Petroleum | Unleaded gasoline | Unleaded gasoline |  | Steel | Steel |  | Painted or None | Steel |  | 1901-01-01 | [15 empty] | UST Currently In Use: 0; UST Temp Close: 0; AST Currently In Use: 0; AST Temp Closed: 0 | 0 | 0 | 2 | 11300-125-004248 | CROWN CENTRAL PETROLEUM CORP
36189 | Permanently Closed | 1990-08-28 | 1977-01-01 | 1990-08-28 | Petroleum | Unleaded gasoline | Unleaded gasoline |  | Steel | Steel |  | Painted or None | Steel |  | 1901-01-01 | [15 empty] | UST Currently In Use: 0; UST Temp Close: 0; AST Currently In Use: 0; AST Temp Closed: 0 | 0 | 0 | 2 | 11300-125-004248 | CROWN CENTRAL PETROLEUM CORP
36190 | Permanently Closed | 1993-03-11 | 1953-01-01 | 1993-03-11 | Petroleum | Unleaded gasoline | Unleaded gasoline |  | Steel | Steel |  |  | Steel |  | 1901-01-01 | [15 empty] | UST Currently In Use: 0; UST Temp Close: 0; AST Currently In Use: 0; AST Temp Closed: 0 | 0 | 0 | 5 | 15488-097-007827 | ZIRLOTT GROCERY
36191 | Permanently Closed | 1993-03-11 | 1953-01-01 | 1993-03-11 | Petroleum | Unleaded gasoline | Unleaded gasoline |  | Steel | Steel |  |  | Steel |  | 1901-01-01 | [15 empty] | UST Currently In Use: 0; UST Temp Close: 0; AST Currently In Use: 0; AST Temp Closed: 0 | 0 | 0 | 5 | 15488-097-007827 | ZIRLOTT GROCERY
36192 | Permanently Closed | 1996-09-24 | 1980-01-01 | 1996-09-24 | Petroleum | Unleaded gasoline | Unleaded gasoline |  | Steel | Steel |  |  | Steel |  | 1901-01-01 | [15 empty] | UST Currently In Use: 0; UST Temp Close: 0; AST Currently In Use: 0; AST Temp Closed: 0 | 0 | 0 | 5 | 15488-097-007827 | ZIRLOTT GROCERY
36193 | Permanently Closed | 1996-09-24 | 1980-01-01 | 1996-09-24 | Petroleum | Unleaded gasoline | Unleaded gasoline |  | Steel | Steel |  |  | Steel |  | 1901-01-01 | [15 empty] | UST Currently In Use: 0; UST Temp Close: 0; AST Currently In Use: 0; AST Temp Closed: 0 | 0 | 0 | 5 | 15488-097-007827 | ZIRLOTT GROCERY
36194 | Permanently Closed | 1996-09-24 | 1980-01-01 | 1996-09-24 | Petroleum | On road diesel | On road diesel |  | Steel | Steel |  |  | Steel |  | 1901-01-01 | [15 empty] | UST Currently In Use: 0; UST Temp Close: 0; AST Currently In Use: 0; AST Temp Closed: 0 | 0 | 0 | 5 | 15488-097-007827 | ZIRLOTT GROCERY
36195 | Permanently Closed | 1987-07-01 | 1967-01-01 |  | Petroleum | Unleaded gasoline | Unleaded gasoline |  | Steel | Steel |  |  |  |  | 1901-01-01 | [15 empty] | UST Currently In Use: 0; UST Temp Close: 0; AST Currently In Use: 0; AST Temp Closed: 0 | 0 | 0 | 1 | 15489-073-001418 | ZURN AIR SYSTEMS
36196 | Retired | 1988-08-08 | 1973-01-01 |  | Petroleum | Unleaded gasoline | Unleaded gasoline |  | Steel | Steel |  | Painted or None | Steel |  | 1901-01-01 | [15 empty] | UST Currently In Use: 0; UST Temp Close: 0; AST Currently In Use: 0; AST Temp Closed: 0 | 0 | 0 | 0 | 15500-079-006599 | WILLARD PEEBLES
36197 | Retired | 1988-08-08 | 1963-01-01 |  | Petroleum | Unleaded gasoline | Unleaded gasoline |  | Steel | Steel |  | Painted or None | Steel |  | 1901-01-01 | [15 empty] | UST Currently In Use: 0; UST Temp Close: 0; AST Currently In Use: 0; AST Temp Closed: 0 | 0 | 0 | 0 | 15500-079-006599 | WILLARD PEEBLES
36198 | Retired | 1988-08-08 | 1963-01-01 |  | Petroleum | Unleaded gasoline | Unleaded gasoline |  | Steel | Steel |  | Painted or None | Steel |  | 1901-01-01 | [15 empty] | UST Currently In Use: 0; UST Temp Close: 0; AST Currently In Use: 0; AST Temp Closed: 0 | 0 | 0 | 0 | 15500-079-006599 | WILLARD PEEBLES
36199 | Retired | 1988-08-08 | 1963-01-01 |  | Petroleum | On road diesel | On road diesel |  | Steel | Steel |  | Painted or None | Steel |  | 1901-01-01 | [15 empty] | UST Currently In Use: 0; UST Temp Close: 0; AST Currently In Use: 0; AST Temp Closed: 0 | 0 | 0 | 0 | 15500-079-006599 | WILLARD PEEBLES
36200 | Permanently Closed | 1995-07-01 | 1964-01-01 | 2001-05-18 | Petroleum | Unleaded gasoline | Unleaded gasoline |  | Steel | Steel |  |  |  |  | 1901-01-01 | [15 empty] | UST Currently In Use: 0; UST Temp Close: 0; AST Currently In Use: 0; AST Temp Closed: 0 | 0 | 0 | 2 | 15503-073-008523 | JOHN DAWKINS
36201 | Permanently Closed | 1995-07-01 | 1964-01-01 | 2001-05-18 | Petroleum | Unleaded gasoline | Unleaded gasoline |  | Steel | Steel |  |  |  |  | 1901-01-01 | [15 empty] | UST Currently In Use: 0; UST Temp Close: 0; AST Currently In Use: 0; AST Temp Closed: 0 | 0 | 0 | 2 | 15503-073-008523 | JOHN DAWKINS
36202 | Retired | 1987-01-01 | 1964-01-01 |  | Petroleum | Unleaded gasoline | Unleaded gasoline |  | Steel | Steel |  |  |  |  | 1901-01-01 | [15 empty] | UST Currently In Use: 0; UST Temp Close: 0; AST Currently In Use: 0; AST Temp Closed: 0 | 0 | 0 | 0 | 15503-073-008524 | JOHN DAWKINS
36203 | Retired | 1987-01-01 | 1964-01-01 |  | Petroleum | Unleaded gasoline | Unleaded gasoline |  | Steel | Steel |  |  |  |  | 1901-01-01 | [15 empty] | UST Currently In Use: 0; UST Temp Close: 0; AST Currently In Use: 0; AST Temp Closed: 0 | 0 | 0 | 0 | 15503-073-008524 | JOHN DAWKINS
36204 | Retired | 1987-01-01 | 1969-01-01 |  | Petroleum | Unleaded gasoline | Unleaded gasoline |  | Steel | Steel |  |  |  |  | 1901-01-01 | [15 empty] | UST Currently In Use: 0; UST Temp Close: 0; AST Currently In Use: 0; AST Temp Closed: 0 | 0 | 0 | 0 | 15503-073-008524 | JOHN DAWKINS
36205 | Permanently Closed | 1988-07-01 | 1980-01-01 | 1988-07-01 | Petroleum | On road diesel | On road diesel |  | Steel | Steel |  | Painted or None | Steel |  | 1901-01-01 | [15 empty] | UST Currently In Use: 0; UST Temp Close: 0; AST Currently In Use: 0; AST Temp Closed: 0 | 0 | 0 | 4 | 15504-015-002137 | A B I FOOD SERVICES
36206 | Permanently Closed | 1988-07-01 | 1980-01-01 | 1988-07-01 | Petroleum | Used oil | Used oil |  | Steel | Steel |  | Painted or None | Steel |  | 1901-01-01 | [15 empty] | UST Currently In Use: 0; UST Temp Close: 0; AST Currently In Use: 0; AST Temp Closed: 0 | 0 | 0 | 4 | 15504-015-002137 | A B I FOOD SERVICES
36207 | Permanently Closed | 1998-02-28 | 1986-01-01 | 1998-02-28 | Petroleum | On road diesel | On road diesel |  | Fiberglass reinforced plastic | Fiberglass reinforced plastic |  |  | Fiberglass reinforced plastic |  | 1901-01-01 | [15 empty] | UST Currently In Use: 0; UST Temp Close: 0; AST Currently In Use: 0; AST Temp Closed: 0 | 0 | 0 | 4 | 15504-015-002137 | A B I FOOD SERVICES
36208 | Permanently Closed | 1998-02-28 | 1986-01-01 | 1998-02-28 | Petroleum | Unleaded gasoline | Unleaded gasoline |  | Fiberglass reinforced plastic | Fiberglass reinforced plastic |  |  | Fiberglass reinforced plastic |  | 1901-01-01 | [15 empty] | UST Currently In Use: 0; UST Temp Close: 0; AST Currently In Use: 0; AST Temp Closed: 0 | 0 | 0 | 4 | 15504-015-002137 | A B I FOOD SERVICES
36209 | Permanently Closed | 1995-02-01 | 1987-01-01 | 1996-05-17 | Petroleum | Unleaded gasoline | Unleaded gasoline |  | Steel | Steel | Coated & cathodic protection (sti-P3) |  | Steel |  | 1901-01-01 | [15 empty] | UST Currently In Use: 0; UST Temp Close: 0; AST Currently In Use: 0; AST Temp Closed: 0 | 0 | 0 | 1 | 15505-043-008869 | RICHARD ELECTRIC CO
36210 | Permanently Closed | 1999-09-30 | 1978-01-01 | 1999-01-06 | Petroleum | Unleaded gasoline | Unleaded gasoline |  | Steel | Steel | Coated & cathodic protection (sti-P3) |  | Steel |  | 1901-01-01 | [6 empty] | Statistical Inventory Reconciliation (SIR) | [8 empty] | UST Currently In Use: 0; UST Temp Close: 0; AST Currently In Use: 0; AST Temp Closed: 0 | 0 | 0 | 2 | 19018-097-007135 | KHUYEN VAN NGUYEN
36211 | Permanently Closed | 1999-09-30 | 1978-01-01 | 1999-01-06 | Petroleum | Unleaded gasoline | Unleaded gasoline |  | Steel | Steel | Coated & cathodic protection (sti-P3) |  | Steel |  | 1901-01-01 | [6 empty] | Statistical Inventory Reconciliation (SIR) | [8 empty] | UST Currently In Use: 0; UST Temp Close: 0; AST Currently In Use: 0; AST Temp Closed: 0 | 0 | 0 | 2 | 19018-097-007135 | KHUYEN VAN NGUYEN
36212 | Cannot Locate or abandoned | 1992-12-01 | 1978-01-01 |  | Petroleum | Unleaded gasoline | Unleaded gasoline |  | Steel | Steel | Coated & cathodic protection (sti-P3) |  | Steel |  | 1901-01-01 | [15 empty] | UST Currently In Use: 0; UST Temp Close: 0; AST Currently In Use: 0; AST Temp Closed: 0 | 0 | 0 | 2 | 19018-097-007135 | KHUYEN VAN NGUYEN
36213 | Permanently Closed | 1991-09-02 | 1969-01-01 | 1991-09-02 | Petroleum | Unleaded gasoline | Unleaded gasoline |  | Steel | Steel |  | Painted or None | Steel |  | 1901-01-01 | [15 empty] | UST Currently In Use: 0; UST Temp Close: 0; AST Currently In Use: 0; AST Temp Closed: 0 | 0 | 0 | 2 | 15507-029-006084 | LEROY NOLEN
36214 | Permanently Closed | 1991-09-02 | 1969-01-01 | 1991-09-02 | Petroleum | Unleaded gasoline | Unleaded gasoline |  | Steel | Steel |  | Painted or None | Steel |  | 1901-01-01 | [15 empty] | UST Currently In Use: 0; UST Temp Close: 0; AST Currently In Use: 0; AST Temp Closed: 0 | 0 | 0 | 2 | 15507-029-006084 | LEROY NOLEN
36215 | Cannot Locate or abandoned | 1990-05-01 | 1972-01-01 |  | Petroleum | Unleaded gasoline | Unleaded gasoline |  | Steel | Steel |  | Painted or None | Steel |  | 1901-01-01 | [15 empty] | UST Currently In Use: 0; UST Temp Close: 0; AST Currently In Use: 0; AST Temp Closed: 0 | 0 | 0 | 0 | 15508-041-004569 | RUTLEDGE MERCANTILE
36216 | Cannot Locate or abandoned | 1990-05-01 | 1972-01-01 |  | Petroleum | Unleaded gasoline | Unleaded gasoline |  | Steel | Steel |  | Painted or None | Steel |  | 1901-01-01 | [15 empty] | UST Currently In Use: 0; UST Temp Close: 0; AST Currently In Use: 0; AST Temp Closed: 0 | 0 | 0 | 0 | 15508-041-004569 | RUTLEDGE MERCANTILE
36217 | Permanently Closed | 1901-01-01 | 1976-01-01 |  | Petroleum | Unleaded gasoline | Unleaded gasoline |  | Steel | Steel |  | Painted or None | Steel |  | 1901-01-01 | [15 empty] | UST Currently In Use: 0; UST Temp Close: 0; AST Currently In Use: 0; AST Temp Closed: 0 | 0 | 0 | 3 | 15509-041-004561 | HICKORY PIT
36218 | Permanently Closed | 1901-01-01 | 1968-01-01 |  | Petroleum | Unleaded gasoline | Unleaded gasoline |  | Steel | Steel |  | Painted or None | Steel |  | 1901-01-01 | [15 empty] | UST Currently In Use: 0; UST Temp Close: 0; AST Currently In Use: 0; AST Temp Closed: 0 | 0 | 0 | 3 | 15509-041-004561 | HICKORY PIT
36219 | Permanently Closed | 1901-01-01 | 1968-01-01 |  | Petroleum | Unleaded gasoline | Unleaded gasoline |  | Steel | Steel |  | Painted or None | Steel |  | 1901-01-01 | [15 empty] | UST Currently In Use: 0; UST Temp Close: 0; AST Currently In Use: 0; AST Temp Closed: 0 | 0 | 0 | 3 | 15509-041-004561 | HICKORY PIT
36220 | Permanently Closed | 1901-01-01 | 1964-01-01 | 1988-11-06 | Petroleum | Unleaded gasoline | Unleaded gasoline | [7 empty] | 1901-01-01 | [15 empty] | UST Currently In Use: 0; UST Temp Close: 0; AST Currently In Use: 0; AST Temp Closed: 0 | 0 | 0 | 4 | 15510-073-002549 | J W BAXLEY
36221 | Permanently Closed | 1901-01-01 | 1964-01-01 | 1988-11-06 | Petroleum | Unleaded gasoline | Unleaded gasoline | [7 empty] | 1901-01-01 | [15 empty] | UST Currently In Use: 0; UST Temp Close: 0; AST Currently In Use: 0; AST Temp Closed: 0 | 0 | 0 | 4 | 15510-073-002549 | J W BAXLEY
36222 | Permanently Closed | 1901-01-01 | 1964-01-01 | 1988-11-06 | Petroleum | Unleaded gasoline | Unleaded gasoline | [7 empty] | 1901-01-01 | [15 empty] | UST Currently In Use: 0; UST Temp Close: 0; AST Currently In Use: 0; AST Temp Closed: 0 | 0 | 0 | 4 | 15510-073-002549 | J W BAXLEY
36223 | Permanently Closed | 1901-01-01 | 1964-01-01 | 1988-11-06 | Petroleum | Other, X | Other | [7 empty] | 1901-01-01 | [15 empty] | UST Currently In Use: 0; UST Temp Close: 0; AST Currently In Use: 0; AST Temp Closed: 0 | 0 | 0 | 4 | 15510-073-002549 | J W BAXLEY
36224 | Permanently Closed | 2011-01-18 | 1976-01-01 | 2012-08-27 | Petroleum | Unleaded gasoline | Unleaded gasoline | Retail | Steel | Steel | Field installed cathodic protection |  | Fiberglass reinforced plastic, Steel |  |  | Field installed cathodic protection | Catchment Basin, Single walled catchment basin | Flow Rest 90% Full | Flow Rest 90% Full |  |  | Statistical Inventory Reconciliation (SIR) | [5 empty] | Statistical inventory reconciliation (SIR) | Statistical inventory reconciliation (SIR) |  | UST Currently In Use: 0; UST Temp Close: 0; AST Currently In Use: 0; AST Temp Closed: 0 | 0 | 0 | 4 | 22404-031-005406 | KOSAR YOUNAS
36225 | Permanently Closed | 2011-01-18 | 1976-01-01 | 2012-08-27 | Petroleum | Mid-grade gasoline | Mid-grade gasoline | Retail | Steel | Steel | Field installed cathodic protection |  | Fiberglass reinforced plastic, Steel |  |  | Field installed cathodic protection | Catchment Basin, Single walled catchment basin | Flow Rest 90% Full | Flow Rest 90% Full |  |  | Statistical Inventory Reconciliation (SIR) | [5 empty] | Statistical inventory reconciliation (SIR) | Statistical inventory reconciliation (SIR) |  | UST Currently In Use: 0; UST Temp Close: 0; AST Currently In Use: 0; AST Temp Closed: 0 | 0 | 0 | 4 | 22404-031-005406 | KOSAR YOUNAS
36226 | Permanently Closed | 2011-01-18 | 1976-01-01 | 2012-08-27 | Petroleum | Premium gasoline | Premium gasoline | Retail | Steel | Steel | Field installed cathodic protection |  | Fiberglass reinforced plastic, Steel |  |  | Field installed cathodic protection | Catchment Basin, Single walled catchment basin | Flow Rest 90% Full | Flow Rest 90% Full |  |  | Statistical Inventory Reconciliation (SIR) | [5 empty] | Statistical inventory reconciliation (SIR) | Statistical inventory reconciliation (SIR) |  | UST Currently In Use: 0; UST Temp Close: 0; AST Currently In Use: 0; AST Temp Closed: 0 | 0 | 0 | 4 | 22404-031-005406 | KOSAR YOUNAS
36227 | Permanently Closed | 2011-01-18 | 1976-01-01 | 2012-08-27 | Petroleum | On road diesel | On road diesel | Retail | Steel | Steel | Field installed cathodic protection |  | Fiberglass reinforced plastic, Steel |  |  | Field installed cathodic protection | Catchment Basin, Single walled catchment basin | Flow Rest 90% Full | Flow Rest 90% Full |  |  | Statistical Inventory Reconciliation (SIR) | [5 empty] | Annual line testing, Statistical inventory reconciliation (SIR) | Statistical inventory reconciliation (SIR) |  | UST Currently In Use: 0; UST Temp Close: 0; AST Currently In Use: 0; AST Temp Closed: 0 | 0 | 0 | 4 | 22404-031-005406 | KOSAR YOUNAS
36228 | Permanently Closed | 1989-01-01 | 1976-01-01 | 1989-01-01 | Petroleum | Unleaded gasoline | Unleaded gasoline |  | Steel | Steel |  | Painted or None | Steel |  | 1901-01-01 | [15 empty] | UST Currently In Use: 0; UST Temp Close: 0; AST Currently In Use: 0; AST Temp Closed: 0 | 0 | 0 | 3 | 15511-073-001945 | DANSK INV. GROUP INC C/O USA GAS 161
36229 | Permanently Closed | 1989-01-01 | 1976-01-01 | 1989-01-01 | Petroleum | Unleaded gasoline | Unleaded gasoline |  | Steel | Steel |  | Painted or None | Steel |  | 1901-01-01 | [15 empty] | UST Currently In Use: 0; UST Temp Close: 0; AST Currently In Use: 0; AST Temp Closed: 0 | 0 | 0 | 3 | 15511-073-001945 | DANSK INV. GROUP INC C/O USA GAS 161
36230 | Permanently Closed | 1989-01-01 | 1976-01-01 | 1989-01-01 | Petroleum | Unleaded gasoline | Unleaded gasoline |  | Steel | Steel |  | Painted or None | Steel |  | 1901-01-01 | [15 empty] | UST Currently In Use: 0; UST Temp Close: 0; AST Currently In Use: 0; AST Temp Closed: 0 | 0 | 0 | 3 | 15511-073-001945 | DANSK INV. GROUP INC C/O USA GAS 161
36231 | Permanently Closed | 1990-02-01 | 1977-01-01 | 1990-02-01 | Petroleum | Unleaded gasoline | Unleaded gasoline |  | Steel | Steel |  | Painted or None | Steel |  | 1901-01-01 | [15 empty] | UST Currently In Use: 0; UST Temp Close: 0; AST Currently In Use: 0; AST Temp Closed: 0 | 0 | 0 | 3 | 15511-073-013327 | DANSK INV. GROUP INC C/O USA GAS 161
36232 | Permanently Closed | 1990-02-01 | 1977-01-01 | 1990-02-01 | Petroleum | Unleaded gasoline | Unleaded gasoline |  | Steel | Steel |  | Painted or None | Steel |  | 1901-01-01 | [15 empty] | UST Currently In Use: 0; UST Temp Close: 0; AST Currently In Use: 0; AST Temp Closed: 0 | 0 | 0 | 3 | 15511-073-013327 | DANSK INV. GROUP INC C/O USA GAS 161
36233 | Permanently Closed | 1990-02-01 | 1977-01-01 | 1990-02-01 | Petroleum | Unleaded gasoline | Unleaded gasoline |  | Steel | Steel |  | Painted or None | Steel |  | 1901-01-01 | [15 empty] | UST Currently In Use: 0; UST Temp Close: 0; AST Currently In Use: 0; AST Temp Closed: 0 | 0 | 0 | 3 | 15511-073-013327 | DANSK INV. GROUP INC C/O USA GAS 161
36234 | Permanently Closed | 1989-12-15 | 1977-01-01 | 1989-12-15 | Petroleum | Unleaded gasoline | Unleaded gasoline |  | Steel | Steel |  | Painted or None | Steel |  | 1901-01-01 | [15 empty] | UST Currently In Use: 0; UST Temp Close: 0; AST Currently In Use: 0; AST Temp Closed: 0 | 0 | 0 | 3 | 15511-073-013328 | DANSK INV. GROUP INC C/O USA GAS 161
36235 | Permanently Closed | 1989-12-15 | 1977-01-01 | 1989-12-15 | Petroleum | Unleaded gasoline | Unleaded gasoline |  | Steel | Steel |  | Painted or None | Steel |  | 1901-01-01 | [15 empty] | UST Currently In Use: 0; UST Temp Close: 0; AST Currently In Use: 0; AST Temp Closed: 0 | 0 | 0 | 3 | 15511-073-013328 | DANSK INV. GROUP INC C/O USA GAS 161
36236 | Permanently Closed | 1989-12-15 | 1977-01-01 | 1989-12-15 | Petroleum | Unleaded gasoline | Unleaded gasoline |  | Steel | Steel |  | Painted or None | Steel |  | 1901-01-01 | [15 empty] | UST Currently In Use: 0; UST Temp Close: 0; AST Currently In Use: 0; AST Temp Closed: 0 | 0 | 0 | 3 | 15511-073-013328 | DANSK INV. GROUP INC C/O USA GAS 161
36237 | Permanently Closed | 1989-12-12 | 1977-01-01 | 1989-12-12 | Petroleum | Unleaded gasoline | Unleaded gasoline |  | Steel | Steel |  | Painted or None | Steel |  | 1901-01-01 | [15 empty] | UST Currently In Use: 0; UST Temp Close: 0; AST Currently In Use: 0; AST Temp Closed: 0 | 0 | 0 | 3 | 15511-073-013329 | DANSK INV. GROUP INC C/O USA GAS 161
36238 | Permanently Closed | 1989-12-12 | 1977-01-01 | 1989-12-12 | Petroleum | Unleaded gasoline | Unleaded gasoline |  | Steel | Steel |  | Painted or None | Steel |  | 1901-01-01 | [15 empty] | UST Currently In Use: 0; UST Temp Close: 0; AST Currently In Use: 0; AST Temp Closed: 0 | 0 | 0 | 3 | 15511-073-013329 | DANSK INV. GROUP INC C/O USA GAS 161
36239 | Permanently Closed | 1989-12-12 | 1977-01-01 | 1989-12-12 | Petroleum | Unleaded gasoline | Unleaded gasoline |  | Steel | Steel |  | Painted or None | Steel |  | 1901-01-01 | [15 empty] | UST Currently In Use: 0; UST Temp Close: 0; AST Currently In Use: 0; AST Temp Closed: 0 | 0 | 0 | 3 | 15511-073-013329 | DANSK INV. GROUP INC C/O USA GAS 161
36240 | Permanently Closed | 2004-08-01 | 1976-01-01 | 2006-12-14 | Petroleum | Unleaded gasoline | Unleaded gasoline | Retail | Steel | Steel | Field installed cathodic protection |  | Steel |  | 1901-01-01 | Field installed cathodic protection | Catchment Basin, Single walled catchment basin | Flow Rest 90% Full | Flow Rest 90% Full |  |  | Statistical Inventory Reconciliation (SIR) |  | Other, MANIFOLDED | Other |  |  | Annual line testing, Other, Statistical inventory reconciliation (SIR), MANIFOLDED | Statistical inventory reconciliation (SIR) |  | UST Currently In Use: 0; UST Temp Close: 0; AST Currently In Use: 0; AST Temp Closed: 0 | 0 | 0 | 4 | 21366-089-005404 | ISMAEL ABUSALEEM
36241 | Permanently Closed | 2004-08-01 | 1976-01-01 | 2006-12-14 | Petroleum | Unleaded gasoline | Unleaded gasoline | Retail | Steel | Steel | Field installed cathodic protection |  | Steel |  | 1901-01-01 | Field installed cathodic protection | Catchment Basin, Single walled catchment basin | Automatic shutoff device At 95% full, Flow Rest 90% Full | Flow Rest 90% Full |  |  | Statistical Inventory Reconciliation (SIR) | [5 empty] | Annual line testing, Statistical inventory reconciliation (SIR) | Statistical inventory reconciliation (SIR) |  | UST Currently In Use: 0; UST Temp Close: 0; AST Currently In Use: 0; AST Temp Closed: 0 | 0 | 0 | 4 | 21366-089-005404 | ISMAEL ABUSALEEM
36242 | Permanently Closed | 2004-08-01 | 1976-01-01 | 2006-12-14 | Petroleum | Mid-grade gasoline | Mid-grade gasoline | Retail | Steel | Steel | Field installed cathodic protection |  | Steel |  | 1901-01-01 | Field installed cathodic protection | Catchment Basin, Single walled catchment basin | Automatic shutoff device At 95% full, Flow Rest 90% Full | Flow Rest 90% Full |  |  | Statistical Inventory Reconciliation (SIR) | [5 empty] | Annual line testing, Statistical inventory reconciliation (SIR) | Statistical inventory reconciliation (SIR) |  | UST Currently In Use: 0; UST Temp Close: 0; AST Currently In Use: 0; AST Temp Closed: 0 | 0 | 0 | 4 | 21366-089-005404 | ISMAEL ABUSALEEM
36243 | Permanently Closed | 2004-08-01 | 1976-01-01 | 2006-12-14 | Petroleum | Premium gasoline | Premium gasoline | Retail | Steel | Steel | Field installed cathodic protection |  | Steel |  | 1901-01-01 | Field installed cathodic protection | Catchment Basin, Single walled catchment basin | Automatic shutoff device At 95% full, Flow Rest 90% Full | Flow Rest 90% Full |  |  | Statistical Inventory Reconciliation (SIR) | [5 empty] | Annual line testing, Statistical inventory reconciliation (SIR) | Statistical inventory reconciliation (SIR) |  | UST Currently In Use: 0; UST Temp Close: 0; AST Currently In Use: 0; AST Temp Closed: 0 | 0 | 0 | 4 | 21366-089-005404 | ISMAEL ABUSALEEM
36244 | Permanently Closed | 1901-01-01 | 1976-01-01 | 1989-04-27 | Petroleum | Unleaded gasoline | Unleaded gasoline |  | Steel | Steel |  | Painted or None | Steel |  | 1901-01-01 | [15 empty] | UST Currently In Use: 0; UST Temp Close: 0; AST Currently In Use: 0; AST Temp Closed: 0 | 0 | 0 | 3 | 15511-089-005405 | DANSK INV. GROUP INC C/O USA GAS 161
36245 | Permanently Closed | 1901-01-01 | 1976-01-01 | 1989-04-27 | Petroleum | Unleaded gasoline | Unleaded gasoline |  | Steel | Steel |  | Painted or None | Steel |  | 1901-01-01 | [15 empty] | UST Currently In Use: 0; UST Temp Close: 0; AST Currently In Use: 0; AST Temp Closed: 0 | 0 | 0 | 3 | 15511-089-005405 | DANSK INV. GROUP INC C/O USA GAS 161
36246 | Permanently Closed | 1901-01-01 | 1976-01-01 | 1989-04-27 | Petroleum | Unleaded gasoline | Unleaded gasoline |  | Steel | Steel |  | Painted or None | Steel |  | 1901-01-01 | [15 empty] | UST Currently In Use: 0; UST Temp Close: 0; AST Currently In Use: 0; AST Temp Closed: 0 | 0 | 0 | 3 | 15511-089-005405 | DANSK INV. GROUP INC C/O USA GAS 161
36247 | Currently in Use |  | 1980-05-30 |  | Petroleum | Unleaded gasoline | Unleaded gasoline | Retail | Single Wall, Steel | Steel | Field installed cathodic protection |  | Single Wall, Steel |  |  | Field installed cathodic protection | Catchment Basin, Single walled catchment basin | Automatic shutoff device At 95% full | Automatic shutoff device At 95% full |  |  | Continuous Automatic Tank Gauge |  | Automatic flow restrictor (MLLD) | Automatic flow restrictor (MLLD) |  |  | Annual line testing | Annual line testing |  | UST Currently In Use: 3; UST Temp Close: 1; AST Currently In Use: 0; AST Temp Closed: 0 | 3 | 1 | 0 | 24170-103-013924 | RUCHI P PATEL
36248 | Temporary Closed | 2014-02-13 | 1980-05-30 |  | Petroleum | Mid-grade gasoline | Mid-grade gasoline | Retail | Single Wall, Steel | Steel | Field installed cathodic protection |  | Single Wall, Steel |  | 1901-01-01 | Field installed cathodic protection | Catchment Basin, Single walled catchment basin | Flow Rest 90% Full | Flow Rest 90% Full |  |  | Continuous Automatic Tank Gauge |  | Automatic flow restrictor (MLLD) | Automatic flow restrictor (MLLD) |  |  | Annual line testing | Annual line testing |  | UST Currently In Use: 3; UST Temp Close: 1; AST Currently In Use: 0; AST Temp Closed: 0 | 3 | 1 | 0 | 24170-103-013924 | RUCHI P PATEL
36249 | Currently in Use |  | 1980-05-30 |  | Petroleum | On road diesel | On road diesel | Retail | Single Wall, Steel | Steel | Field installed cathodic protection |  | Single Wall, Steel |  |  | Field installed cathodic protection | Catchment Basin, Single walled catchment basin | Automatic shutoff device At 95% full | Automatic shutoff device At 95% full |  |  | Continuous Automatic Tank Gauge |  | Automatic flow restrictor (MLLD) | Automatic flow restrictor (MLLD) |  |  | Annual line testing | Annual line testing |  | UST Currently In Use: 3; UST Temp Close: 1; AST Currently In Use: 0; AST Temp Closed: 0 | 3 | 1 | 0 | 24170-103-013924 | RUCHI P PATEL
36250 | Currently in Use |  | 1980-05-30 |  | Petroleum | Premium gasoline | Premium gasoline | Retail | Single Wall, Steel | Steel | Field installed cathodic protection |  | Single Wall, Steel |  |  | Field installed cathodic protection | Catchment Basin, Single walled catchment basin | Flow Rest 90% Full | Flow Rest 90% Full |  |  | Continuous Automatic Tank Gauge |  | Automatic flow restrictor (MLLD) | Automatic flow restrictor (MLLD) |  |  | Annual line testing | Annual line testing |  | UST Currently In Use: 3; UST Temp Close: 1; AST Currently In Use: 0; AST Temp Closed: 0 | 3 | 1 | 0 | 24170-103-013924 | RUCHI P PATEL
36251 | Permanently Closed | 2005-07-27 | 1978-11-09 | 2005-07-27 | Petroleum | Unleaded gasoline | Unleaded gasoline | Retail | Steel | Steel | Field installed cathodic protection |  | Steel |  | 1901-01-01 | Field installed cathodic protection | Catchment Basin, Single walled catchment basin | Audible high level alarm At 90% full, Automatic shutoff device At 95% full | Automatic shutoff device At 95% full |  |  | Statistical Inventory Reconciliation (SIR) | [5 empty] | Statistical inventory reconciliation (SIR) | Statistical inventory reconciliation (SIR) |  | UST Currently In Use: 3; UST Temp Close: 0; AST Currently In Use: 0; AST Temp Closed: 0 | 3 | 0 | 4 | 15511-113-013925 | DANSK INV. GROUP INC C/O USA GAS 161
36252 | Permanently Closed | 2005-07-27 | 1978-11-09 | 2005-07-27 | Petroleum | Mid-grade gasoline | Mid-grade gasoline | Retail | Steel | Steel | Field installed cathodic protection |  | Steel |  | 1901-01-01 | Field installed cathodic protection | Catchment Basin, Single walled catchment basin | Audible high level alarm At 90% full, Automatic shutoff device At 95% full | Automatic shutoff device At 95% full |  |  | Statistical Inventory Reconciliation (SIR) | [5 empty] | Statistical inventory reconciliation (SIR) | Statistical inventory reconciliation (SIR) |  | UST Currently In Use: 3; UST Temp Close: 0; AST Currently In Use: 0; AST Temp Closed: 0 | 3 | 0 | 4 | 15511-113-013925 | DANSK INV. GROUP INC C/O USA GAS 161
36253 | Permanently Closed | 2005-07-27 | 1978-11-09 | 2005-07-27 | Petroleum | Premium gasoline | Premium gasoline | Retail | Steel | Steel | Field installed cathodic protection |  | Steel |  | 1901-01-01 | Field installed cathodic protection | Catchment Basin, Single walled catchment basin | Audible high level alarm At 90% full, Automatic shutoff device At 95% full | Automatic shutoff device At 95% full |  |  | Statistical Inventory Reconciliation (SIR) | [5 empty] | Statistical inventory reconciliation (SIR) | Statistical inventory reconciliation (SIR) |  | UST Currently In Use: 3; UST Temp Close: 0; AST Currently In Use: 0; AST Temp Closed: 0 | 3 | 0 | 4 | 15511-113-013925 | DANSK INV. GROUP INC C/O USA GAS 161
36254 | Permanently Closed | 2005-07-27 | 1978-11-09 | 2005-07-27 | Petroleum | On road diesel | On road diesel | Retail | Steel | Steel | Field installed cathodic protection |  | Steel |  | 1901-01-01 | Field installed cathodic protection | Catchment Basin, Single walled catchment basin | Audible high level alarm At 90% full, Automatic shutoff device At 95% full | Automatic shutoff device At 95% full |  |  | Statistical Inventory Reconciliation (SIR) |  | Automatic shutoff device (AELLD) | Automatic shutoff device (AELLD) |  |  | Statistical inventory reconciliation (SIR) | Statistical inventory reconciliation (SIR) |  | UST Currently In Use: 3; UST Temp Close: 0; AST Currently In Use: 0; AST Temp Closed: 0 | 3 | 0 | 4 | 15511-113-013925 | DANSK INV. GROUP INC C/O USA GAS 161
36255 | Permanently Closed | 1992-08-26 | 1973-01-01 | 1992-08-26 | Petroleum | Unleaded gasoline | Unleaded gasoline |  | Steel | Steel |  | Painted or None | Steel |  | 1901-01-01 | [15 empty] | UST Currently In Use: 0; UST Temp Close: 0; AST Currently In Use: 0; AST Temp Closed: 0 | 0 | 0 | 6 | 15512-073-005408 | JEAN R RIBE
36256 | Permanently Closed | 1992-08-26 | 1957-01-01 | 1992-08-26 | Petroleum | Unleaded gasoline | Unleaded gasoline |  | Steel | Steel |  | Painted or None | Steel |  | 1901-01-01 | [15 empty] | UST Currently In Use: 0; UST Temp Close: 0; AST Currently In Use: 0; AST Temp Closed: 0 | 0 | 0 | 6 | 15512-073-005408 | JEAN R RIBE
36257 | Permanently Closed | 1992-08-26 | 1957-01-01 | 1992-08-26 | Petroleum | Unleaded gasoline | Unleaded gasoline |  | Steel | Steel |  | Painted or None | Steel |  | 1901-01-01 | [15 empty] | UST Currently In Use: 0; UST Temp Close: 0; AST Currently In Use: 0; AST Temp Closed: 0 | 0 | 0 | 6 | 15512-073-005408 | JEAN R RIBE
36258 | Permanently Closed | 1992-08-26 | 1957-01-01 | 1992-08-26 | Petroleum | Unleaded gasoline | Unleaded gasoline |  | Steel | Steel |  | Painted or None | Steel |  | 1901-01-01 | [15 empty] | UST Currently In Use: 0; UST Temp Close: 0; AST Currently In Use: 0; AST Temp Closed: 0 | 0 | 0 | 6 | 15512-073-005408 | JEAN R RIBE
36259 | Permanently Closed | 1992-08-26 | 1957-01-01 | 1992-08-26 | Petroleum | Kerosene | Kerosene |  | Steel | Steel |  | Painted or None | Steel |  | 1901-01-01 | [15 empty] | UST Currently In Use: 0; UST Temp Close: 0; AST Currently In Use: 0; AST Temp Closed: 0 | 0 | 0 | 6 | 15512-073-005408 | JEAN R RIBE
36260 | Permanently Closed | 1992-08-26 | 1957-01-01 | 1992-08-26 | Petroleum | Kerosene | Kerosene |  | Steel | Steel |  | Painted or None | Steel |  | 1901-01-01 | [15 empty] | UST Currently In Use: 0; UST Temp Close: 0; AST Currently In Use: 0; AST Temp Closed: 0 | 0 | 0 | 6 | 15512-073-005408 | JEAN R RIBE
36261 | Permanently Closed | 1991-09-23 | 1985-01-01 | 1991-09-23 | Petroleum | Unleaded gasoline | Unleaded gasoline |  | Steel | Steel |  | Painted or None | Steel |  | 1901-01-01 | [15 empty] | UST Currently In Use: 0; UST Temp Close: 0; AST Currently In Use: 0; AST Temp Closed: 0 | 0 | 0 | 3 | 15513-071-010338 | VERNON G STEPHENS SR
36262 | Permanently Closed | 1991-09-23 | 1985-01-01 | 1991-09-23 | Petroleum | Unleaded gasoline | Unleaded gasoline |  | Steel | Steel |  | Painted or None | Steel |  | 1901-01-01 | [15 empty] | UST Currently In Use: 0; UST Temp Close: 0; AST Currently In Use: 0; AST Temp Closed: 0 | 0 | 0 | 3 | 15513-071-010338 | VERNON G STEPHENS SR
36263 | Permanently Closed | 1991-09-23 | 1985-01-01 | 1991-09-23 | Petroleum | Unleaded gasoline | Unleaded gasoline |  | Steel | Steel |  | Painted or None | Steel |  | 1901-01-01 | [15 empty] | UST Currently In Use: 0; UST Temp Close: 0; AST Currently In Use: 0; AST Temp Closed: 0 | 0 | 0 | 3 | 15513-071-010338 | VERNON G STEPHENS SR
36266 | Permanently Closed | 1987-10-01 | 1969-01-01 | 1987-10-01 | Petroleum | Unleaded gasoline | Unleaded gasoline |  | Steel | Steel |  |  |  |  | 1901-01-01 | [15 empty] | UST Currently In Use: 0; UST Temp Close: 0; AST Currently In Use: 0; AST Temp Closed: 0 | 0 | 0 | 3 | 15515-073-000736 | COMMERCIAL TRANSPORTATION SALES INC
36267 | Permanently Closed | 1987-10-01 | 1969-01-01 | 1987-10-01 | Petroleum | On road diesel | On road diesel |  | Steel | Steel |  |  |  |  | 1901-01-01 | [15 empty] | UST Currently In Use: 0; UST Temp Close: 0; AST Currently In Use: 0; AST Temp Closed: 0 | 0 | 0 | 3 | 15515-073-000736 | COMMERCIAL TRANSPORTATION SALES INC
36268 | Permanently Closed | 1987-10-01 | 1969-01-01 | 1987-10-01 | Petroleum | Used oil | Used oil |  | Steel | Steel |  |  |  |  | 1901-01-01 | [15 empty] | UST Currently In Use: 0; UST Temp Close: 0; AST Currently In Use: 0; AST Temp Closed: 0 | 0 | 0 | 3 | 15515-073-000736 | COMMERCIAL TRANSPORTATION SALES INC
36269 | Permanently Closed | 1994-04-01 | 1974-01-01 | 1994-12-19 | Petroleum | Unleaded gasoline | Unleaded gasoline | Retail | Steel | Steel |  | Painted or None | Steel |  | 1901-01-01 | [12 empty] | Annual line testing | Annual line testing |  | UST Currently In Use: 0; UST Temp Close: 0; AST Currently In Use: 0; AST Temp Closed: 0 | 0 | 0 | 3 | 15517-041-009983 | CALVIN C SMITH
36270 | Permanently Closed | 1994-04-01 | 1972-01-01 | 1994-12-19 | Petroleum | Unleaded gasoline | Unleaded gasoline | Retail | Steel | Steel |  | Painted or None | Steel |  | 1901-01-01 | [12 empty] | Annual line testing | Annual line testing |  | UST Currently In Use: 0; UST Temp Close: 0; AST Currently In Use: 0; AST Temp Closed: 0 | 0 | 0 | 3 | 15517-041-009983 | CALVIN C SMITH
36271 | Permanently Closed | 1980-01-01 | 1974-01-01 | 1988-12-05 | Petroleum | Unleaded gasoline | Unleaded gasoline |  | Steel | Steel |  | Painted or None | Steel |  | 1901-01-01 | [15 empty] | UST Currently In Use: 0; UST Temp Close: 0; AST Currently In Use: 0; AST Temp Closed: 0 | 0 | 0 | 3 | 15517-041-009983 | CALVIN C SMITH
36272 | Permanently Closed | 1997-04-19 | 1901-01-01 | 1997-04-19 | Petroleum | Unleaded gasoline | Unleaded gasoline |  | Steel | Steel |  |  |  |  | 1901-01-01 | [12 empty] | Annual line testing | Annual line testing |  | UST Currently In Use: 0; UST Temp Close: 0; AST Currently In Use: 0; AST Temp Closed: 0 | 0 | 0 | 5 | 15518-003-013401 | BURTON C BECK
36273 | Permanently Closed | 1997-04-19 | 1901-01-01 | 1997-04-19 | Petroleum | Unleaded gasoline | Unleaded gasoline |  | Steel | Steel |  |  |  |  | 1901-01-01 | [12 empty] | Annual line testing | Annual line testing |  | UST Currently In Use: 0; UST Temp Close: 0; AST Currently In Use: 0; AST Temp Closed: 0 | 0 | 0 | 5 | 15518-003-013401 | BURTON C BECK
36274 | Permanently Closed | 1997-04-19 | 1901-01-01 | 1997-04-19 | Petroleum | Unleaded gasoline | Unleaded gasoline |  | Steel | Steel |  |  |  |  | 1901-01-01 | [12 empty] | Annual line testing | Annual line testing |  | UST Currently In Use: 0; UST Temp Close: 0; AST Currently In Use: 0; AST Temp Closed: 0 | 0 | 0 | 5 | 15518-003-013401 | BURTON C BECK
36275 | Permanently Closed | 1992-07-22 | 1901-01-01 | 1992-07-22 | Petroleum | On road diesel | On road diesel |  | Steel | Steel |  |  |  |  | 1901-01-01 | [12 empty] | Annual line testing | Annual line testing |  | UST Currently In Use: 0; UST Temp Close: 0; AST Currently In Use: 0; AST Temp Closed: 0 | 0 | 0 | 5 | 15518-003-013401 | BURTON C BECK
36276 | Permanently Closed | 1989-01-11 | 1901-01-01 | 1992-07-22 | Petroleum | Used oil | Used oil |  | Steel | Steel |  |  |  |  | 1901-01-01 | [15 empty] | UST Currently In Use: 0; UST Temp Close: 0; AST Currently In Use: 0; AST Temp Closed: 0 | 0 | 0 | 5 | 15518-003-013401 | BURTON C BECK
36277 | Cannot Locate or abandoned | 1996-05-07 | 1988-01-01 |  | Petroleum | Unleaded gasoline | Unleaded gasoline |  | Steel | Steel | Coated & cathodic protection (sti-P3) |  | Fiberglass reinforced plastic |  | 1901-01-01 |  | Catchment Basin, Single walled catchment basin | Automatic shutoff device At 95% full | Automatic shutoff device At 95% full |  |  | Statistical Inventory Reconciliation (SIR) | [5 empty] | Statistical inventory reconciliation (SIR) | Statistical inventory reconciliation (SIR) |  | UST Currently In Use: 0; UST Temp Close: 0; AST Currently In Use: 0; AST Temp Closed: 0 | 0 | 0 | 0 | 21984-003-013402 | DENNY GRAHAM - CORNER MARKET
36278 | Permanently Closed | 1998-12-22 | 1972-01-01 | 1999-01-12 | Petroleum | Unleaded gasoline | Unleaded gasoline | Retail | Steel | Steel |  | Painted or None | Steel |  | 1901-01-01 | [15 empty] | UST Currently In Use: 0; UST Temp Close: 0; AST Currently In Use: 0; AST Temp Closed: 0 | 0 | 0 | 3 | 15520-057-013403 | WALLACE HUBBERT
36279 | Permanently Closed | 1998-12-22 | 1972-01-01 | 1999-01-12 | Petroleum | Unleaded gasoline | Unleaded gasoline | Retail | Steel | Steel |  | Painted or None | Steel |  | 1901-01-01 | [15 empty] | UST Currently In Use: 0; UST Temp Close: 0; AST Currently In Use: 0; AST Temp Closed: 0 | 0 | 0 | 3 | 15520-057-013403 | WALLACE HUBBERT
36280 | Permanently Closed | 1998-12-22 | 1972-01-01 | 1999-01-12 | Petroleum | Unleaded gasoline | Unleaded gasoline | Retail | Steel | Steel |  | Painted or None | Steel |  | 1901-01-01 | [12 empty] | Annual line testing | Annual line testing |  | UST Currently In Use: 0; UST Temp Close: 0; AST Currently In Use: 0; AST Temp Closed: 0 | 0 | 0 | 3 | 15520-057-013403 | WALLACE HUBBERT
36281 | Permanently Closed | 1991-12-04 | 1980-01-01 | 1991-12-04 | Petroleum | Unleaded gasoline | Unleaded gasoline |  | Steel | Steel |  |  |  |  | 1901-01-01 | [15 empty] | UST Currently In Use: 0; UST Temp Close: 0; AST Currently In Use: 0; AST Temp Closed: 0 | 0 | 0 | 8 | 17713-073-013418 | AL RIVES
36282 | Permanently Closed | 1991-12-04 | 1980-01-01 | 1991-12-04 | Petroleum | Unleaded gasoline | Unleaded gasoline |  | Steel | Steel |  |  |  |  | 1901-01-01 | [15 empty] | UST Currently In Use: 0; UST Temp Close: 0; AST Currently In Use: 0; AST Temp Closed: 0 | 0 | 0 | 8 | 17713-073-013418 | AL RIVES
36283 | Permanently Closed | 1991-12-04 | 1980-01-01 | 1991-12-04 | Petroleum | Unleaded gasoline | Unleaded gasoline |  | Steel | Steel |  |  |  |  | 1901-01-01 | [15 empty] | UST Currently In Use: 0; UST Temp Close: 0; AST Currently In Use: 0; AST Temp Closed: 0 | 0 | 0 | 8 | 17713-073-013418 | AL RIVES
36284 | Permanently Closed | 1991-12-04 | 1980-01-01 | 1991-12-04 | Petroleum | Used oil | Used oil |  | Steel | Steel |  |  |  |  | 1901-01-01 | [15 empty] | UST Currently In Use: 0; UST Temp Close: 0; AST Currently In Use: 0; AST Temp Closed: 0 | 0 | 0 | 8 | 17713-073-013418 | AL RIVES
36285 | Permanently Closed | 1991-12-04 | 1980-01-01 | 1991-12-04 | Petroleum | Used oil | Used oil |  | Steel | Steel |  |  |  |  | 1901-01-01 | [15 empty] | UST Currently In Use: 0; UST Temp Close: 0; AST Currently In Use: 0; AST Temp Closed: 0 | 0 | 0 | 8 | 17713-073-013418 | AL RIVES
36286 | Permanently Closed | 1980-01-01 | 1976-01-01 | 1991-12-04 | Petroleum | Kerosene | Kerosene |  | Steel | Steel |  |  |  |  | 1901-01-01 | [15 empty] | UST Currently In Use: 0; UST Temp Close: 0; AST Currently In Use: 0; AST Temp Closed: 0 | 0 | 0 | 8 | 17713-073-013418 | AL RIVES
36287 | Permanently Closed | 1980-01-01 | 1901-01-01 | 1991-12-04 | Petroleum | Unleaded gasoline | Unleaded gasoline |  | Steel | Steel |  |  |  |  | 1901-01-01 | [15 empty] | UST Currently In Use: 0; UST Temp Close: 0; AST Currently In Use: 0; AST Temp Closed: 0 | 0 | 0 | 8 | 17713-073-013418 | AL RIVES
36288 | Permanently Closed | 1980-01-01 | 1901-01-01 | 1991-12-04 | Petroleum | Unleaded gasoline | Unleaded gasoline |  | Steel | Steel |  |  |  |  | 1901-01-01 | [15 empty] | UST Currently In Use: 0; UST Temp Close: 0; AST Currently In Use: 0; AST Temp Closed: 0 | 0 | 0 | 8 | 17713-073-013418 | AL RIVES
36289 | Permanently Closed | 1992-12-18 | 1977-01-01 | 1992-12-18 | Petroleum | Unleaded gasoline | Unleaded gasoline |  | Steel | Steel |  | Painted or None | Steel |  | 1901-01-01 | [15 empty] | UST Currently In Use: 0; UST Temp Close: 0; AST Currently In Use: 0; AST Temp Closed: 0 | 0 | 0 | 2 | 15522-055-005161 | HENRY HARDY
36290 | Permanently Closed | 1992-12-18 | 1977-01-01 | 1992-12-18 | Petroleum | Unleaded gasoline | Unleaded gasoline |  | Steel | Steel |  | Painted or None | Steel |  | 1901-01-01 | [15 empty] | UST Currently In Use: 0; UST Temp Close: 0; AST Currently In Use: 0; AST Temp Closed: 0 | 0 | 0 | 2 | 15522-055-005161 | HENRY HARDY
36291 | Permanently Closed | 1995-05-01 | 1971-01-01 | 1995-05-01 | Petroleum | Unleaded gasoline | Unleaded gasoline |  | Steel | Steel |  | Painted or None | Steel |  | 1901-01-01 | [15 empty] | UST Currently In Use: 0; UST Temp Close: 0; AST Currently In Use: 0; AST Temp Closed: 0 | 0 | 0 | 2 | 15523-055-011415 | ROOFING & PAINTING SPECIALTIES
36292 | Permanently Closed | 1995-05-01 | 1973-01-01 | 1995-05-01 | Petroleum | Unleaded gasoline | Unleaded gasoline |  | Steel | Steel |  | Painted or None | Steel |  | 1901-01-01 | [15 empty] | UST Currently In Use: 0; UST Temp Close: 0; AST Currently In Use: 0; AST Temp Closed: 0 | 0 | 0 | 2 | 15523-055-011415 | ROOFING & PAINTING SPECIALTIES
36293 | Permanently Closed | 1993-11-07 | 1984-01-01 | 1993-11-07 | Petroleum | Unleaded gasoline | Unleaded gasoline |  | Steel | Steel | Coated & cathodic protection (sti-P3) |  | Steel |  | 1901-01-01 | [15 empty] | UST Currently In Use: 0; UST Temp Close: 0; AST Currently In Use: 0; AST Temp Closed: 0 | 0 | 0 | 1 | 15524-073-011035 | NAKOS REALTY COMPANY
36294 | Permanently Closed | 1998-12-07 | 1964-01-01 | 1998-12-07 | Petroleum | Unleaded gasoline | Unleaded gasoline |  | Steel | Steel |  | Painted or None | Steel |  | 1901-01-01 | [12 empty] | Annual line testing | Annual line testing |  | UST Currently In Use: 0; UST Temp Close: 0; AST Currently In Use: 0; AST Temp Closed: 0 | 0 | 0 | 6 | 15525-099-003762 | ROBERT A BLACK
36295 | Permanently Closed | 1998-12-07 | 1964-01-01 | 1998-12-07 | Petroleum | Unleaded gasoline | Unleaded gasoline |  | Steel | Steel |  | Painted or None | Steel |  | 1901-01-01 | [12 empty] | Annual line testing | Annual line testing |  | UST Currently In Use: 0; UST Temp Close: 0; AST Currently In Use: 0; AST Temp Closed: 0 | 0 | 0 | 6 | 15525-099-003762 | ROBERT A BLACK
36296 | Permanently Closed | 1993-12-14 | 1964-01-01 | 1993-12-14 | Petroleum | Unleaded gasoline | Unleaded gasoline |  | Steel | Steel |  | Painted or None | Steel |  | 1901-01-01 | [12 empty] | Annual line testing | Annual line testing |  | UST Currently In Use: 0; UST Temp Close: 0; AST Currently In Use: 0; AST Temp Closed: 0 | 0 | 0 | 6 | 15525-099-003762 | ROBERT A BLACK
36297 | Permanently Closed | 2012-07-18 | 1989-01-01 | 2012-07-18 | Petroleum | On road diesel | On road diesel | Retail | Steel | Steel | Coated & cathodic protection (sti-P3) |  | Steel, ISOL W PVC |  |  |  | Catchment Basin, Single walled catchment basin | Automatic shutoff device At 95% full | Automatic shutoff device At 95% full |  |  | Statistical Inventory Reconciliation (SIR) | [8 empty] | UST Currently In Use: 0; UST Temp Close: 0; AST Currently In Use: 0; AST Temp Closed: 0 | 0 | 0 | 6 | 15525-099-003762 | ROBERT A BLACK
36298 | Retired | 1988-08-08 | 1964-01-01 |  | Petroleum | Kerosene | Kerosene |  | Steel | Steel |  | Painted or None | Steel |  | 1901-01-01 | [15 empty] | UST Currently In Use: 0; UST Temp Close: 0; AST Currently In Use: 0; AST Temp Closed: 0 | 0 | 0 | 6 | 15525-099-003762 | ROBERT A BLACK
36299 | Retired | 1988-08-08 | 1978-01-01 |  | Petroleum | Unleaded gasoline | Unleaded gasoline |  | Fiberglass coated steel | Fiberglass coated steel |  |  | Steel |  | 1901-01-01 | [15 empty] | UST Currently In Use: 0; UST Temp Close: 0; AST Currently In Use: 0; AST Temp Closed: 0 | 0 | 0 | 0 | 15526-131-011361 | HENRY YOUNGBLOOD
36300 | Retired | 1988-08-08 | 1978-01-01 |  | Petroleum | Unleaded gasoline | Unleaded gasoline |  | Fiberglass coated steel | Fiberglass coated steel |  |  | Steel |  | 1901-01-01 | [15 empty] | UST Currently In Use: 0; UST Temp Close: 0; AST Currently In Use: 0; AST Temp Closed: 0 | 0 | 0 | 0 | 15526-131-011361 | HENRY YOUNGBLOOD
36301 | Retired | 1988-08-08 | 1978-01-01 |  | Petroleum | On road diesel | On road diesel |  | Fiberglass coated steel | Fiberglass coated steel |  |  | Steel |  | 1901-01-01 | [15 empty] | UST Currently In Use: 0; UST Temp Close: 0; AST Currently In Use: 0; AST Temp Closed: 0 | 0 | 0 | 0 | 15526-131-011361 | HENRY YOUNGBLOOD
36302 | Currently in Use |  | 1972-01-01 |  | Petroleum | Unleaded gasoline | Unleaded gasoline | Retail | Single Wall, Steel | Steel | Field installed cathodic protection |  | Fiberglass reinforced plastic, Single Wall |  |  |  | Catchment Basin, Single walled catchment basin | Automatic shutoff device At 95% full | Automatic shutoff device At 95% full |  |  | Automatic Tank Gauge |  | Automatic flow restrictor (MLLD) | Automatic flow restrictor (MLLD) |  |  | Annual line testing | Annual line testing |  | UST Currently In Use: 2; UST Temp Close: 1; AST Currently In Use: 0; AST Temp Closed: 0 | 2 | 1 | 0 | 23737-073-013422 | MERRY MILLENIUM INC
36303 | Temporary Closed | 2022-03-22 | 1972-01-01 |  | Petroleum | Mid-grade gasoline | Mid-grade gasoline | Retail | Single Wall, Steel | Steel | Field installed cathodic protection |  | Fiberglass reinforced plastic, Single Wall |  |  |  | Catchment Basin, Single walled catchment basin | Automatic shutoff device At 95% full | Automatic shutoff device At 95% full |  |  | Automatic Tank Gauge |  | Automatic flow restrictor (MLLD) | Automatic flow restrictor (MLLD) |  |  | Annual line testing | Annual line testing |  | UST Currently In Use: 2; UST Temp Close: 1; AST Currently In Use: 0; AST Temp Closed: 0 | 2 | 1 | 0 | 23737-073-013422 | MERRY MILLENIUM INC
36304 | Currently in Use |  | 1972-01-01 |  | Petroleum | Premium gasoline | Premium gasoline | Retail | Single Wall, Steel | Steel | Field installed cathodic protection |  | Fiberglass reinforced plastic, Single Wall |  |  |  | Catchment Basin, Single walled catchment basin | Automatic shutoff device At 95% full | Automatic shutoff device At 95% full |  |  | Automatic Tank Gauge |  | Automatic flow restrictor (MLLD) | Automatic flow restrictor (MLLD) |  |  | Annual line testing | Annual line testing |  | UST Currently In Use: 2; UST Temp Close: 1; AST Currently In Use: 0; AST Temp Closed: 0 | 2 | 1 | 0 | 23737-073-013422 | MERRY MILLENIUM INC
36305 | Permanently Closed | 1995-03-21 | 1979-01-01 | 1995-03-21 | Petroleum | Unleaded gasoline | Unleaded gasoline | Retail | Steel | Steel |  | Painted or None | Steel |  | 1901-01-01 | [15 empty] | UST Currently In Use: 0; UST Temp Close: 2; AST Currently In Use: 0; AST Temp Closed: 0 | 0 | 2 | 2 | 23337-073-013423 | GHASAN OMAR SAIF HUMAID
36306 | Permanently Closed | 1995-03-21 | 1979-01-01 | 1995-03-21 | Petroleum | Unleaded gasoline | Unleaded gasoline | Retail | Steel | Steel |  | Painted or None | Steel |  | 1901-01-01 | [15 empty] | UST Currently In Use: 0; UST Temp Close: 2; AST Currently In Use: 0; AST Temp Closed: 0 | 0 | 2 | 2 | 23337-073-013423 | GHASAN OMAR SAIF HUMAID
36307 | Permanently Closed | 1992-05-12 | 1975-01-01 | 1992-05-12 | Petroleum | Unleaded gasoline | Unleaded gasoline |  | Steel | Steel |  | Painted or None | Steel |  | 1901-01-01 | [15 empty] | UST Currently In Use: 3; UST Temp Close: 0; AST Currently In Use: 0; AST Temp Closed: 0 | 3 | 0 | 3 | 24805-073-013424 | KHAILINH, LLC
36308 | Permanently Closed | 1992-05-12 | 1975-01-01 | 1992-05-12 | Petroleum | Unleaded gasoline | Unleaded gasoline |  | Steel | Steel |  | Painted or None | Steel |  | 1901-01-01 | [15 empty] | UST Currently In Use: 3; UST Temp Close: 0; AST Currently In Use: 0; AST Temp Closed: 0 | 3 | 0 | 3 | 24805-073-013424 | KHAILINH, LLC
36309 | Permanently Closed | 1992-05-12 | 1975-01-01 | 1992-05-12 | Petroleum | Unleaded gasoline | Unleaded gasoline |  | Steel | Steel |  | Painted or None | Steel |  | 1901-01-01 | [15 empty] | UST Currently In Use: 3; UST Temp Close: 0; AST Currently In Use: 0; AST Temp Closed: 0 | 3 | 0 | 3 | 24805-073-013424 | KHAILINH, LLC
36310 | Permanently Closed | 1998-03-10 | 1975-01-01 | 1998-03-11 | Petroleum | Unleaded gasoline | Unleaded gasoline | Retail, State/Federal Government | Steel | Steel |  | Painted or None | Steel |  | 1901-01-01 |  | Catchment Basin, Single walled catchment basin | [13 empty] | UST Currently In Use: 0; UST Temp Close: 0; AST Currently In Use: 0; AST Temp Closed: 0 | 0 | 0 | 5 | 14644-073-013425 | DEPARTMENT OF TRANSPORTATION
36311 | Permanently Closed | 1998-03-10 | 1975-01-01 | 1998-03-11 | Petroleum | Unleaded gasoline | Unleaded gasoline | Retail, State/Federal Government | Steel | Steel |  | Painted or None | Steel |  | 1901-01-01 |  | Catchment Basin, Single walled catchment basin | [13 empty] | UST Currently In Use: 0; UST Temp Close: 0; AST Currently In Use: 0; AST Temp Closed: 0 | 0 | 0 | 5 | 14644-073-013425 | DEPARTMENT OF TRANSPORTATION
36312 | Permanently Closed | 1998-03-10 | 1975-01-01 | 1998-03-11 | Petroleum | Unleaded gasoline | Unleaded gasoline | Retail, State/Federal Government | Steel | Steel |  | Painted or None | Steel |  | 1901-01-01 |  | Catchment Basin, Single walled catchment basin | [13 empty] | UST Currently In Use: 0; UST Temp Close: 0; AST Currently In Use: 0; AST Temp Closed: 0 | 0 | 0 | 5 | 14644-073-013425 | DEPARTMENT OF TRANSPORTATION
36313 | Temporary Closed | 2014-03-20 | 1976-01-01 |  | Petroleum | Unleaded gasoline | Unleaded gasoline | Retail | Steel | Steel | Field installed cathodic protection |  | Fiberglass reinforced plastic |  | 1901-01-01 |  | Catchment Basin, Single walled catchment basin | Automatic shutoff device At 95% full | Automatic shutoff device At 95% full |  |  | Automatic Tank Gauge |  | Automatic flow restrictor (MLLD) | Automatic flow restrictor (MLLD) | Interstitial Monitoring within Secondary Containment |  |  |  |  | UST Currently In Use: 0; UST Temp Close: 2; AST Currently In Use: 0; AST Temp Closed: 0 | 0 | 2 | 0 | 15527-073-013426 | HARVEY RAGLAND CO., INC
36314 | Temporary Closed | 2014-03-20 | 1976-01-01 |  | Petroleum | Premium gasoline | Premium gasoline | Retail | Steel | Steel | Field installed cathodic protection |  | Fiberglass reinforced plastic |  | 1901-01-01 |  | Catchment Basin, Single walled catchment basin | Automatic shutoff device At 95% full | Automatic shutoff device At 95% full |  |  | Automatic Tank Gauge |  | Automatic flow restrictor (MLLD) | Automatic flow restrictor (MLLD) | Interstitial Monitoring within Secondary Containment |  |  |  |  | UST Currently In Use: 0; UST Temp Close: 2; AST Currently In Use: 0; AST Temp Closed: 0 | 0 | 2 | 0 | 15527-073-013426 | HARVEY RAGLAND CO., INC
36315 | Permanently Closed | 1994-01-01 | 1976-01-01 | 1999-10-12 | Petroleum | Unleaded gasoline | Unleaded gasoline | Retail | Steel | Steel |  | Painted or None | Steel |  | 1901-01-01 |  | Catchment Basin, Single walled catchment basin | [13 empty] | UST Currently In Use: 0; UST Temp Close: 0; AST Currently In Use: 0; AST Temp Closed: 0 | 0 | 0 | 4 | 15527-073-013427
36316 | Permanently Closed | 1994-01-01 | 1976-01-01 | 1999-10-12 | Petroleum | Unleaded gasoline | Unleaded gasoline | Retail | Steel | Steel |  | Painted or None | Steel |  | 1901-01-01 |  | Catchment Basin, Single walled catchment basin | [13 empty] | UST Currently In Use: 0; UST Temp Close: 0; AST Currently In Use: 0; AST Temp Closed: 0 | 0 | 0 | 4 | 15527-073-013427
36317 | Permanently Closed | 1994-01-01 | 1976-01-01 | 1999-10-12 | Petroleum | Unleaded gasoline | Unleaded gasoline | Retail | Steel | Steel |  | Painted or None | Steel |  | 1901-01-01 |  | Catchment Basin, Single walled catchment basin | [13 empty] | UST Currently In Use: 0; UST Temp Close: 0; AST Currently In Use: 0; AST Temp Closed: 0 | 0 | 0 | 4 | 15527-073-013427
36318 | Permanently Closed | 1994-01-01 | 1976-01-01 | 1999-10-12 | Petroleum | Unleaded gasoline | Unleaded gasoline | Retail | Steel | Steel |  | Painted or None | Steel |  | 1901-01-01 |  | Catchment Basin, Single walled catchment basin | [13 empty] | UST Currently In Use: 0; UST Temp Close: 0; AST Currently In Use: 0; AST Temp Closed: 0 | 0 | 0 | 4 | 15527-073-013427
36319 | Currently in Use |  | 1982-01-01 |  | Petroleum | Unleaded gasoline | Unleaded gasoline | Retail | Single Wall, Steel | Steel | Field installed cathodic protection |  | Fiberglass reinforced plastic, Single Wall |  |  | Field installed cathodic protection | Catchment Basin, Single walled catchment basin | Automatic shutoff device At 95% full | Automatic shutoff device At 95% full |  |  | Automatic Tank Gauge |  | Automatic flow restrictor (MLLD) | Automatic flow restrictor (MLLD) |  |  | Annual line testing | Annual line testing |  | UST Currently In Use: 1; UST Temp Close: 2; AST Currently In Use: 0; AST Temp Closed: 0 | 1 | 2 | 0 | 23737-073-013430 | MERRY MILLENIUM INC
36320 | Temporary Closed | 2022-01-23 | 1982-01-01 |  | Petroleum | Mid-grade gasoline | Mid-grade gasoline | Retail | Single Wall, Steel | Steel | Field installed cathodic protection |  | Fiberglass reinforced plastic, Single Wall |  |  | Field installed cathodic protection | Catchment Basin, Single walled catchment basin | Automatic shutoff device At 95% full | Automatic shutoff device At 95% full |  |  | Automatic Tank Gauge |  | Automatic flow restrictor (MLLD) | Automatic flow restrictor (MLLD) |  |  | Annual line testing | Annual line testing |  | UST Currently In Use: 1; UST Temp Close: 2; AST Currently In Use: 0; AST Temp Closed: 0 | 1 | 2 | 0 | 23737-073-013430 | MERRY MILLENIUM INC
36321 | Temporary Closed | 2013-01-01 | 1982-01-01 |  | Petroleum | Premium gasoline | Premium gasoline | Retail | Single Wall, Steel | Steel | Field installed cathodic protection |  | Fiberglass reinforced plastic, Single Wall |  |  | Field installed cathodic protection | Catchment Basin, Single walled catchment basin | Automatic shutoff device At 95% full | Automatic shutoff device At 95% full |  |  | Automatic Tank Gauge |  | Automatic flow restrictor (MLLD) | Automatic flow restrictor (MLLD) |  |  | Annual line testing | Annual line testing |  | UST Currently In Use: 1; UST Temp Close: 2; AST Currently In Use: 0; AST Temp Closed: 0 | 1 | 2 | 0 | 23737-073-013430 | MERRY MILLENIUM INC
36322 | Permanently Closed | 1990-01-20 | 1974-01-01 | 1990-01-20 | Petroleum | Unleaded gasoline | Unleaded gasoline |  | Steel | Steel |  | Painted or None | Steel |  | 1901-01-01 | [15 empty] | UST Currently In Use: 0; UST Temp Close: 0; AST Currently In Use: 2; AST Temp Closed: 0 | 0 | 0 | 2 | 15528-099-003758 | FLETCHER DRIVER,JR
36323 | Permanently Closed | 1990-01-20 | 1974-01-01 | 1990-01-20 | Petroleum | Unleaded gasoline | Unleaded gasoline |  | Steel | Steel |  | Painted or None | Steel |  | 1901-01-01 | [15 empty] | UST Currently In Use: 0; UST Temp Close: 0; AST Currently In Use: 2; AST Temp Closed: 0 | 0 | 0 | 2 | 15528-099-003758 | FLETCHER DRIVER,JR
36324 | Permanently Closed | 1988-08-08 | 1964-01-01 | 1996-07-08 | Petroleum | Unleaded gasoline | Unleaded gasoline |  | Steel | Steel |  | Painted or None | Steel |  | 1901-01-01 | [15 empty] | UST Currently In Use: 0; UST Temp Close: 0; AST Currently In Use: 0; AST Temp Closed: 0 | 0 | 0 | 2 | 15529-099-011205 | FOSTER JOHNSON
36325 | Permanently Closed | 1988-08-08 | 1964-01-01 | 1996-07-08 | Petroleum | Unleaded gasoline | Unleaded gasoline |  | Steel | Steel |  | Painted or None | Steel |  | 1901-01-01 | [15 empty] | UST Currently In Use: 0; UST Temp Close: 0; AST Currently In Use: 0; AST Temp Closed: 0 | 0 | 0 | 2 | 15529-099-011205 | FOSTER JOHNSON
36326 |  | 1994-11-04 | 1974-01-01 |  | Petroleum | Unleaded gasoline | Unleaded gasoline |  | Steel | Steel |  | Painted or None | Steel |  | 1901-01-01 | [15 empty] | UST Currently In Use: 0; UST Temp Close: 0; AST Currently In Use: 0; AST Temp Closed: 0 | 0 | 0 | 0 | 15530-127-013431 | SHERER OIL COMPANY
36327 |  | 1994-11-04 | 1974-01-01 |  | Petroleum | Unleaded gasoline | Unleaded gasoline |  | Steel | Steel |  | Painted or None | Steel |  | 1901-01-01 | [15 empty] | UST Currently In Use: 0; UST Temp Close: 0; AST Currently In Use: 0; AST Temp Closed: 0 | 0 | 0 | 0 | 15530-127-013431 | SHERER OIL COMPANY
36328 |  | 1994-11-04 | 1974-01-01 |  | Petroleum | Unleaded gasoline | Unleaded gasoline |  | Steel | Steel |  | Painted or None | Steel |  | 1901-01-01 | [15 empty] | UST Currently In Use: 0; UST Temp Close: 0; AST Currently In Use: 0; AST Temp Closed: 0 | 0 | 0 | 0 | 15530-127-013431 | SHERER OIL COMPANY
36329 | Cannot Locate or abandoned | 1994-01-01 | 1969-01-01 |  | Petroleum | Unleaded gasoline | Unleaded gasoline |  | Steel | Steel |  | Painted or None | Steel |  | 1901-01-01 | [15 empty] | UST Currently In Use: 0; UST Temp Close: 0; AST Currently In Use: 0; AST Temp Closed: 0 | 0 | 0 | 0 | 15530-127-013433 | SHERER OIL COMPANY
36330 | Cannot Locate or abandoned | 1994-01-01 | 1969-01-01 |  | Petroleum | Unleaded gasoline | Unleaded gasoline |  | Steel | Steel |  | Painted or None | Steel |  | 1901-01-01 | [15 empty] | UST Currently In Use: 0; UST Temp Close: 0; AST Currently In Use: 0; AST Temp Closed: 0 | 0 | 0 | 0 | 15530-127-013433 | SHERER OIL COMPANY
36331 | Cannot Locate or abandoned | 1996-01-01 | 1988-01-01 |  | Petroleum | Unleaded gasoline | Unleaded gasoline | Retail | Steel | Steel | Coated & cathodic protection (sti-P3) |  | Steel |  | 1901-01-01 | [15 empty] | UST Currently In Use: 0; UST Temp Close: 0; AST Currently In Use: 0; AST Temp Closed: 0 | 0 | 0 | 0 | 15530-127-013434 | SHERER OIL COMPANY
36332 | Cannot Locate or abandoned | 1996-01-01 | 1988-01-01 |  | Petroleum | Unleaded gasoline | Unleaded gasoline | Retail | Steel | Steel | Coated & cathodic protection (sti-P3) |  | Steel |  | 1901-01-01 | [15 empty] | UST Currently In Use: 0; UST Temp Close: 0; AST Currently In Use: 0; AST Temp Closed: 0 | 0 | 0 | 0 | 15530-127-013434 | SHERER OIL COMPANY
36333 | Cannot Locate or abandoned | 1996-01-01 | 1988-01-01 |  | Petroleum | Unleaded gasoline | Unleaded gasoline | Retail | Steel | Steel | Coated & cathodic protection (sti-P3) |  | Steel |  | 1901-01-01 | [15 empty] | UST Currently In Use: 0; UST Temp Close: 0; AST Currently In Use: 0; AST Temp Closed: 0 | 0 | 0 | 0 | 15530-127-013434 | SHERER OIL COMPANY
36334 | Cannot Locate or abandoned | 1996-01-01 | 1969-01-01 |  | Petroleum | Unleaded gasoline | Unleaded gasoline |  | Single Wall, Steel | Steel |  | Painted or None | Single Wall, Steel |  | 1901-01-01 | [15 empty] | UST Currently In Use: 0; UST Temp Close: 0; AST Currently In Use: 0; AST Temp Closed: 0 | 0 | 0 | 0 | 15530-127-013435 | SHERER OIL COMPANY
36335 | Cannot Locate or abandoned | 1996-01-01 | 1969-01-01 |  | Petroleum | Unleaded gasoline | Unleaded gasoline |  | Single Wall, Steel | Steel |  | Painted or None | Single Wall, Steel |  | 1901-01-01 | [15 empty] | UST Currently In Use: 0; UST Temp Close: 0; AST Currently In Use: 0; AST Temp Closed: 0 | 0 | 0 | 0 | 15530-127-013435 | SHERER OIL COMPANY
36336 | Permanently Closed | 1994-09-01 | 1986-01-01 | 1994-09-21 | Petroleum | Unleaded gasoline | Unleaded gasoline |  | Steel | Steel |  | Painted or None | Steel |  | 1901-01-01 | [15 empty] | UST Currently In Use: 0; UST Temp Close: 0; AST Currently In Use: 0; AST Temp Closed: 0 | 0 | 0 | 6 | 21965-127-013436 | PAUL & BARBARA MCFALL
36337 | Permanently Closed | 1994-09-01 | 1986-01-01 | 1994-09-21 | Petroleum | Unleaded gasoline | Unleaded gasoline |  | Steel | Steel |  | Painted or None | Steel |  | 1901-01-01 | [15 empty] | UST Currently In Use: 0; UST Temp Close: 0; AST Currently In Use: 0; AST Temp Closed: 0 | 0 | 0 | 6 | 21965-127-013436 | PAUL & BARBARA MCFALL
36338 | Permanently Closed | 1994-09-01 | 1986-01-01 | 1994-09-21 | Petroleum | Unleaded gasoline | Unleaded gasoline |  | Steel | Steel |  | Painted or None | Steel |  | 1901-01-01 | [15 empty] | UST Currently In Use: 0; UST Temp Close: 0; AST Currently In Use: 0; AST Temp Closed: 0 | 0 | 0 | 6 | 21965-127-013436 | PAUL & BARBARA MCFALL
36339 | Cannot Locate or abandoned | 1996-01-01 | 1974-01-01 |  | Petroleum | Unleaded gasoline | Unleaded gasoline |  | Steel | Steel |  | Painted or None | Steel |  | 1901-01-01 | [15 empty] | UST Currently In Use: 0; UST Temp Close: 0; AST Currently In Use: 0; AST Temp Closed: 0 | 0 | 0 | 0 | 15530-127-013437 | SHERER OIL COMPANY
36340 | Cannot Locate or abandoned | 1996-01-01 | 1974-01-01 |  | Petroleum | Unleaded gasoline | Unleaded gasoline |  | Steel | Steel |  | Painted or None | Steel |  | 1901-01-01 | [15 empty] | UST Currently In Use: 0; UST Temp Close: 0; AST Currently In Use: 0; AST Temp Closed: 0 | 0 | 0 | 0 | 15530-127-013437 | SHERER OIL COMPANY
36341 | Permanently Closed | 1992-04-24 | 1988-01-01 | 1992-04-24 | Petroleum | Unleaded gasoline | Unleaded gasoline |  | Steel | Steel | Coated & cathodic protection (sti-P3) |  | Steel |  | 1901-01-01 | [15 empty] | UST Currently In Use: 0; UST Temp Close: 0; AST Currently In Use: 0; AST Temp Closed: 0 | 0 | 0 | 2 | 15530-127-013438 | SHERER OIL COMPANY
36342 | Permanently Closed | 1992-04-24 | 1987-01-01 | 1992-04-24 | Petroleum | On road diesel | On road diesel |  | Steel | Steel | Coated & cathodic protection (sti-P3) |  | Steel |  | 1901-01-01 | [15 empty] | UST Currently In Use: 0; UST Temp Close: 0; AST Currently In Use: 0; AST Temp Closed: 0 | 0 | 0 | 2 | 15530-127-013438 | SHERER OIL COMPANY
36343 | Permanently Closed | 1999-01-29 | 1984-01-01 | 1999-01-29 | Petroleum | On road diesel | On road diesel |  | Single Wall, Steel | Steel |  | Painted or None | Single Wall, Steel |  | 1901-01-01 | [15 empty] | UST Currently In Use: 0; UST Temp Close: 0; AST Currently In Use: 0; AST Temp Closed: 0 | 0 | 0 | 1 | 17854-077-013444 | WAYNE GREER
36344 | Permanently Closed | 2005-01-05 | 1989-10-01 | 2006-06-16 | Petroleum | Unleaded gasoline | Unleaded gasoline | Retail | Steel | Steel | Coated & cathodic protection (sti-P3) |  | Fiberglass reinforced plastic |  | 1901-01-01 |  | Catchment Basin, Single walled catchment basin | Flow Rest 90% Full | Flow Rest 90% Full |  |  | Statistical Inventory Reconciliation (SIR) | [8 empty] | UST Currently In Use: 0; UST Temp Close: 0; AST Currently In Use: 0; AST Temp Closed: 0 | 0 | 0 | 2 | 22486-083-000907 | CAPSHAW BAPTIST CHURCH
36345 | Permanently Closed | 2005-01-05 | 1989-10-01 | 2006-06-16 | Petroleum | Mid-grade gasoline | Mid-grade gasoline | Retail | Steel | Steel | Coated & cathodic protection (sti-P3) |  | Fiberglass reinforced plastic |  | 1901-01-01 |  | Catchment Basin, Single walled catchment basin | Flow Rest 90% Full | Flow Rest 90% Full |  |  | Statistical Inventory Reconciliation (SIR) | [8 empty] | UST Currently In Use: 0; UST Temp Close: 0; AST Currently In Use: 0; AST Temp Closed: 0 | 0 | 0 | 2 | 22486-083-000907 | CAPSHAW BAPTIST CHURCH
36346 | Permanently Closed | 1998-12-21 | 1972-01-01 | 1999-12-01 | Petroleum | Unleaded gasoline | Unleaded gasoline |  | Steel | Steel |  | Painted or None | Steel |  | 1901-01-01 | [15 empty] | UST Currently In Use: 0; UST Temp Close: 0; AST Currently In Use: 0; AST Temp Closed: 0 | 0 | 0 | 2 | 15531-083-001425 | HICKS OIL COMPANY INC
36347 | Permanently Closed | 1998-12-21 | 1972-01-01 | 1999-12-01 | Petroleum | Premium gasoline | Premium gasoline |  | Steel | Steel |  | Painted or None | Steel |  | 1901-01-01 | [15 empty] | UST Currently In Use: 0; UST Temp Close: 0; AST Currently In Use: 0; AST Temp Closed: 0 | 0 | 0 | 2 | 15531-083-001425 | HICKS OIL COMPANY INC
36348 | Permanently Closed | 1996-12-21 | 1964-01-01 | 2000-03-15 | Petroleum | Premium gasoline | Premium gasoline |  | Steel | Steel |  | Painted or None | Steel |  | 1901-01-01 | [6 empty] | Statistical Inventory Reconciliation (SIR) | [8 empty] | UST Currently In Use: 0; UST Temp Close: 0; AST Currently In Use: 0; AST Temp Closed: 0 | 0 | 0 | 3 | 15531-083-008369 | HICKS OIL COMPANY INC
36349 | Permanently Closed | 1996-12-21 | 1969-01-01 | 2000-03-15 | Petroleum | Unleaded gasoline | Unleaded gasoline |  | Steel | Steel |  | Painted or None | Steel |  | 1901-01-01 | [6 empty] | Statistical Inventory Reconciliation (SIR) | [8 empty] | UST Currently In Use: 0; UST Temp Close: 0; AST Currently In Use: 0; AST Temp Closed: 0 | 0 | 0 | 3 | 15531-083-008369 | HICKS OIL COMPANY INC
36350 | Permanently Closed | 1998-12-21 | 1976-01-01 | 2000-03-15 | Petroleum | Mid-grade gasoline | Mid-grade gasoline |  | Steel | Steel |  | Painted or None | Steel |  | 1901-01-01 | [6 empty] | Statistical Inventory Reconciliation (SIR) | [8 empty] | UST Currently In Use: 0; UST Temp Close: 0; AST Currently In Use: 0; AST Temp Closed: 0 | 0 | 0 | 3 | 15531-083-008369 | HICKS OIL COMPANY INC
36351 | Temporary Closed | 2006-11-27 | 1978-04-01 |  | Petroleum | Premium gasoline | Premium gasoline | Retail | Steel | Steel | Interior lined (not allowed as a standalone method of corrosion protection) |  | Fiberglass reinforced plastic |  |  |  | Catchment Basin, Single walled catchment basin | Automatic shutoff device At 95% full | Automatic shutoff device At 95% full |  |  | Statistical Inventory Reconciliation (SIR) | [5 empty] | Annual line testing | Annual line testing |  | UST Currently In Use: 0; UST Temp Close: 4; AST Currently In Use: 0; AST Temp Closed: 0 | 0 | 4 | 0 | 17612-083-009339 | ROBERTSON ENTERPRISES, INC.
36352 | Temporary Closed | 2006-11-27 | 1978-04-01 |  | Petroleum | Mid-grade gasoline | Mid-grade gasoline | Retail | Steel | Steel | Interior lined (not allowed as a standalone method of corrosion protection) |  | Fiberglass reinforced plastic |  |  |  | Catchment Basin, Single walled catchment basin | Automatic shutoff device At 95% full | Automatic shutoff device At 95% full |  |  | Statistical Inventory Reconciliation (SIR) | [8 empty] | UST Currently In Use: 0; UST Temp Close: 4; AST Currently In Use: 0; AST Temp Closed: 0 | 0 | 4 | 0 | 17612-083-009339 | ROBERTSON ENTERPRISES, INC.
36353 | Temporary Closed | 2006-11-27 | 1985-02-01 |  | Petroleum | Unleaded gasoline | Unleaded gasoline | Retail | Steel | Steel | Interior lined (not allowed as a standalone method of corrosion protection) |  | Fiberglass reinforced plastic |  |  |  | Catchment Basin, Single walled catchment basin | Automatic shutoff device At 95% full | Automatic shutoff device At 95% full |  |  | Statistical Inventory Reconciliation (SIR) |  | Automatic flow restrictor (MLLD) | Automatic flow restrictor (MLLD) |  |  | Statistical inventory reconciliation (SIR) | Statistical inventory reconciliation (SIR) |  | UST Currently In Use: 0; UST Temp Close: 4; AST Currently In Use: 0; AST Temp Closed: 0 | 0 | 4 | 0 | 17612-083-009339 | ROBERTSON ENTERPRISES, INC.
36354 | Temporary Closed | 2006-11-27 | 1998-12-01 |  | Petroleum | On road diesel | On road diesel | Retail | Steel | Steel | Coated & cathodic protection (sti-P3) |  | Fiberglass reinforced plastic |  |  |  | Catchment Basin, Single walled catchment basin | Automatic shutoff device At 95% full | Automatic shutoff device At 95% full |  |  | Statistical Inventory Reconciliation (SIR) | [8 empty] | UST Currently In Use: 0; UST Temp Close: 4; AST Currently In Use: 0; AST Temp Closed: 0 | 0 | 4 | 0 | 17612-083-009339 | ROBERTSON ENTERPRISES, INC.
36355 | Permanently Closed | 1901-01-01 | 1964-01-01 | 1988-12-12 | Petroleum | On road diesel | On road diesel |  | Steel | Steel |  | Painted or None | Steel |  | 1901-01-01 | [15 empty] | UST Currently In Use: 0; UST Temp Close: 0; AST Currently In Use: 0; AST Temp Closed: 9 | 0 | 0 | 3 | 14547-083-013439 | THE SPENCER COMPANIES INC
36356 | Permanently Closed | 1901-01-01 | 1964-01-01 | 1988-12-12 | Petroleum | Unleaded gasoline | Unleaded gasoline |  | Steel | Steel |  | Painted or None | Steel |  | 1901-01-01 | [15 empty] | UST Currently In Use: 0; UST Temp Close: 0; AST Currently In Use: 0; AST Temp Closed: 9 | 0 | 0 | 3 | 14547-083-013439 | THE SPENCER COMPANIES INC
36357 | Permanently Closed | 1986-01-01 | 1986-01-01 | 1988-12-12 | Petroleum | Other, X | Other |  | Steel | Steel |  | Painted or None | Steel |  | 1901-01-01 | [15 empty] | UST Currently In Use: 0; UST Temp Close: 0; AST Currently In Use: 0; AST Temp Closed: 9 | 0 | 0 | 3 | 14547-083-013439 | THE SPENCER COMPANIES INC
36358 | Currently in Use |  | 1988-01-01 |  | Petroleum | Unleaded gasoline | Unleaded gasoline | Retail | Fiberglass reinforced plastic, Single Wall | Single Wall |  |  | Fiberglass reinforced plastic, Single Wall |  | 2007-04-20 |  | Catchment Basin, Single walled catchment basin | Automatic shutoff device At 95% full, Flow Rest 90% Full | Flow Rest 90% Full |  |  | Automatic Tank Gauge |  | Automatic flow restrictor (MLLD), Containment Sump | Containment Sump |  |  | Annual line testing | Annual line testing |  | UST Currently In Use: 4; UST Temp Close: 0; AST Currently In Use: 0; AST Temp Closed: 0 | 4 | 0 | 0 | 24655-083-013440 | RAMILABEN PATEL
36360 | Currently in Use |  | 1988-01-01 |  | Petroleum | On road diesel | On road diesel | Retail | Fiberglass reinforced plastic, Single Wall | Single Wall |  |  | Fiberglass reinforced plastic, Single Wall |  | 1901-01-01 |  | Catchment Basin, Single walled catchment basin | Automatic shutoff device At 95% full, Flow Rest 90% Full | Flow Rest 90% Full |  |  | Automatic Tank Gauge |  | Containment Sump | Containment Sump | [5 empty] | UST Currently In Use: 4; UST Temp Close: 0; AST Currently In Use: 0; AST Temp Closed: 0 | 4 | 0 | 0 | 24655-083-013440 | RAMILABEN PATEL
36361 | Currently in Use |  | 1988-01-01 |  | Petroleum | Off road diesel | Off road diesel | Retail | Single Wall, Steel | Steel | Coated & cathodic protection (sti-P3) |  | Fiberglass reinforced plastic, Single Wall |  |  |  | Catchment Basin, Single walled catchment basin | Flow Rest 90% Full | Flow Rest 90% Full |  |  | Automatic Tank Gauge |  | Containment Sump | Containment Sump | [5 empty] | UST Currently In Use: 4; UST Temp Close: 0; AST Currently In Use: 0; AST Temp Closed: 0 | 4 | 0 | 0 | 24655-083-013440 | RAMILABEN PATEL
36362 |  | 2004-03-09 | 1986-01-01 |  | Petroleum | On road diesel | On road diesel | Retail | Steel | Steel |  | Painted or None | Fiberglass reinforced plastic |  | 1901-01-01 |  | Catchment Basin, Single walled catchment basin | Flow Rest 90% Full | Flow Rest 90% Full | [11 empty] | UST Currently In Use: 4; UST Temp Close: 0; AST Currently In Use: 0; AST Temp Closed: 0 | 4 | 0 | 0 | 24655-083-013440 | RAMILABEN PATEL
36363 | Permanently Closed | 1999-07-29 | 1985-01-01 | 1999-07-29 | Petroleum | Unleaded gasoline | Unleaded gasoline | Retail | Steel | Steel |  | Painted or None | Steel |  | 1901-01-01 |  | Catchment Basin, Single walled catchment basin | Automatic shutoff device At 95% full | Automatic shutoff device At 95% full |  |  | Statistical Inventory Reconciliation (SIR) | [8 empty] | UST Currently In Use: 0; UST Temp Close: 0; AST Currently In Use: 0; AST Temp Closed: 0 | 0 | 0 | 4 | 16550-083-013441 | WILLIAMS PETROLEUM, INC.
36364 | Permanently Closed | 1984-04-01 | 1984-01-01 | 1988-09-28 | Petroleum | Other, X | Other |  | Steel | Steel |  | Painted or None | Steel |  | 1901-01-01 | [15 empty] | UST Currently In Use: 0; UST Temp Close: 0; AST Currently In Use: 0; AST Temp Closed: 0 | 0 | 0 | 4 | 16550-083-013441 | WILLIAMS PETROLEUM, INC.
36365 | Permanently Closed | 1999-07-29 | 1985-01-01 | 1999-07-29 | Petroleum | Mid-grade gasoline | Mid-grade gasoline | Retail | Steel | Steel | Coated & cathodic protection (sti-P3) |  | Fiberglass reinforced plastic |  | 1901-01-01 |  | Catchment Basin, Single walled catchment basin | Automatic shutoff device At 95% full | Automatic shutoff device At 95% full |  |  | Statistical Inventory Reconciliation (SIR) | [8 empty] | UST Currently In Use: 0; UST Temp Close: 0; AST Currently In Use: 0; AST Temp Closed: 0 | 0 | 0 | 4 | 16550-083-013441 | WILLIAMS PETROLEUM, INC.
36366 | Permanently Closed | 1999-07-29 | 1985-01-01 | 1999-07-29 | Petroleum | Premium gasoline | Premium gasoline | Retail | Steel | Steel | Coated & cathodic protection (sti-P3) |  | Fiberglass reinforced plastic |  | 1901-01-01 |  | Catchment Basin, Single walled catchment basin | Automatic shutoff device At 95% full | Automatic shutoff device At 95% full |  |  | Statistical Inventory Reconciliation (SIR) | [8 empty] | UST Currently In Use: 0; UST Temp Close: 0; AST Currently In Use: 0; AST Temp Closed: 0 | 0 | 0 | 4 | 16550-083-013441 | WILLIAMS PETROLEUM, INC.
36367 | Permanently Closed | 1995-01-01 | 1988-01-01 | 1995-01-10 | Petroleum | On road diesel | On road diesel |  | Steel | Steel | Coated & cathodic protection (sti-P3) |  | Fiberglass reinforced plastic |  | 1901-01-01 | [6 empty] | Statistical Inventory Reconciliation (SIR) | [5 empty] | Annual line testing, Statistical inventory reconciliation (SIR) | Statistical inventory reconciliation (SIR) |  | UST Currently In Use: 0; UST Temp Close: 5; AST Currently In Use: 0; AST Temp Closed: 0 | 0 | 5 | 5 | 24716-083-013442 | I-65 TRUCK STOP INC
36368 | Permanently Closed | 1995-01-01 | 1988-01-01 | 1995-01-10 | Petroleum | Unleaded gasoline | Unleaded gasoline |  | Steel | Steel | Coated & cathodic protection (sti-P3) |  | Fiberglass reinforced plastic |  | 1901-01-01 | [6 empty] | Statistical Inventory Reconciliation (SIR) | [8 empty] | UST Currently In Use: 0; UST Temp Close: 5; AST Currently In Use: 0; AST Temp Closed: 0 | 0 | 5 | 5 | 24716-083-013442 | I-65 TRUCK STOP INC
36369 | Permanently Closed | 1995-01-01 | 1988-01-01 | 1995-01-10 | Petroleum | Unleaded gasoline | Unleaded gasoline |  | Steel | Steel | Coated & cathodic protection (sti-P3) |  | Fiberglass reinforced plastic |  | 1901-01-01 | [6 empty] | Statistical Inventory Reconciliation (SIR) | [8 empty] | UST Currently In Use: 0; UST Temp Close: 5; AST Currently In Use: 0; AST Temp Closed: 0 | 0 | 5 | 5 | 24716-083-013442 | I-65 TRUCK STOP INC
36370 | Permanently Closed | 1995-01-01 | 1988-01-01 | 1995-01-10 | Petroleum | Unleaded gasoline | Unleaded gasoline |  | Steel | Steel | Coated & cathodic protection (sti-P3) |  | Fiberglass reinforced plastic |  | 1901-01-01 | [6 empty] | Statistical Inventory Reconciliation (SIR) | [8 empty] | UST Currently In Use: 0; UST Temp Close: 5; AST Currently In Use: 0; AST Temp Closed: 0 | 0 | 5 | 5 | 24716-083-013442 | I-65 TRUCK STOP INC
36371 | Permanently Closed | 1995-01-01 | 1988-01-01 | 1995-01-10 | Petroleum | Unleaded gasoline | Unleaded gasoline |  | Steel | Steel | Coated & cathodic protection (sti-P3) |  | Fiberglass reinforced plastic |  | 1901-01-01 | [6 empty] | Statistical Inventory Reconciliation (SIR) | [8 empty] | UST Currently In Use: 0; UST Temp Close: 5; AST Currently In Use: 0; AST Temp Closed: 0 | 0 | 5 | 5 | 24716-083-013442 | I-65 TRUCK STOP INC
36372 | Permanently Closed | 1996-01-01 | 1988-01-01 | 1989-12-31 | Petroleum | Unleaded gasoline | Unleaded gasoline |  | Steel | Steel | Coated & cathodic protection (sti-P3) |  | Fiberglass reinforced plastic |  | 1901-01-01 | [15 empty] | UST Currently In Use: 0; UST Temp Close: 0; AST Currently In Use: 0; AST Temp Closed: 0 | 0 | 0 | 3 | 15531-083-013443 | HICKS OIL COMPANY INC
36373 | Permanently Closed | 1996-01-01 | 1988-01-01 | 1989-12-31 | Petroleum | Unleaded gasoline | Unleaded gasoline |  | Steel | Steel | Coated & cathodic protection (sti-P3) |  | Fiberglass reinforced plastic |  | 1901-01-01 | [15 empty] | UST Currently In Use: 0; UST Temp Close: 0; AST Currently In Use: 0; AST Temp Closed: 0 | 0 | 0 | 3 | 15531-083-013443 | HICKS OIL COMPANY INC
36374 | Permanently Closed | 1996-01-01 | 1985-01-01 | 1989-12-31 | Petroleum | Unleaded gasoline | Unleaded gasoline |  | Steel | Steel |  | Painted or None | Steel |  | 1901-01-01 | [15 empty] | UST Currently In Use: 0; UST Temp Close: 0; AST Currently In Use: 0; AST Temp Closed: 0 | 0 | 0 | 3 | 15531-083-013443 | HICKS OIL COMPANY INC
36375 | Permanently Closed | 1990-11-27 | 1969-01-01 | 1990-11-27 | Petroleum | Unleaded gasoline | Unleaded gasoline |  | Steel | Steel |  | Painted or None | Steel |  | 1901-01-01 | [15 empty] | UST Currently In Use: 0; UST Temp Close: 0; AST Currently In Use: 0; AST Temp Closed: 0 | 0 | 0 | 2 | 15531-083-013445 | HICKS OIL COMPANY INC
36376 | Permanently Closed | 1990-11-27 | 1969-01-01 | 1990-11-27 | Petroleum | Unleaded gasoline | Unleaded gasoline |  | Steel | Steel |  | Painted or None | Steel |  | 1901-01-01 | [15 empty] | UST Currently In Use: 0; UST Temp Close: 0; AST Currently In Use: 0; AST Temp Closed: 0 | 0 | 0 | 2 | 15531-083-013445 | HICKS OIL COMPANY INC
36377 | Permanently Closed | 1991-11-01 | 1969-01-01 | 1995-04-21 | Petroleum | Unleaded gasoline | Unleaded gasoline |  | Steel | Steel |  | Painted or None | Steel |  | 1901-01-01 | [12 empty] | Annual line testing | Annual line testing |  | UST Currently In Use: 0; UST Temp Close: 0; AST Currently In Use: 0; AST Temp Closed: 0 | 0 | 0 | 2 | 15531-083-013446 | HICKS OIL COMPANY INC
36378 | Permanently Closed | 1991-11-01 | 1969-01-01 | 1995-04-21 | Petroleum | Unleaded gasoline | Unleaded gasoline |  | Steel | Steel |  | Painted or None | Steel |  | 1901-01-01 | [12 empty] | Annual line testing | Annual line testing |  | UST Currently In Use: 0; UST Temp Close: 0; AST Currently In Use: 0; AST Temp Closed: 0 | 0 | 0 | 2 | 15531-083-013446 | HICKS OIL COMPANY INC
36379 | Permanently Closed | 1989-04-01 | 1969-01-01 | 1989-04-01 | Petroleum | Unleaded gasoline | Unleaded gasoline |  | Steel | Steel |  | Painted or None | Steel |  | 1901-01-01 | [15 empty] | UST Currently In Use: 0; UST Temp Close: 0; AST Currently In Use: 0; AST Temp Closed: 0 | 0 | 0 | 6 | 15531-083-013447 | HICKS OIL COMPANY INC
36380 | Permanently Closed | 1989-04-01 | 1969-01-01 | 1989-04-01 | Petroleum | Unleaded gasoline | Unleaded gasoline |  | Steel | Steel |  | Painted or None | Steel |  | 1901-01-01 | [15 empty] | UST Currently In Use: 0; UST Temp Close: 0; AST Currently In Use: 0; AST Temp Closed: 0 | 0 | 0 | 6 | 15531-083-013447 | HICKS OIL COMPANY INC
36381 | Permanently Closed | 1989-04-01 | 1969-01-01 | 1989-04-01 | Petroleum | Kerosene | Kerosene |  | Steel | Steel |  | Painted or None | Steel |  | 1901-01-01 | [15 empty] | UST Currently In Use: 0; UST Temp Close: 0; AST Currently In Use: 0; AST Temp Closed: 0 | 0 | 0 | 6 | 15531-083-013447 | HICKS OIL COMPANY INC
36382 | Permanently Closed | 1983-05-01 | 1969-01-01 | 1988-09-28 | Petroleum | Other, X | Other |  | Steel | Steel |  | Painted or None | Steel |  | 1901-01-01 | [15 empty] | UST Currently In Use: 0; UST Temp Close: 0; AST Currently In Use: 0; AST Temp Closed: 0 | 0 | 0 | 6 | 15531-083-013447 | HICKS OIL COMPANY INC
36383 | Permanently Closed | 2004-04-01 | 1988-01-01 |  | Petroleum | Unleaded gasoline | Unleaded gasoline | Retail | Steel | Steel | Coated & cathodic protection (sti-P3) |  | Fiberglass reinforced plastic |  | 1901-01-01 |  | Catchment Basin, Single walled catchment basin | Flow Rest 90% Full | Flow Rest 90% Full |  |  | Statistical Inventory Reconciliation (SIR) | [8 empty] | UST Currently In Use: 0; UST Temp Close: 0; AST Currently In Use: 0; AST Temp Closed: 0 | 0 | 0 | 6 | 15531-083-013447 | HICKS OIL COMPANY INC
36384 | Permanently Closed | 2004-04-01 | 1989-01-01 |  | Petroleum | Mid-grade gasoline | Mid-grade gasoline | Retail | Steel | Steel | Coated & cathodic protection (sti-P3) |  | Fiberglass reinforced plastic |  | 1901-01-01 |  | Catchment Basin, Single walled catchment basin | Flow Rest 90% Full | Flow Rest 90% Full |  |  | Statistical Inventory Reconciliation (SIR) | [8 empty] | UST Currently In Use: 0; UST Temp Close: 0; AST Currently In Use: 0; AST Temp Closed: 0 | 0 | 0 | 6 | 15531-083-013447 | HICKS OIL COMPANY INC
36385 | Permanently Closed | 1991-07-05 | 1969-01-01 | 1991-07-05 | Petroleum | Unleaded gasoline | Unleaded gasoline |  | Steel | Steel |  | Painted or None | Steel |  | 1901-01-01 | [15 empty] | UST Currently In Use: 0; UST Temp Close: 0; AST Currently In Use: 0; AST Temp Closed: 0 | 0 | 0 | 2 | 15531-083-013448 | HICKS OIL COMPANY INC
36386 | Permanently Closed | 1991-07-05 | 1969-01-01 | 1991-07-05 | Petroleum | Unleaded gasoline | Unleaded gasoline |  | Steel | Steel |  | Painted or None | Steel |  | 1901-01-01 | [15 empty] | UST Currently In Use: 0; UST Temp Close: 0; AST Currently In Use: 0; AST Temp Closed: 0 | 0 | 0 | 2 | 15531-083-013448 | HICKS OIL COMPANY INC
36387 | Permanently Closed | 1990-11-27 | 1969-01-01 | 1990-11-27 | Petroleum | Unleaded gasoline | Unleaded gasoline |  | Steel | Steel |  | Painted or None | Steel |  | 1901-01-01 | [15 empty] | UST Currently In Use: 0; UST Temp Close: 0; AST Currently In Use: 0; AST Temp Closed: 0 | 0 | 0 | 3 | 15531-083-013440 | HICKS OIL COMPANY INC
36388 | Permanently Closed | 1990-11-27 | 1969-01-01 | 1990-11-27 | Petroleum | Unleaded gasoline | Unleaded gasoline |  | Steel | Steel |  | Painted or None | Steel |  | 1901-01-01 | [15 empty] | UST Currently In Use: 0; UST Temp Close: 0; AST Currently In Use: 0; AST Temp Closed: 0 | 0 | 0 | 3 | 15531-083-013440 | HICKS OIL COMPANY INC
36389 | Permanently Closed | 1978-03-01 | 1901-01-01 | 1988-09-28 | Petroleum | Unleaded gasoline | Unleaded gasoline |  | Steel | Steel |  | Painted or None | Steel |  | 1901-01-01 | [15 empty] | UST Currently In Use: 0; UST Temp Close: 0; AST Currently In Use: 0; AST Temp Closed: 0 | 0 | 0 | 3 | 15531-083-013440 | HICKS OIL COMPANY INC
36390 | Permanently Closed | 1989-09-08 | 1964-01-01 | 1989-09-08 | Petroleum | Unleaded gasoline | Unleaded gasoline |  | Steel | Steel |  | Painted or None | Steel |  | 1901-01-01 | [15 empty] | UST Currently In Use: 0; UST Temp Close: 0; AST Currently In Use: 0; AST Temp Closed: 0 | 0 | 0 | 2 | 15531-083-013450 | HICKS OIL COMPANY INC
36391 | Permanently Closed | 1989-09-08 | 1964-01-01 | 1989-09-08 | Petroleum | Unleaded gasoline | Unleaded gasoline |  | Steel | Steel |  | Painted or None | Steel |  | 1901-01-01 | [15 empty] | UST Currently In Use: 0; UST Temp Close: 0; AST Currently In Use: 0; AST Temp Closed: 0 | 0 | 0 | 2 | 15531-083-013450 | HICKS OIL COMPANY INC
36392 | Permanently Closed | 1991-06-30 | 1969-01-01 | 1991-06-30 | Petroleum | Unleaded gasoline | Unleaded gasoline |  | Steel | Steel |  | Painted or None | Steel |  | 1901-01-01 | [15 empty] | UST Currently In Use: 0; UST Temp Close: 0; AST Currently In Use: 0; AST Temp Closed: 0 | 0 | 0 | 2 | 15531-083-013451 | HICKS OIL COMPANY INC
36393 | Permanently Closed | 1991-06-30 | 1969-01-01 | 1991-06-30 | Petroleum | Unleaded gasoline | Unleaded gasoline |  | Steel | Steel |  | Painted or None | Steel |  | 1901-01-01 | [15 empty] | UST Currently In Use: 0; UST Temp Close: 0; AST Currently In Use: 0; AST Temp Closed: 0 | 0 | 0 | 2 | 15531-083-013451 | HICKS OIL COMPANY INC
36394 | Currently in Use |  | 1981-01-01 |  | Petroleum | Unleaded gasoline | Unleaded gasoline | Retail | Steel | Steel | Field installed cathodic protection, Interior lined (not allowed as a standalone method of corrosion protection) |  | Flexible | OPW |  |  | Catchment Basin, Single walled catchment basin | Flow Rest 90% Full | Flow Rest 90% Full |  |  | Continuous Automatic Tank Gauge, Statistical Inventory Reconciliation (SIR) |  | Automatic flow restrictor (MLLD) | Automatic flow restrictor (MLLD) |  |  | Statistical inventory reconciliation (SIR) | Statistical inventory reconciliation (SIR) |  | UST Currently In Use: 3; UST Temp Close: 0; AST Currently In Use: 0; AST Temp Closed: 0 | 3 | 0 | 0 | 22043-083-013452 | K.D. INC.
36395 | Currently in Use |  | 1981-01-01 | 1901-01-01 | Petroleum | Unleaded gasoline | Unleaded gasoline | Retail | Steel | Steel | Field installed cathodic protection, Interior lined (not allowed as a standalone method of corrosion protection) | [5 empty] | Single walled catchment basin |  |  |  |  | Automatic Tank Gauge | [5 empty] | Other, Manifolded | Other |  | UST Currently In Use: 4; UST Temp Close: 0; AST Currently In Use: 0; AST Temp Closed: 0 | 4 | 0 | 0 | 26111-083-013452 | Radwan & Bander, LLC
36396 | Currently in Use |  | 1981-01-01 |  | Petroleum | Premium gasoline | Premium gasoline | Retail | Steel | Steel | Field installed cathodic protection, Interior lined (not allowed as a standalone method of corrosion protection) |  | Flexible |  |  |  | Catchment Basin, Single walled catchment basin | Flow Rest 90% Full | Flow Rest 90% Full |  |  | Continuous Automatic Tank Gauge, Statistical Inventory Reconciliation (SIR) |  | Automatic flow restrictor (MLLD) | Automatic flow restrictor (MLLD) |  |  | Statistical inventory reconciliation (SIR) | Statistical inventory reconciliation (SIR) |  | UST Currently In Use: 3; UST Temp Close: 0; AST Currently In Use: 0; AST Temp Closed: 0 | 3 | 0 | 0 | 22043-083-013452 | K.D. INC.
36397 | Currently in Use |  | 1981-01-01 |  | Petroleum | On road diesel | On road diesel | Retail | Steel | Steel | Field installed cathodic protection, Interior lined (not allowed as a standalone method of corrosion protection) |  | Flexible |  |  |  | Catchment Basin, Single walled catchment basin | Flow Rest 90% Full | Flow Rest 90% Full |  |  | Continuous Automatic Tank Gauge, Statistical Inventory Reconciliation (SIR) |  | Automatic flow restrictor (MLLD) | Automatic flow restrictor (MLLD) |  |  | Statistical inventory reconciliation (SIR) | Statistical inventory reconciliation (SIR) |  | UST Currently In Use: 3; UST Temp Close: 0; AST Currently In Use: 0; AST Temp Closed: 0 | 3 | 0 | 0 | 22043-083-013452 | K.D. INC.
36398 | Permanently Closed | 1996-01-01 | 1985-01-01 | 1996-11-12 | Petroleum | Unleaded gasoline | Unleaded gasoline |  | Steel | Steel |  | Painted or None | Steel |  | 1901-01-01 | [6 empty] | Statistical Inventory Reconciliation (SIR) | [8 empty] | UST Currently In Use: 0; UST Temp Close: 0; AST Currently In Use: 0; AST Temp Closed: 0 | 0 | 0 | 3 | 15531-083-013453 | HICKS OIL COMPANY INC
36399 | Permanently Closed | 1996-01-01 | 1985-01-01 | 1996-11-12 | Petroleum | Unleaded gasoline | Unleaded gasoline |  | Steel | Steel |  | Painted or None | Steel |  | 1901-01-01 | [6 empty] | Statistical Inventory Reconciliation (SIR) | [8 empty] | UST Currently In Use: 0; UST Temp Close: 0; AST Currently In Use: 0; AST Temp Closed: 0 | 0 | 0 | 3 | 15531-083-013453 | HICKS OIL COMPANY INC
36400 | Permanently Closed | 1996-01-01 | 1986-01-01 | 1996-11-12 | Petroleum | Unleaded gasoline | Unleaded gasoline |  | Steel | Steel |  | Painted or None | Steel |  | 1901-01-01 | [6 empty] | Statistical Inventory Reconciliation (SIR) | [8 empty] | UST Currently In Use: 0; UST Temp Close: 0; AST Currently In Use: 0; AST Temp Closed: 0 | 0 | 0 | 3 | 15531-083-013453 | HICKS OIL COMPANY INC
36401 | Permanently Closed | 1989-06-04 | 1969-01-01 | 1989-06-04 | Petroleum | Unleaded gasoline | Unleaded gasoline |  | Steel | Steel |  | Painted or None | Steel |  | 1901-01-01 | [15 empty] | UST Currently In Use: 0; UST Temp Close: 0; AST Currently In Use: 0; AST Temp Closed: 0 | 0 | 0 | 5 | 15531-083-013454 | HICKS OIL COMPANY INC
36402 | Permanently Closed | 1989-06-04 | 1969-01-01 | 1989-06-04 | Petroleum | Unleaded gasoline | Unleaded gasoline |  | Steel | Steel |  | Painted or None | Steel |  | 1901-01-01 | [15 empty] | UST Currently In Use: 0; UST Temp Close: 0; AST Currently In Use: 0; AST Temp Closed: 0 | 0 | 0 | 5 | 15531-083-013454 | HICKS OIL COMPANY INC
36403 | Permanently Closed | 1989-06-04 | 1969-01-01 | 1989-06-04 | Petroleum | Unleaded gasoline | Unleaded gasoline |  | Steel | Steel |  | Painted or None | Steel |  | 1901-01-01 | [15 empty] | UST Currently In Use: 0; UST Temp Close: 0; AST Currently In Use: 0; AST Temp Closed: 0 | 0 | 0 | 5 | 15531-083-013454 | HICKS OIL COMPANY INC
36404 | Permanently Closed | 1996-01-01 | 1989-01-01 | 1996-11-15 | Petroleum | Unleaded gasoline | Unleaded gasoline |  | Steel | Steel | Coated & cathodic protection (sti-P3) |  | Fiberglass reinforced plastic |  | 1901-01-01 | Field installed cathodic protection | [14 empty] | UST Currently In Use: 0; UST Temp Close: 0; AST Currently In Use: 0; AST Temp Closed: 0 | 0 | 0 | 5 | 15531-083-013454 | HICKS OIL COMPANY INC
36405 | Permanently Closed | 1996-01-01 | 1989-01-01 | 1996-11-15 | Petroleum | Unleaded gasoline | Unleaded gasoline |  | Steel | Steel | Coated & cathodic protection (sti-P3) |  | Fiberglass reinforced plastic |  | 1901-01-01 | Field installed cathodic protection | [14 empty] | UST Currently In Use: 0; UST Temp Close: 0; AST Currently In Use: 0; AST Temp Closed: 0 | 0 | 0 | 5 | 15531-083-013454 | HICKS OIL COMPANY INC
36406 | Permanently Closed | 1998-12-21 | 1987-01-01 | 1999-12-15 | Petroleum | Unleaded gasoline | Unleaded gasoline |  | Steel | Steel |  | Painted or None | Steel |  | 1901-01-01 | [6 empty] | Statistical Inventory Reconciliation (SIR) | [8 empty] | UST Currently In Use: 0; UST Temp Close: 0; AST Currently In Use: 0; AST Temp Closed: 0 | 0 | 0 | 2 | 15531-083-013455 | HICKS OIL COMPANY INC
36407 | Permanently Closed | 1998-12-21 | 1987-01-01 | 1999-12-15 | Petroleum | Premium gasoline | Premium gasoline |  | Steel | Steel |  | Painted or None | Steel |  | 1901-01-01 | [6 empty] | Statistical Inventory Reconciliation (SIR) | [8 empty] | UST Currently In Use: 0; UST Temp Close: 0; AST Currently In Use: 0; AST Temp Closed: 0 | 0 | 0 | 2 | 15531-083-013455 | HICKS OIL COMPANY INC
36408 | Permanently Closed | 1991-06-29 | 1974-01-01 | 1991-06-29 | Petroleum | Unleaded gasoline | Unleaded gasoline |  | Steel | Steel |  | Painted or None | Steel |  | 1901-01-01 | [15 empty] | UST Currently In Use: 0; UST Temp Close: 3; AST Currently In Use: 0; AST Temp Closed: 0 | 0 | 3 | 3 | 17612-083-013456 | ROBERTSON ENTERPRISES, INC.
36409 | Permanently Closed | 1991-06-29 | 1969-01-01 | 1991-06-29 | Petroleum | Unleaded gasoline | Unleaded gasoline |  | Steel | Steel |  | Painted or None | Steel |  | 1901-01-01 | [15 empty] | UST Currently In Use: 0; UST Temp Close: 3; AST Currently In Use: 0; AST Temp Closed: 0 | 0 | 3 | 3 | 17612-083-013456 | ROBERTSON ENTERPRISES, INC.
36410 | Permanently Closed | 1991-06-29 | 1969-01-01 | 1991-06-29 | Petroleum | Unleaded gasoline | Unleaded gasoline |  | Steel | Steel |  | Painted or None | Steel |  | 1901-01-01 | [15 empty] | UST Currently In Use: 0; UST Temp Close: 3; AST Currently In Use: 0; AST Temp Closed: 0 | 0 | 3 | 3 | 17612-083-013456 | ROBERTSON ENTERPRISES, INC.
36411 | Permanently Closed | 1996-01-01 | 1986-01-01 | 1996-11-04 | Petroleum | Unleaded gasoline | Unleaded gasoline |  | Steel | Steel |  | Painted or None | Steel |  | 1901-01-01 | [15 empty] | UST Currently In Use: 0; UST Temp Close: 0; AST Currently In Use: 0; AST Temp Closed: 0 | 0 | 0 | 2 | 15531-083-013457 | HICKS OIL COMPANY INC
36412 | Permanently Closed | 1996-01-01 | 1986-01-01 | 1996-11-04 | Petroleum | Unleaded gasoline | Unleaded gasoline |  | Steel | Steel |  | Painted or None | Steel |  | 1901-01-01 | [15 empty] | UST Currently In Use: 0; UST Temp Close: 0; AST Currently In Use: 0; AST Temp Closed: 0 | 0 | 0 | 2 | 15531-083-013457 | HICKS OIL COMPANY INC
36413 | Permanently Closed | 1992-12-30 | 1984-01-01 | 1992-12-30 | Petroleum | Unleaded gasoline | Unleaded gasoline |  | Steel | Steel |  | Painted or None | Steel |  | 1901-01-01 | [15 empty] | UST Currently In Use: 0; UST Temp Close: 0; AST Currently In Use: 0; AST Temp Closed: 0 | 0 | 0 | 3 | 15531-083-013458 | HICKS OIL COMPANY INC
36414 | Permanently Closed | 1992-12-30 | 1969-01-01 | 1992-12-30 | Petroleum | Unleaded gasoline | Unleaded gasoline |  | Steel | Steel |  | Painted or None | Steel |  | 1901-01-01 | [15 empty] | UST Currently In Use: 0; UST Temp Close: 0; AST Currently In Use: 0; AST Temp Closed: 0 | 0 | 0 | 3 | 15531-083-013458 | HICKS OIL COMPANY INC
36415 | Permanently Closed | 1992-12-30 | 1969-01-01 | 1992-12-30 | Petroleum | Unleaded gasoline | Unleaded gasoline |  | Steel | Steel |  | Painted or None | Steel |  | 1901-01-01 | [15 empty] | UST Currently In Use: 0; UST Temp Close: 0; AST Currently In Use: 0; AST Temp Closed: 0 | 0 | 0 | 3 | 15531-083-013458 | HICKS OIL COMPANY INC
36416 | Permanently Closed | 1991-05-28 | 1974-01-01 | 1991-05-28 | Petroleum | Unleaded gasoline | Unleaded gasoline |  | Steel | Steel |  | Painted or None | Steel |  | 1901-01-01 | [15 empty] | UST Currently In Use: 0; UST Temp Close: 0; AST Currently In Use: 0; AST Temp Closed: 0 | 0 | 0 | 3 | 15531-083-013459 | HICKS OIL COMPANY INC
36417 | Permanently Closed | 1991-05-28 | 1969-01-01 | 1991-05-28 | Petroleum | Unleaded gasoline | Unleaded gasoline |  | Steel | Steel |  | Painted or None | Steel |  | 1901-01-01 | [15 empty] | UST Currently In Use: 0; UST Temp Close: 0; AST Currently In Use: 0; AST Temp Closed: 0 | 0 | 0 | 3 | 15531-083-013459 | HICKS OIL COMPANY INC
36418 | Permanently Closed | 1991-05-28 | 1969-01-01 | 1991-05-28 | Petroleum | Unleaded gasoline | Unleaded gasoline |  | Steel | Steel |  | Painted or None | Steel |  | 1901-01-01 | [15 empty] | UST Currently In Use: 0; UST Temp Close: 0; AST Currently In Use: 0; AST Temp Closed: 0 | 0 | 0 | 3 | 15531-083-013459 | HICKS OIL COMPANY INC
36419 | Permanently Closed | 1990-11-27 | 1969-01-01 | 1990-11-27 | Petroleum | Unleaded gasoline | Unleaded gasoline |  | Steel | Steel |  | Painted or None | Steel |  | 1901-01-01 | [15 empty] | UST Currently In Use: 0; UST Temp Close: 0; AST Currently In Use: 0; AST Temp Closed: 0 | 0 | 0 | 2 | 15531-083-013462 | HICKS OIL COMPANY INC
36420 | Permanently Closed | 1990-11-27 | 1969-01-01 | 1990-11-27 | Petroleum | Unleaded gasoline | Unleaded gasoline |  | Steel | Steel |  | Painted or None | Steel |  | 1901-01-01 | [15 empty] | UST Currently In Use: 0; UST Temp Close: 0; AST Currently In Use: 0; AST Temp Closed: 0 | 0 | 0 | 2 | 15531-083-013462 | HICKS OIL COMPANY INC
36421 | Permanently Closed | 1993-06-01 | 1969-01-01 | 1993-06-01 | Petroleum | Unleaded gasoline | Unleaded gasoline |  | Steel | Steel |  | Painted or None | Steel |  | 1901-01-01 | [12 empty] | Annual line testing | Annual line testing |  | UST Currently In Use: 0; UST Temp Close: 0; AST Currently In Use: 0; AST Temp Closed: 0 | 0 | 0 | 4 | 15531-083-013463 | HICKS OIL COMPANY INC
36422 | Permanently Closed | 1993-06-01 | 1969-01-01 | 1993-06-01 | Petroleum | Unleaded gasoline | Unleaded gasoline |  | Steel | Steel |  | Painted or None | Steel |  | 1901-01-01 | [12 empty] | Annual line testing | Annual line testing |  | UST Currently In Use: 0; UST Temp Close: 0; AST Currently In Use: 0; AST Temp Closed: 0 | 0 | 0 | 4 | 15531-083-013463 | HICKS OIL COMPANY INC
36423 | Permanently Closed | 1975-05-31 | 1969-01-01 | 1993-06-01 | Petroleum | Unleaded gasoline | Unleaded gasoline |  | Steel | Steel |  | Painted or None | Steel |  | 1901-01-01 | [12 empty] | Annual line testing | Annual line testing |  | UST Currently In Use: 0; UST Temp Close: 0; AST Currently In Use: 0; AST Temp Closed: 0 | 0 | 0 | 4 | 15531-083-013463 | HICKS OIL COMPANY INC
36424 | Permanently Closed | 1984-02-01 | 1969-01-01 | 1988-09-28 | Petroleum | Other, X | Other |  | Steel | Steel |  | Painted or None | Steel |  | 1901-01-01 | [15 empty] | UST Currently In Use: 0; UST Temp Close: 0; AST Currently In Use: 0; AST Temp Closed: 0 | 0 | 0 | 4 | 15531-083-013463 | HICKS OIL COMPANY INC
36425 | Permanently Closed | 1996-10-21 | 1974-01-01 | 1998-10-21 | Petroleum | Unleaded gasoline | Unleaded gasoline |  | Steel | Steel |  | Painted or None | Steel |  | 1901-01-01 | [6 empty] | Statistical Inventory Reconciliation (SIR) | [8 empty] | UST Currently In Use: 3; UST Temp Close: 0; AST Currently In Use: 0; AST Temp Closed: 0 | 3 | 0 | 3 | 22134-083-013464 | B&K GROCERY
36426 | Permanently Closed | 1996-10-21 | 1974-01-01 | 1998-10-21 | Petroleum | Unleaded gasoline | Unleaded gasoline |  | Steel | Steel |  | Painted or None | Steel |  | 1901-01-01 | [6 empty] | Statistical Inventory Reconciliation (SIR) | [8 empty] | UST Currently In Use: 3; UST Temp Close: 0; AST Currently In Use: 0; AST Temp Closed: 0 | 3 | 0 | 3 | 22134-083-013464 | B&K GROCERY
36427 | Permanently Closed | 1996-10-21 | 1974-01-01 | 1998-10-21 | Petroleum | Unleaded gasoline | Unleaded gasoline |  | Steel | Steel |  | Painted or None | Steel |  | 1901-01-01 | [6 empty] | Statistical Inventory Reconciliation (SIR) | [8 empty] | UST Currently In Use: 3; UST Temp Close: 0; AST Currently In Use: 0; AST Temp Closed: 0 | 3 | 0 | 3 | 22134-083-013464 | B&K GROCERY
36428 | Permanently Closed | 1999-01-27 | 1979-01-01 | 1999-01-27 | Petroleum | Unleaded gasoline | Unleaded gasoline |  | Steel | Steel |  | Painted or None | Steel |  | 1901-01-01 | [12 empty] | Annual line testing | Annual line testing |  | UST Currently In Use: 0; UST Temp Close: 0; AST Currently In Use: 0; AST Temp Closed: 0 | 0 | 0 | 3 | 16239-083-013465 | WAYNE CLEM
36429 | Permanently Closed | 1999-01-27 | 1969-01-01 |  | Petroleum | Unleaded gasoline | Unleaded gasoline |  | Steel | Steel |  | Painted or None | Steel |  | 1901-01-01 | [12 empty] | Annual line testing | Annual line testing |  | UST Currently In Use: 0; UST Temp Close: 0; AST Currently In Use: 0; AST Temp Closed: 0 | 0 | 0 | 3 | 16239-083-013465 | WAYNE CLEM
36430 | Permanently Closed | 1999-01-27 | 1969-01-01 |  | Petroleum | Unleaded gasoline | Unleaded gasoline |  | Steel | Steel |  | Painted or None | Steel |  | 1901-01-01 | [12 empty] | Annual line testing | Annual line testing |  | UST Currently In Use: 0; UST Temp Close: 0; AST Currently In Use: 0; AST Temp Closed: 0 | 0 | 0 | 3 | 16239-083-013465 | WAYNE CLEM
36431 | Permanently Closed | 1996-05-01 | 1974-01-01 | 1996-05-09 | Petroleum | Unleaded gasoline | Unleaded gasoline |  | Steel | Steel |  | Painted or None | Steel |  | 1901-01-01 | [6 empty] | Statistical Inventory Reconciliation (SIR) | [8 empty] | UST Currently In Use: 0; UST Temp Close: 0; AST Currently In Use: 0; AST Temp Closed: 0 | 0 | 0 | 4 | 17612-083-013466 | ROBERTSON ENTERPRISES, INC.
36432 | Permanently Closed | 1996-05-01 | 1974-01-01 | 1996-05-09 | Petroleum | Unleaded gasoline | Unleaded gasoline |  | Steel | Steel |  | Painted or None | Steel |  | 1901-01-01 | [6 empty] | Statistical Inventory Reconciliation (SIR) | [8 empty] | UST Currently In Use: 0; UST Temp Close: 0; AST Currently In Use: 0; AST Temp Closed: 0 | 0 | 0 | 4 | 17612-083-013466 | ROBERTSON ENTERPRISES, INC.
36433 | Currently in Use |  | 1989-01-01 |  | Petroleum | Unleaded gasoline | Unleaded gasoline | Retail | Steel | Steel | Coated & cathodic protection (sti-P3) |  | Fiberglass reinforced plastic |  |  | None | Catchment Basin, Single walled catchment basin | Flow Rest 90% Full | Flow Rest 90% Full |  |  | Continuous Automatic Tank Gauge | [8 empty] | UST Currently In Use: 3; UST Temp Close: 0; AST Currently In Use: 0; AST Temp Closed: 0 | 3 | 0 | 0 | 24322-083-014731 | A & B HOLDINGS, LLC
36435 | Currently in Use |  | 1989-01-01 |  | Petroleum | Premium gasoline | Premium gasoline | Retail | Steel | Steel | Coated & cathodic protection (sti-P3) |  | Fiberglass reinforced plastic |  |  |  | Catchment Basin, Single walled catchment basin | Flow Rest 90% Full | Flow Rest 90% Full |  |  | Continuous Automatic Tank Gauge | [8 empty] | UST Currently In Use: 3; UST Temp Close: 0; AST Currently In Use: 0; AST Temp Closed: 0 | 3 | 0 | 0 | 24322-083-014731 | A & B HOLDINGS, LLC
36436 | Currently in Use |  | 1989-01-01 |  | Petroleum | On road diesel | On road diesel | Retail | Steel | Steel | Coated & cathodic protection (sti-P3) |  | Fiberglass reinforced plastic |  |  | None | Catchment Basin, Single walled catchment basin | Flow Rest 90% Full | Flow Rest 90% Full |  |  | Continuous Automatic Tank Gauge | [8 empty] | UST Currently In Use: 3; UST Temp Close: 0; AST Currently In Use: 0; AST Temp Closed: 0 | 3 | 0 | 0 | 24322-083-014731 | A & B HOLDINGS, LLC
36437 | Cannot Locate or abandoned | 2007-07-01 | 1990-01-18 |  | Petroleum | Unleaded gasoline | Unleaded gasoline | Retail | Steel | Steel | Coated & cathodic protection (sti-P3) |  | Fiberglass reinforced plastic |  |  |  | Catchment Basin, Single walled catchment basin | Flow Rest 90% Full | Flow Rest 90% Full |  |  | Statistical Inventory Reconciliation (SIR) | [8 empty] | UST Currently In Use: 0; UST Temp Close: 0; AST Currently In Use: 0; AST Temp Closed: 0 | 0 | 0 | 0 | 23443-083-015308 | THOMAS L HOLT
36438 | Cannot Locate or abandoned | 2007-07-01 | 1990-01-18 |  | Petroleum | Mid-grade gasoline | Mid-grade gasoline | Retail | Steel | Steel | Coated & cathodic protection (sti-P3) |  | Fiberglass reinforced plastic |  |  |  | Catchment Basin, Single walled catchment basin | Flow Rest 90% Full | Flow Rest 90% Full |  |  | Statistical Inventory Reconciliation (SIR) | [8 empty] | UST Currently In Use: 0; UST Temp Close: 0; AST Currently In Use: 0; AST Temp Closed: 0 | 0 | 0 | 0 | 23443-083-015308 | THOMAS L HOLT
36439 | Cannot Locate or abandoned | 2007-07-01 | 1990-01-18 |  | Petroleum | On road diesel | On road diesel | Retail | Steel | Steel | Coated & cathodic protection (sti-P3) |  | Fiberglass reinforced plastic |  |  |  | Catchment Basin, Single walled catchment basin | Flow Rest 90% Full | Flow Rest 90% Full |  |  | Statistical Inventory Reconciliation (SIR) | [8 empty] | UST Currently In Use: 0; UST Temp Close: 0; AST Currently In Use: 0; AST Temp Closed: 0 | 0 | 0 | 0 | 23443-083-015308 | THOMAS L HOLT
36440 | Currently in Use |  | 1990-01-20 |  | Petroleum | Unleaded gasoline | Unleaded gasoline | Retail | Single Wall, Steel | Steel | Coated & cathodic protection (sti-P3), Field installed cathodic protection |  | Fiberglass reinforced plastic |  |  |  | Catchment Basin, Single walled catchment basin | Automatic shutoff device At 95% full, Flow Rest 90% Full | Flow Rest 90% Full |  |  | Automatic Tank Gauge |  | Automatic shutoff device (AELLD) | Automatic shutoff device (AELLD) | [5 empty] | UST Currently In Use: 4; UST Temp Close: 0; AST Currently In Use: 1; AST Temp Closed: 0 | 4 | 0 | 0 | 23854-089-015310 | BUDDHA, INC.
36441 | Currently in Use |  | 1990-01-20 |  | Petroleum | Unleaded gasoline | Unleaded gasoline | Retail | Single Wall, Steel | Steel | Coated & cathodic protection (sti-P3), Field installed cathodic protection |  | Fiberglass reinforced plastic |  |  |  | Catchment Basin, Single walled catchment basin | Automatic shutoff device At 95% full, Flow Rest 90% Full | Flow Rest 90% Full |  |  | Automatic Tank Gauge |  | Automatic shutoff device (AELLD) | Automatic shutoff device (AELLD) | [5 empty] | UST Currently In Use: 4; UST Temp Close: 0; AST Currently In Use: 1; AST Temp Closed: 0 | 4 | 0 | 0 | 23854-089-015310 | BUDDHA, INC.
36442 | Currently in Use |  | 1990-01-20 |  | Petroleum | Premium gasoline | Premium gasoline | Retail | Single Wall, Steel | Steel | Coated & cathodic protection (sti-P3), Field installed cathodic protection |  | Fiberglass reinforced plastic |  |  |  | Catchment Basin, Single walled catchment basin | Automatic shutoff device At 95% full, Flow Rest 90% Full | Flow Rest 90% Full |  |  | Automatic Tank Gauge |  | Automatic shutoff device (AELLD) | Automatic shutoff device (AELLD) | [5 empty] | UST Currently In Use: 4; UST Temp Close: 0; AST Currently In Use: 1; AST Temp Closed: 0 | 4 | 0 | 0 | 23854-089-015310 | BUDDHA, INC.
36443 | Currently in Use |  | 1990-01-20 |  | Petroleum | On road diesel | On road diesel | Retail | Single Wall, Steel | Steel | Coated & cathodic protection (sti-P3), Field installed cathodic protection |  | Fiberglass reinforced plastic |  |  |  | Catchment Basin, Single walled catchment basin | Automatic shutoff device At 95% full, Flow Rest 90% Full | Flow Rest 90% Full |  |  | Automatic Tank Gauge | [8 empty] | UST Currently In Use: 4; UST Temp Close: 0; AST Currently In Use: 1; AST Temp Closed: 0 | 4 | 0 | 0 | 23854-089-015310 | BUDDHA, INC.
36444 | Permanently Closed | 1998-02-01 | 1975-01-01 | 1998-06-15 | Petroleum | On road diesel | On road diesel |  | Steel | Steel |  | Painted or None | Steel |  | 1901-01-01 | None | [14 empty] | UST Currently In Use: 0; UST Temp Close: 0; AST Currently In Use: 0; AST Temp Closed: 0 | 0 | 0 | 2 | 15532-073-013483 | JASPER OIL INC
36445 | Permanently Closed | 1998-02-01 | 1975-01-01 | 1998-06-15 | Petroleum | On road diesel | On road diesel |  | Steel | Steel |  | Painted or None | Steel |  | 1901-01-01 | None | [14 empty] | UST Currently In Use: 0; UST Temp Close: 0; AST Currently In Use: 0; AST Temp Closed: 0 | 0 | 0 | 2 | 15532-073-013483 | JASPER OIL INC
36446 | Currently in Use |  | 1982-01-01 |  | Petroleum | Unleaded gasoline | Unleaded gasoline | Retail | Single Wall, Steel | Steel | Field installed cathodic protection |  | Single Wall, Steel |  | 1901-01-01 | Field installed cathodic protection | Catchment Basin, Single walled catchment basin | Automatic shutoff device At 95% full | Automatic shutoff device At 95% full |  |  | Continuous Automatic Tank Gauge | Direct Bury submersible pump | Automatic shutoff device (AELLD) | Automatic shutoff device (AELLD) | [5 empty] | UST Currently In Use: 4; UST Temp Close: 0; AST Currently In Use: 0; AST Temp Closed: 0 | 4 | 0 | 0 | 21979-127-004071 | HELEN G KILGORE
36447 | Currently in Use |  | 1982-01-01 |  | Petroleum | Unleaded gasoline | Unleaded gasoline | Retail | Single Wall, Steel | Steel | Field installed cathodic protection |  | Single Wall, Steel |  | 1901-01-01 | Field installed cathodic protection | Catchment Basin, Single walled catchment basin | Automatic shutoff device At 95% full | Automatic shutoff device At 95% full |  |  | Continuous Automatic Tank Gauge | Direct Bury submersible pump | Automatic shutoff device (AELLD) | Automatic shutoff device (AELLD) | [5 empty] | UST Currently In Use: 4; UST Temp Close: 0; AST Currently In Use: 0; AST Temp Closed: 0 | 4 | 0 | 0 | 21979-127-004071 | HELEN G KILGORE
36448 | Currently in Use |  | 1982-01-01 |  | Petroleum | Premium gasoline | Premium gasoline | Retail | Single Wall, Steel | Steel | Field installed cathodic protection |  | Single Wall, Steel |  | 1901-01-01 | Field installed cathodic protection | Catchment Basin, Single walled catchment basin | Automatic shutoff device At 95% full | Automatic shutoff device At 95% full |  |  | Continuous Automatic Tank Gauge | Direct Bury submersible pump | Automatic shutoff device (AELLD) | Automatic shutoff device (AELLD) | [5 empty] | UST Currently In Use: 4; UST Temp Close: 0; AST Currently In Use: 0; AST Temp Closed: 0 | 4 | 0 | 0 | 21979-127-004071 | HELEN G KILGORE
36449 | Currently in Use |  | 1982-01-01 |  | Petroleum | On road diesel | On road diesel | Retail | Single Wall, Steel | Steel | Field installed cathodic protection |  | Single Wall, Steel |  | 1901-01-01 | Field installed cathodic protection | Catchment Basin, Single walled catchment basin | Automatic shutoff device At 95% full | Automatic shutoff device At 95% full |  |  | Continuous Automatic Tank Gauge | Direct Bury submersible pump | Automatic shutoff device (AELLD) | Automatic shutoff device (AELLD) | [5 empty] | UST Currently In Use: 4; UST Temp Close: 0; AST Currently In Use: 0; AST Temp Closed: 0 | 4 | 0 | 0 | 21979-127-004071 | HELEN G KILGORE
36450 | Currently in Use |  | 1979-01-01 |  | Petroleum | Premium gasoline | Premium gasoline | Retail | Single Wall, Steel | Steel | Field installed cathodic protection |  | Double Wall, Fiberglass reinforced plastic |  |  |  | Catchment Basin, Single walled catchment basin | Automatic shutoff device At 95% full, Flow Rest 90% Full | Flow Rest 90% Full |  |  | Statistical Inventory Reconciliation (SIR) | Single walled submersible pump containment sump | Automatic flow restrictor (MLLD), Containment Sump | Containment Sump |  |  | Statistical inventory reconciliation (SIR) | Statistical inventory reconciliation (SIR) |  | UST Currently In Use: 4; UST Temp Close: 0; AST Currently In Use: 0; AST Temp Closed: 0 | 4 | 0 | 0 | 13529-127-013467 | MOORE PETROLEUM COMPANY, INC.
36451 | Currently in Use |  | 1979-01-01 |  | Petroleum | On road diesel | On road diesel | Retail | Single Wall, Steel | Steel | Field installed cathodic protection |  | Double Wall, Fiberglass reinforced plastic |  |  |  | Catchment Basin, Single walled catchment basin | Automatic shutoff device At 95% full, Flow Rest 90% Full | Flow Rest 90% Full |  |  | Statistical Inventory Reconciliation (SIR) | Single walled submersible pump containment sump | Automatic flow restrictor (MLLD), Containment Sump | Containment Sump |  |  | Statistical inventory reconciliation (SIR) | Statistical inventory reconciliation (SIR) |  | UST Currently In Use: 4; UST Temp Close: 0; AST Currently In Use: 0; AST Temp Closed: 0 | 4 | 0 | 0 | 13529-127-013467 | MOORE PETROLEUM COMPANY, INC.
36452 | Currently in Use |  | 1979-01-01 |  | Petroleum | Unleaded gasoline | Unleaded gasoline | Retail | Single Wall, Steel | Steel | Field installed cathodic protection |  | Double Wall, Fiberglass reinforced plastic |  |  |  | Catchment Basin, Single walled catchment basin | Automatic shutoff device At 95% full, Flow Rest 90% Full | Flow Rest 90% Full |  |  | Statistical Inventory Reconciliation (SIR) | Single walled submersible pump containment sump | Automatic flow restrictor (MLLD), Containment Sump | Containment Sump |  |  | Statistical inventory reconciliation (SIR) | Statistical inventory reconciliation (SIR) |  | UST Currently In Use: 4; UST Temp Close: 0; AST Currently In Use: 0; AST Temp Closed: 0 | 4 | 0 | 0 | 13529-127-013467 | MOORE PETROLEUM COMPANY, INC.
36453 | Currently in Use |  | 1979-01-01 |  | Petroleum | Unleaded gasoline | Unleaded gasoline | Retail | Single Wall, Steel | Steel | Field installed cathodic protection |  | Double Wall, Fiberglass reinforced plastic |  |  |  | Catchment Basin, Single walled catchment basin | Automatic shutoff device At 95% full, Flow Rest 90% Full | Flow Rest 90% Full |  |  | Statistical Inventory Reconciliation (SIR) | Single walled submersible pump containment sump | Automatic flow restrictor (MLLD), Containment Sump | Containment Sump |  |  | Statistical inventory reconciliation (SIR) | Statistical inventory reconciliation (SIR) |  | UST Currently In Use: 4; UST Temp Close: 0; AST Currently In Use: 0; AST Temp Closed: 0 | 4 | 0 | 0 | 13529-127-013467 | MOORE PETROLEUM COMPANY, INC.
36454 | Permanently Closed | 1994-08-01 | 1971-01-01 | 1994-08-09 | Petroleum | Unleaded gasoline | Unleaded gasoline | Retail | Steel | Steel |  | Painted or None | Steel |  | 1901-01-01 | [12 empty] | Annual line testing | Annual line testing |  | UST Currently In Use: 0; UST Temp Close: 0; AST Currently In Use: 0; AST Temp Closed: 0 | 0 | 0 | 2 | 15532-127-013474 | JASPER OIL INC
36455 | Permanently Closed | 1994-08-01 | 1971-01-01 | 1994-08-09 | Petroleum | Unleaded gasoline | Unleaded gasoline | Retail | Steel | Steel |  | Painted or None | Steel |  | 1901-01-01 | [12 empty] | Annual line testing | Annual line testing |  | UST Currently In Use: 0; UST Temp Close: 0; AST Currently In Use: 0; AST Temp Closed: 0 | 0 | 0 | 2 | 15532-127-013474 | JASPER OIL INC
36456 | Temporary Closed | 2006-02-16 | 1973-01-01 |  | Petroleum | Premium gasoline | Premium gasoline | Retail | Single Wall, Steel | Steel | Field installed cathodic protection |  | Single Wall, Steel |  | 1901-01-01 | Field installed cathodic protection | Catchment Basin, Single walled catchment basin | Automatic shutoff device At 95% full | Automatic shutoff device At 95% full |  |  | Statistical Inventory Reconciliation (SIR) | [8 empty] | UST Currently In Use: 0; UST Temp Close: 2; AST Currently In Use: 0; AST Temp Closed: 0 | 0 | 2 | 0 | 21479-127-013475 | ALBERT RAY WHITWORTH
36457 | Temporary Closed | 2017-09-01 | 1973-01-01 |  | Petroleum | Unleaded gasoline | Unleaded gasoline | Retail | Single Wall, Steel | Steel | Field installed cathodic protection |  | Single Wall, Steel |  | 1901-01-01 | Field installed cathodic protection | Catchment Basin, Single walled catchment basin | Automatic shutoff device At 95% full | Automatic shutoff device At 95% full |  |  | Statistical Inventory Reconciliation (SIR) | [8 empty] | UST Currently In Use: 0; UST Temp Close: 2; AST Currently In Use: 0; AST Temp Closed: 0 | 0 | 2 | 0 | 21479-127-013475 | ALBERT RAY WHITWORTH
36458 | Temporary Closed | 2009-10-01 | 1977-01-01 |  | Petroleum | Unleaded gasoline | Unleaded gasoline | Retail | Single Wall, Steel | Steel | Field installed cathodic protection, Interior lined (not allowed as a standalone method of corrosion protection) |  | Single Wall, Steel |  | 1901-01-01 | Field installed cathodic protection | Catchment Basin, Single walled catchment basin | Automatic shutoff device At 95% full | Automatic shutoff device At 95% full |  |  | Statistical Inventory Reconciliation (SIR) | [8 empty] | UST Currently In Use: 0; UST Temp Close: 2; AST Currently In Use: 0; AST Temp Closed: 0 | 0 | 2 | 0 | 21479-127-013476 | ALBERT RAY WHITWORTH
36459 | Temporary Closed | 2009-10-01 | 1977-01-01 |  | Petroleum | Premium gasoline | Premium gasoline | Retail | Single Wall, Steel | Steel | Field installed cathodic protection, Interior lined (not allowed as a standalone method of corrosion protection) |  | Single Wall, Steel |  | 1901-01-01 | Field installed cathodic protection | Catchment Basin, Single walled catchment basin | Automatic shutoff device At 95% full | Automatic shutoff device At 95% full |  |  | Statistical Inventory Reconciliation (SIR) | [8 empty] | UST Currently In Use: 0; UST Temp Close: 2; AST Currently In Use: 0; AST Temp Closed: 0 | 0 | 2 | 0 | 21479-127-013476 | ALBERT RAY WHITWORTH
36461 | Permanently Closed | 2003-11-03 | 1973-01-01 | 2004-07-12 | Petroleum | Unleaded gasoline | Unleaded gasoline | Retail | Steel | Steel | Field installed cathodic protection |  | Steel |  | 1901-01-01 | Field installed cathodic protection | Catchment Basin, Single walled catchment basin | Automatic shutoff device At 95% full | Automatic shutoff device At 95% full | [11 empty] | UST Currently In Use: 0; UST Temp Close: 0; AST Currently In Use: 0; AST Temp Closed: 0 | 0 | 0 | 3 | 15532-127-013478 | JASPER OIL INC
36462 | Permanently Closed | 2003-11-03 | 1973-01-01 | 2004-07-12 | Petroleum | Mid-grade gasoline | Mid-grade gasoline | Retail | Steel | Steel | Field installed cathodic protection |  | Steel |  | 1901-01-01 | Field installed cathodic protection | Catchment Basin, Single walled catchment basin | Automatic shutoff device At 95% full | Automatic shutoff device At 95% full | [11 empty] | UST Currently In Use: 0; UST Temp Close: 0; AST Currently In Use: 0; AST Temp Closed: 0 | 0 | 0 | 3 | 15532-127-013478 | JASPER OIL INC
36463 | Permanently Closed | 2003-11-03 | 1973-01-01 | 2004-07-12 | Petroleum | Premium gasoline | Premium gasoline | Retail | Steel | Steel | Field installed cathodic protection |  | Steel |  | 1901-01-01 | Field installed cathodic protection | Catchment Basin, Single walled catchment basin | Automatic shutoff device At 95% full | Automatic shutoff device At 95% full | [11 empty] | UST Currently In Use: 0; UST Temp Close: 0; AST Currently In Use: 0; AST Temp Closed: 0 | 0 | 0 | 3 | 15532-127-013478 | JASPER OIL INC
36464 | Permanently Closed | 2005-08-23 | 1976-01-01 | 2005-08-23 | Petroleum | Unleaded gasoline | Unleaded gasoline | Retail | Steel | Steel | Field installed cathodic protection |  | Steel |  | 1901-01-01 | Field installed cathodic protection | Catchment Basin, Single walled catchment basin | Automatic shutoff device At 95% full | Automatic shutoff device At 95% full | [11 empty] | UST Currently In Use: 1; UST Temp Close: 0; AST Currently In Use: 0; AST Temp Closed: 0 | 1 | 0 | 2 | 23123-127-013479 | JEROME MCCLENDON
36465 | Permanently Closed | 2005-08-23 | 1976-01-01 | 2005-08-23 | Petroleum | Premium gasoline | Premium gasoline | Retail | Steel | Steel | Field installed cathodic protection |  | Steel |  | 1901-01-01 | Field installed cathodic protection | Catchment Basin, Single walled catchment basin | Automatic shutoff device At 95% full | Automatic shutoff device At 95% full | [11 empty] | UST Currently In Use: 1; UST Temp Close: 0; AST Currently In Use: 0; AST Temp Closed: 0 | 1 | 0 | 2 | 23123-127-013479 | JEROME MCCLENDON
36466 | Permanently Closed | 2000-05-16 | 1987-01-01 | 2000-05-16 | Petroleum | Unleaded gasoline | Unleaded gasoline | Retail | Steel | Steel | Coated & cathodic protection (sti-P3), Field installed cathodic protection |  | Steel |  | 1901-01-01 | Field installed cathodic protection | Catchment Basin, Single walled catchment basin | Automatic shutoff device At 95% full | Automatic shutoff device At 95% full |  |  | Statistical Inventory Reconciliation (SIR) | [8 empty] | UST Currently In Use: 1; UST Temp Close: 0; AST Currently In Use: 0; AST Temp Closed: 0 | 1 | 0 | 3 | 22409-127-013480 | KATHY KOCSIS
36467 | Permanently Closed | 2000-05-16 | 1987-01-01 | 2000-05-16 | Petroleum | Mid-grade gasoline | Mid-grade gasoline | Retail | Steel | Steel | Coated & cathodic protection (sti-P3), Field installed cathodic protection |  | Steel |  | 1901-01-01 | Field installed cathodic protection | Catchment Basin, Single walled catchment basin | Automatic shutoff device At 95% full | Automatic shutoff device At 95% full |  |  | Statistical Inventory Reconciliation (SIR) | [8 empty] | UST Currently In Use: 1; UST Temp Close: 0; AST Currently In Use: 0; AST Temp Closed: 0 | 1 | 0 | 3 | 22409-127-013480 | KATHY KOCSIS
36468 | Permanently Closed | 2000-05-16 | 1987-01-01 | 2000-05-16 | Petroleum | Premium gasoline | Premium gasoline | Retail | Steel | Steel | Coated & cathodic protection (sti-P3), Field installed cathodic protection |  | Steel |  | 1901-01-01 | Field installed cathodic protection | Catchment Basin, Single walled catchment basin | Automatic shutoff device At 95% full | Automatic shutoff device At 95% full |  |  | Statistical Inventory Reconciliation (SIR) | [8 empty] | UST Currently In Use: 1; UST Temp Close: 0; AST Currently In Use: 0; AST Temp Closed: 0 | 1 | 0 | 3 | 22409-127-013480 | KATHY KOCSIS
36469 | Permanently Closed | 1994-01-01 | 1969-01-01 | 2000-03-15 | Petroleum | Unleaded gasoline | Unleaded gasoline |  | Steel | Steel |  | Painted or None | Steel |  | 1901-01-01 | [15 empty] | UST Currently In Use: 0; UST Temp Close: 0; AST Currently In Use: 0; AST Temp Closed: 0 | 0 | 0 | 3 | 15532-127-013481 | JASPER OIL INC
36470 | Permanently Closed | 1994-01-01 | 1969-01-01 | 2000-03-15 | Petroleum | Unleaded gasoline | Unleaded gasoline |  | Steel | Steel |  | Painted or None | Steel |  | 1901-01-01 | [15 empty] | UST Currently In Use: 0; UST Temp Close: 0; AST Currently In Use: 0; AST Temp Closed: 0 | 0 | 0 | 3 | 15532-127-013481 | JASPER OIL INC
36471 | Permanently Closed | 1994-01-01 | 1969-01-01 | 2000-03-15 | Petroleum | Unleaded gasoline | Unleaded gasoline |  | Steel | Steel |  | Painted or None | Steel |  | 1901-01-01 | [15 empty] | UST Currently In Use: 0; UST Temp Close: 0; AST Currently In Use: 0; AST Temp Closed: 0 | 0 | 0 | 3 | 15532-127-013481 | JASPER OIL INC
36472 | Permanently Closed | 1989-11-01 | 1979-01-01 | 1989-11-01 | Petroleum | Unleaded gasoline | Unleaded gasoline |  | Steel | Steel |  | Painted or None | Steel |  | 1901-01-01 | [15 empty] | UST Currently In Use: 0; UST Temp Close: 1; AST Currently In Use: 0; AST Temp Closed: 0 | 0 | 1 | 3 | 25732-127-013482 | JASPER OIL PROPERTIES LLC
36473 | Permanently Closed | 1989-11-01 | 1979-01-01 | 1989-11-01 | Petroleum | On road diesel | On road diesel |  | Steel | Steel |  | Painted or None | Steel |  | 1901-01-01 | [15 empty] | UST Currently In Use: 0; UST Temp Close: 1; AST Currently In Use: 0; AST Temp Closed: 0 | 0 | 1 | 3 | 25732-127-013482 | JASPER OIL PROPERTIES LLC
36474 | Permanently Closed | 2000-07-14 | 1987-01-01 | 2000-07-14 | Petroleum | On road diesel | On road diesel | Industrial | Steel | Steel | Coated & cathodic protection (sti-P3) | Painted or None | Steel |  | 1901-01-01 | Field installed cathodic protection | Catchment Basin, Single walled catchment basin | Automatic shutoff device At 95% full | Automatic shutoff device At 95% full | [11 empty] | UST Currently In Use: 0; UST Temp Close: 1; AST Currently In Use: 0; AST Temp Closed: 0 | 0 | 1 | 3 | 25732-127-013482 | JASPER OIL PROPERTIES LLC
36475 | Permanently Closed | 1997-08-01 | 1979-01-01 | 1997-08-21 | Petroleum | On road diesel | On road diesel |  | Steel | Steel |  | Painted or None | Steel |  | 1901-01-01 | [15 empty] | UST Currently In Use: 0; UST Temp Close: 0; AST Currently In Use: 0; AST Temp Closed: 0 | 0 | 0 | 1 | 15532-127-013484 | JASPER OIL INC
36476 | Permanently Closed | 1998-01-01 | 1979-01-01 | 1998-06-24 | Petroleum | On road diesel | On road diesel | Industrial | Steel | Steel |  | Painted or None | Steel |  | 1901-01-01 | [15 empty] | UST Currently In Use: 0; UST Temp Close: 0; AST Currently In Use: 0; AST Temp Closed: 0 | 0 | 0 | 3 | 15532-127-013485 | JASPER OIL INC
36477 | Permanently Closed | 1998-01-01 | 1979-01-01 | 1998-06-24 | Petroleum | On road diesel | On road diesel |  | Steel | Steel |  | Painted or None | Steel |  | 1901-01-01 | [15 empty] | UST Currently In Use: 0; UST Temp Close: 0; AST Currently In Use: 0; AST Temp Closed: 0 | 0 | 0 | 3 | 15532-127-013485 | JASPER OIL INC
36478 | Permanently Closed | 1901-01-01 | 1979-01-01 | 1988-09-15 | Petroleum | Kerosene | Kerosene |  | Steel | Steel |  | Painted or None | Steel |  | 1901-01-01 | [15 empty] | UST Currently In Use: 0; UST Temp Close: 0; AST Currently In Use: 0; AST Temp Closed: 0 | 0 | 0 | 3 | 15532-127-013485 | JASPER OIL INC
36479 | Permanently Closed | 1992-01-01 | 1981-01-01 | 1992-12-03 | Petroleum | Kerosene | Kerosene |  | Steel | Steel |  | Painted or None | Steel |  | 1901-01-01 | [15 empty] | UST Currently In Use: 0; UST Temp Close: 0; AST Currently In Use: 0; AST Temp Closed: 0 | 0 | 0 | 1 | 15532-127-013486 | JASPER OIL INC
36480 | Permanently Closed | 1988-09-16 | 1987-01-01 | 1988-09-16 | Petroleum | On road diesel | On road diesel |  | Steel | Steel |  | Painted or None | Steel |  | 1901-01-01 | [15 empty] | UST Currently In Use: 0; UST Temp Close: 0; AST Currently In Use: 0; AST Temp Closed: 0 | 0 | 0 | 2 | 15532-127-013487 | JASPER OIL INC
36481 | Permanently Closed | 1988-09-16 | 1977-01-01 | 1988-09-16 | Petroleum | Unleaded gasoline | Unleaded gasoline |  | Steel | Steel |  | Painted or None | Steel |  | 1901-01-01 | [15 empty] | UST Currently In Use: 0; UST Temp Close: 0; AST Currently In Use: 0; AST Temp Closed: 0 | 0 | 0 | 2 | 15532-127-013487 | JASPER OIL INC
36482 | Permanently Closed | 1995-09-01 | 1982-01-01 |  | Petroleum | Unleaded gasoline | Unleaded gasoline | Retail | Steel | Steel |  | Painted or None | Steel |  | 1901-01-01 | [15 empty] | UST Currently In Use: 0; UST Temp Close: 0; AST Currently In Use: 0; AST Temp Closed: 0 | 0 | 0 | 3 | 15532-133-013468 | JASPER OIL INC
36483 | Permanently Closed | 1995-09-01 | 1982-01-01 |  | Petroleum | Unleaded gasoline | Unleaded gasoline | Retail | Steel | Steel |  | Painted or None | Steel |  | 1901-01-01 | [15 empty] | UST Currently In Use: 0; UST Temp Close: 0; AST Currently In Use: 0; AST Temp Closed: 0 | 0 | 0 | 3 | 15532-133-013468 | JASPER OIL INC
36484 | Permanently Closed | 1995-09-01 | 1982-01-01 |  | Petroleum | Unleaded gasoline | Unleaded gasoline | Retail | Steel | Steel |  | Painted or None | Steel |  | 1901-01-01 | [15 empty] | UST Currently In Use: 0; UST Temp Close: 0; AST Currently In Use: 0; AST Temp Closed: 0 | 0 | 0 | 3 | 15532-133-013468 | JASPER OIL INC
36485 | Permanently Closed | 1991-01-30 | 1977-01-01 | 1991-01-30 | Petroleum | Unleaded gasoline | Unleaded gasoline |  | Steel | Steel |  | Painted or None | Steel |  | 1901-01-01 | [15 empty] | UST Currently In Use: 0; UST Temp Close: 0; AST Currently In Use: 0; AST Temp Closed: 0 | 0 | 0 | 3 | 15532-127-013469 | JASPER OIL INC
36486 | Permanently Closed | 1991-01-30 | 1977-01-01 | 1991-01-30 | Petroleum | Unleaded gasoline | Unleaded gasoline |  | Steel | Steel |  | Painted or None | Steel |  | 1901-01-01 | [15 empty] | UST Currently In Use: 0; UST Temp Close: 0; AST Currently In Use: 0; AST Temp Closed: 0 | 0 | 0 | 3 | 15532-127-013469 | JASPER OIL INC
36487 | Permanently Closed | 1991-01-30 | 1977-01-01 | 1991-01-30 | Petroleum | Unleaded gasoline | Unleaded gasoline |  | Steel | Steel |  | Painted or None | Steel |  | 1901-01-01 | [15 empty] | UST Currently In Use: 0; UST Temp Close: 0; AST Currently In Use: 0; AST Temp Closed: 0 | 0 | 0 | 3 | 15532-127-013469 | JASPER OIL INC
36488 | Permanently Closed | 1990-01-01 | 1977-01-01 | 1999-12-28 | Petroleum | Unleaded gasoline | Unleaded gasoline |  | Steel | Steel |  | Painted or None | Steel |  | 1901-01-01 | [15 empty] | UST Currently In Use: 0; UST Temp Close: 0; AST Currently In Use: 0; AST Temp Closed: 0 | 0 | 0 | 2 | 19716-127-013470 | SYLVIA CRUMP
36489 | Permanently Closed | 1990-01-01 | 1977-01-01 | 1999-12-28 | Petroleum | Unleaded gasoline | Unleaded gasoline |  | Steel | Steel |  | Painted or None | Steel |  | 1901-01-01 | [15 empty] | UST Currently In Use: 0; UST Temp Close: 0; AST Currently In Use: 0; AST Temp Closed: 0 | 0 | 0 | 2 | 19716-127-013470 | SYLVIA CRUMP
36490 | Currently in Use |  | 1987-01-01 |  | Petroleum | Unleaded gasoline | Unleaded gasoline | Retail | Single Wall, Steel | Steel | Coated & cathodic protection (sti-P3), Field installed cathodic protection |  | Single Wall, Steel |  |  | Field installed cathodic protection | Catchment Basin, Single walled catchment basin | Automatic shutoff device At 95% full | Automatic shutoff device At 95% full |  |  | Statistical Inventory Reconciliation (SIR) | Direct Bury submersible pump | Automatic flow restrictor (MLLD) | Automatic flow restrictor (MLLD) |  |  | Statistical inventory reconciliation (SIR) | Statistical inventory reconciliation (SIR) |  | UST Currently In Use: 2; UST Temp Close: 1; AST Currently In Use: 0; AST Temp Closed: 0 | 2 | 1 | 0 | 25625-127-013471 | Veterans Retail LLC DBA Toads
36491 | Temporary Closed | 2018-10-01 | 1987-01-01 |  | Petroleum | On road diesel | On road diesel | Retail | Single Wall, Steel | Steel | Coated & cathodic protection (sti-P3), Field installed cathodic protection |  | Single Wall, Steel |  |  | Field installed cathodic protection | Catchment Basin, Single walled catchment basin | Automatic shutoff device At 95% full | Automatic shutoff device At 95% full |  |  | Statistical Inventory Reconciliation (SIR) | Direct Bury submersible pump | Automatic flow restrictor (MLLD) | Automatic flow restrictor (MLLD) |  |  | Statistical inventory reconciliation (SIR) | Statistical inventory reconciliation (SIR) |  | UST Currently In Use: 2; UST Temp Close: 1; AST Currently In Use: 0; AST Temp Closed: 0 | 2 | 1 | 0 | 25625-127-013471 | Veterans Retail LLC DBA Toads
36492 | Currently in Use |  | 1987-01-01 |  | Petroleum | Premium gasoline | Premium gasoline | Retail | Single Wall, Steel | Steel | Coated & cathodic protection (sti-P3), Field installed cathodic protection |  | Single Wall, Steel |  |  | Field installed cathodic protection | Catchment Basin, Single walled catchment basin | Automatic shutoff device At 95% full | Automatic shutoff device At 95% full |  |  | Statistical Inventory Reconciliation (SIR) | Direct Bury submersible pump | Automatic flow restrictor (MLLD) | Automatic flow restrictor (MLLD) |  |  | Statistical inventory reconciliation (SIR) | Statistical inventory reconciliation (SIR) |  | UST Currently In Use: 2; UST Temp Close: 1; AST Currently In Use: 0; AST Temp Closed: 0 | 2 | 1 | 0 | 25625-127-013471 | Veterans Retail LLC DBA Toads
36493 | Permanently Closed | 1994-08-01 | 1983-01-01 | 1994-08-09 | Petroleum | Unleaded gasoline | Unleaded gasoline |  | Steel | Steel |  | Painted or None | Steel |  | 1901-01-01 | [15 empty] | UST Currently In Use: 0; UST Temp Close: 0; AST Currently In Use: 0; AST Temp Closed: 0 | 0 | 0 | 4 | 15532-127-013472 | JASPER OIL INC
36494 | Permanently Closed | 1994-08-01 | 1983-01-01 | 1994-08-09 | Petroleum | Unleaded gasoline | Unleaded gasoline |  | Steel | Steel |  | Painted or None | Steel |  | 1901-01-01 | [15 empty] | UST Currently In Use: 0; UST Temp Close: 0; AST Currently In Use: 0; AST Temp Closed: 0 | 0 | 0 | 4 | 15532-127-013472 | JASPER OIL INC
36495 | Permanently Closed | 1994-08-01 | 1983-01-01 | 1994-08-09 | Petroleum | Unleaded gasoline | Unleaded gasoline |  | Steel | Steel |  | Painted or None | Steel |  | 1901-01-01 | [15 empty] | UST Currently In Use: 0; UST Temp Close: 0; AST Currently In Use: 0; AST Temp Closed: 0 | 0 | 0 | 4 | 15532-127-013472 | JASPER OIL INC
36496 | Permanently Closed | 1992-10-01 | 1901-01-01 | 1993-06-24 | Petroleum | Unleaded gasoline | Unleaded gasoline |  | Steel | Steel |  | Painted or None | Steel |  | 1901-01-01 | [15 empty] | UST Currently In Use: 0; UST Temp Close: 0; AST Currently In Use: 0; AST Temp Closed: 0 | 0 | 0 | 2 | 15532-127-013473 | JASPER OIL INC
36497 | Permanently Closed | 1992-10-01 | 1901-01-01 | 1993-06-24 | Petroleum | Unleaded gasoline | Unleaded gasoline |  | Steel | Steel |  | Painted or None | Steel |  | 1901-01-01 | [15 empty] | UST Currently In Use: 0; UST Temp Close: 0; AST Currently In Use: 0; AST Temp Closed: 0 | 0 | 0 | 2 | 15532-127-013473 | JASPER OIL INC
36498 | Permanently Closed | 2001-08-02 | 1987-01-01 | 2001-08-02 | Petroleum | Unleaded gasoline | Unleaded gasoline | Retail | Steel | Steel | Coated & cathodic protection (sti-P3) |  | Fiberglass reinforced plastic |  | 1901-01-01 |  | Catchment Basin, Single walled catchment basin | Flow Rest 90% Full | Flow Rest 90% Full | [11 empty] | UST Currently In Use: 0; UST Temp Close: 0; AST Currently In Use: 0; AST Temp Closed: 0 | 0 | 0 | 2 | 15533-079-013488 | R C BORDEN
36499 | Permanently Closed | 2001-08-02 | 1987-01-01 | 2001-08-02 | Petroleum | Premium gasoline | Premium gasoline | Retail | Steel | Steel | Coated & cathodic protection (sti-P3) |  | Fiberglass reinforced plastic |  | 1901-01-01 |  | Catchment Basin, Single walled catchment basin | Flow Rest 90% Full | Flow Rest 90% Full | [11 empty] | UST Currently In Use: 0; UST Temp Close: 0; AST Currently In Use: 0; AST Temp Closed: 0 | 0 | 0 | 2 | 15533-079-013488 | R C BORDEN
36500 | Permanently Closed | 1997-09-01 | 1967-01-01 | 1999-08-09 | Petroleum | Unleaded gasoline | Unleaded gasoline |  | Steel | Steel |  | Painted or None | Steel |  | 1901-01-01 | [8 empty] | Other, ABOVEGROND | Other |  |  | Annual line testing, Other, ABOVEGROND | Other |  | UST Currently In Use: 0; UST Temp Close: 0; AST Currently In Use: 0; AST Temp Closed: 0 | 0 | 0 | 4 | 15534-003-006393 | RADCLIFF ECONOMY MARINE SERVICES INC
36501 | Permanently Closed | 1997-09-01 | 1975-01-01 | 1999-08-09 | Petroleum | Unleaded gasoline | Unleaded gasoline |  | Steel | Steel |  | Painted or None | Steel |  | 1901-01-01 | [8 empty] | Other, ABOVEGROND | Other |  |  | Annual line testing, Other, ABOVEGROND | Other |  | UST Currently In Use: 0; UST Temp Close: 0; AST Currently In Use: 0; AST Temp Closed: 0 | 0 | 0 | 4 | 15534-003-006393 | RADCLIFF ECONOMY MARINE SERVICES INC
36502 | Permanently Closed | 1997-09-01 | 1967-01-01 | 1999-08-09 | Petroleum | On road diesel | On road diesel |  | Steel | Steel |  | Painted or None | Steel |  | 1901-01-01 | [8 empty] | Other, ABOVEGROND | Other |  |  | Annual line testing, Other, ABOVEGROND | Other |  | UST Currently In Use: 0; UST Temp Close: 0; AST Currently In Use: 0; AST Temp Closed: 0 | 0 | 0 | 4 | 15534-003-006393 | RADCLIFF ECONOMY MARINE SERVICES INC
36503 | Permanently Closed | 1997-09-01 | 1975-01-01 | 1999-08-09 | Petroleum | Unleaded gasoline | Unleaded gasoline |  | Steel | Steel |  | Painted or None | Steel |  | 1901-01-01 | [8 empty] | Other, ABOVEGROND | Other |  |  | Annual line testing, Other, ABOVEGROND | Other |  | UST Currently In Use: 0; UST Temp Close: 0; AST Currently In Use: 0; AST Temp Closed: 0 | 0 | 0 | 4 | 15534-003-006393 | RADCLIFF ECONOMY MARINE SERVICES INC
36504 | Retired | 1978-06-01 | 1967-01-01 |  | Petroleum | Unleaded gasoline | Unleaded gasoline |  | Steel | Steel |  | Painted or None | Steel |  | 1901-01-01 | [15 empty] | UST Currently In Use: 0; UST Temp Close: 0; AST Currently In Use: 0; AST Temp Closed: 0 | 0 | 0 | 4 | 15534-003-006393 | RADCLIFF ECONOMY MARINE SERVICES INC
36505 | Currently in Use |  | 1977-01-01 |  | Petroleum | Unleaded gasoline | Unleaded gasoline | Retail | Single Wall, Steel | Steel | Field installed cathodic protection |  | Double Wall, Fiberglass reinforced plastic |  |  |  | Catchment Basin, Single walled catchment basin | Automatic shutoff device At 95% full | Automatic shutoff device At 95% full |  |  | Continuous Automatic Tank Gauge |  | Automatic flow restrictor (MLLD) | Automatic flow restrictor (MLLD) |  |  | Annual line testing | Annual line testing |  | UST Currently In Use: 2; UST Temp Close: 0; AST Currently In Use: 0; AST Temp Closed: 0 | 2 | 0 | 0 | 24224-073-013428 | SALINA LLC
36506 | Currently in Use |  | 1977-01-01 |  | Petroleum | On road diesel | On road diesel | Retail | Single Wall, Steel | Steel | Field installed cathodic protection |  | Double Wall, Fiberglass reinforced plastic |  |  |  | Catchment Basin, Single walled catchment basin | Automatic shutoff device At 95% full | Automatic shutoff device At 95% full |  |  | Continuous Automatic Tank Gauge | [8 empty] | UST Currently In Use: 2; UST Temp Close: 0; AST Currently In Use: 0; AST Temp Closed: 0 | 2 | 0 | 0 | 24224-073-013428 | SALINA LLC
36507 | Cannot Locate or abandoned | 1990-08-15 | 1973-01-01 |  | Petroleum | Unleaded gasoline | Unleaded gasoline |  | Steel | Steel |  | Painted or None | Steel |  | 1901-01-01 | [15 empty] | UST Currently In Use: 0; UST Temp Close: 0; AST Currently In Use: 0; AST Temp Closed: 0 | 0 | 0 | 0 | 15537-073-012933 | KNOPF BROTHERS
36508 | Cannot Locate or abandoned | 1990-08-15 | 1973-01-01 |  | Petroleum | Unleaded gasoline | Unleaded gasoline |  | Steel | Steel |  | Painted or None | Steel |  | 1901-01-01 | [15 empty] | UST Currently In Use: 0; UST Temp Close: 0; AST Currently In Use: 0; AST Temp Closed: 0 | 0 | 0 | 0 | 15537-073-012933 | KNOPF BROTHERS
36509 | Cannot Locate or abandoned | 1990-08-15 | 1973-01-01 |  | Petroleum | Unleaded gasoline | Unleaded gasoline |  | Steel | Steel |  | Painted or None | Steel |  | 1901-01-01 | [15 empty] | UST Currently In Use: 0; UST Temp Close: 0; AST Currently In Use: 0; AST Temp Closed: 0 | 0 | 0 | 0 | 15537-073-012933 | KNOPF BROTHERS
36510 | Cannot Locate or abandoned | 1990-08-15 | 1973-01-01 |  | Petroleum | Unleaded gasoline | Unleaded gasoline |  | Steel | Steel |  | Painted or None | Steel |  | 1901-01-01 | [15 empty] | UST Currently In Use: 0; UST Temp Close: 0; AST Currently In Use: 0; AST Temp Closed: 0 | 0 | 0 | 0 | 15537-073-012933 | KNOPF BROTHERS
36511 | Currently in Use |  | 1979-01-01 |  | Petroleum | Unleaded gasoline | Unleaded gasoline | Retail | Single Wall, Steel | Steel | Field installed cathodic protection |  | Single Wall, Steel |  |  | Field installed cathodic protection | Catchment Basin, Single walled catchment basin | Automatic shutoff device At 95% full | Automatic shutoff device At 95% full |  |  | Statistical Inventory Reconciliation (SIR) |  | Automatic flow restrictor (MLLD) | Automatic flow restrictor (MLLD) |  |  | Statistical inventory reconciliation (SIR) | Statistical inventory reconciliation (SIR) |  | UST Currently In Use: 1; UST Temp Close: 1; AST Currently In Use: 0; AST Temp Closed: 0 | 1 | 1 | 0 | 22237-073-012934 | GOLDEN EAGLE ENTERPRISE LLC
36512 | Temporary Closed | 2015-08-24 | 1979-01-01 |  | Petroleum | Premium gasoline | Premium gasoline | Retail | Single Wall, Steel | Steel | Field installed cathodic protection |  | Single Wall, Steel |  |  | Field installed cathodic protection | Catchment Basin, Single walled catchment basin | Automatic shutoff device At 95% full | Automatic shutoff device At 95% full |  |  | Statistical Inventory Reconciliation (SIR) |  | Automatic flow restrictor (MLLD) | Automatic flow restrictor (MLLD) |  |  | Statistical inventory reconciliation (SIR) | Statistical inventory reconciliation (SIR) |  | UST Currently In Use: 1; UST Temp Close: 1; AST Currently In Use: 0; AST Temp Closed: 0 | 1 | 1 | 0 | 22237-073-012934 | GOLDEN EAGLE ENTERPRISE LLC
36513 | Permanently Closed | 1993-01-01 | 1978-01-01 | 1993-01-01 | Petroleum | Unleaded gasoline | Unleaded gasoline |  | Steel | Steel |  | Painted or None | Steel |  | 1901-01-01 | [15 empty] | UST Currently In Use: 0; UST Temp Close: 0; AST Currently In Use: 0; AST Temp Closed: 0 | 0 | 0 | 3 | 15537-073-013429 | KNOPF BROTHERS
36514 | Permanently Closed | 1993-01-01 | 1978-01-01 | 1993-01-01 | Petroleum | Unleaded gasoline | Unleaded gasoline |  | Steel | Steel |  | Painted or None | Steel |  | 1901-01-01 | [15 empty] | UST Currently In Use: 0; UST Temp Close: 0; AST Currently In Use: 0; AST Temp Closed: 0 | 0 | 0 | 3 | 15537-073-013429 | KNOPF BROTHERS
36515 | Permanently Closed | 1993-01-01 | 1978-01-01 | 1993-01-01 | Petroleum | Unleaded gasoline | Unleaded gasoline |  | Steel | Steel |  | Painted or None | Steel |  | 1901-01-01 | [15 empty] | UST Currently In Use: 0; UST Temp Close: 0; AST Currently In Use: 0; AST Temp Closed: 0 | 0 | 0 | 3 | 15537-073-013429 | KNOPF BROTHERS
36516 | Currently in Use |  | 1986-01-01 |  | Petroleum | Unleaded gasoline | Unleaded gasoline | Retail | Fiberglass reinforced plastic, Single Wall | Single Wall |  |  | Fiberglass reinforced plastic, Single Wall |  | 1901-01-01 |  | Catchment Basin, Single walled catchment basin | Automatic shutoff device At 95% full | Automatic shutoff device At 95% full |  |  | Continuous Automatic Tank Gauge |  | Automatic shutoff device (AELLD) | Automatic shutoff device (AELLD) |  |  | Automatic electronic line leak detector (AELLD) | Automatic electronic line leak detector (AELLD) |  | UST Currently In Use: 3; UST Temp Close: 0; AST Currently In Use: 0; AST Temp Closed: 0 | 3 | 0 | 0 | 26034-073-013489 | AHLAM MOHAMED NAGI
36517 | Currently in Use |  | 1986-01-01 |  | Petroleum | Unleaded gasoline | Unleaded gasoline | Retail | Fiberglass reinforced plastic, Single Wall | Single Wall |  |  | Fiberglass reinforced plastic, Single Wall |  | 1901-01-01 |  | Catchment Basin, Single walled catchment basin | Automatic shutoff device At 95% full | Automatic shutoff device At 95% full |  |  | Continuous Automatic Tank Gauge |  | Automatic shutoff device (AELLD) | Automatic shutoff device (AELLD) |  |  | Automatic electronic line leak detector (AELLD) | Automatic electronic line leak detector (AELLD) |  | UST Currently In Use: 3; UST Temp Close: 0; AST Currently In Use: 0; AST Temp Closed: 0 | 3 | 0 | 0 | 26034-073-013489 | AHLAM MOHAMED NAGI
36518 | Currently in Use |  | 1986-01-01 |  | Petroleum | Premium gasoline | Premium gasoline | Retail | Fiberglass reinforced plastic, Single Wall | Single Wall |  |  | Fiberglass reinforced plastic, Single Wall |  | 1901-01-01 |  | Catchment Basin, Single walled catchment basin | Automatic shutoff device At 95% full | Automatic shutoff device At 95% full |  |  | Continuous Automatic Tank Gauge |  | Automatic shutoff device (AELLD) | Automatic shutoff device (AELLD) |  |  | Automatic electronic line leak detector (AELLD) | Automatic electronic line leak detector (AELLD) |  | UST Currently In Use: 3; UST Temp Close: 0; AST Currently In Use: 0; AST Temp Closed: 0 | 3 | 0 | 0 | 26034-073-013489 | AHLAM MOHAMED NAGI
36519 | Permanently Closed | 1998-04-27 | 1974-01-01 | 1991-08-20 | Petroleum | Unleaded gasoline | Unleaded gasoline |  | Steel | Steel |  | Painted or None | Steel |  | 1901-01-01 | [15 empty] | UST Currently In Use: 0; UST Temp Close: 2; AST Currently In Use: 0; AST Temp Closed: 0 | 0 | 2 | 4 | 22621-073-013490 | ANWAR SULTAN
36520 | Permanently Closed | 1998-04-28 | 1974-01-01 | 1991-08-20 | Petroleum | Unleaded gasoline | Unleaded gasoline |  | Steel | Steel |  | Painted or None | Steel |  | 1901-01-01 | [15 empty] | UST Currently In Use: 0; UST Temp Close: 2; AST Currently In Use: 0; AST Temp Closed: 0 | 0 | 2 | 4 | 22621-073-013490 | ANWAR SULTAN
36521 | Permanently Closed | 1998-04-28 | 1974-01-01 | 1991-08-20 | Petroleum | Unleaded gasoline | Unleaded gasoline |  | Steel | Steel |  | Painted or None | Steel |  | 1901-01-01 | [15 empty] | UST Currently In Use: 0; UST Temp Close: 2; AST Currently In Use: 0; AST Temp Closed: 0 | 0 | 2 | 4 | 22621-073-013490 | ANWAR SULTAN
36522 | Permanently Closed | 1998-04-28 | 1974-01-01 | 1991-08-20 | Petroleum | Unleaded gasoline | Unleaded gasoline |  | Steel | Steel |  | Painted or None | Steel |  | 1901-01-01 | [15 empty] | UST Currently In Use: 0; UST Temp Close: 2; AST Currently In Use: 0; AST Temp Closed: 0 | 0 | 2 | 4 | 22621-073-013490 | ANWAR SULTAN
36523 | Temporary Closed | 2020-06-12 | 1985-01-01 |  | Petroleum | Unleaded gasoline | Unleaded gasoline | Retail | Single Wall, Steel, 8K/8K | Steel | Coated & cathodic protection (sti-P3), Field installed cathodic protection |  | Single Wall, Steel |  |  | Field installed cathodic protection | Catchment Basin, Single walled catchment basin | Automatic shutoff device At 95% full | Automatic shutoff device At 95% full |  |  | Statistical Inventory Reconciliation (SIR) |  | Automatic flow restrictor (MLLD) | Automatic flow restrictor (MLLD) |  |  | Statistical inventory reconciliation (SIR) | Statistical inventory reconciliation (SIR) |  | UST Currently In Use: 0; UST Temp Close: 1; AST Currently In Use: 0; AST Temp Closed: 0 | 0 | 1 | 0 | 24697-073-013491 | MANAKAMANA, INC.
36525 | Permanently Closed | 1990-07-31 | 1901-01-01 | 1990-07-31 | Petroleum | Unleaded gasoline | Unleaded gasoline |  | Steel | Steel |  | Painted or None |  |  | 1901-01-01 | [15 empty] | UST Currently In Use: 2; UST Temp Close: 0; AST Currently In Use: 0; AST Temp Closed: 0 | 2 | 0 | 2 | 24581-073-014372 | MORRIS INVESTMENTS LLC
36526 | Permanently Closed | 1990-07-31 | 1901-01-01 | 1990-07-31 | Petroleum | Unleaded gasoline | Unleaded gasoline |  | Steel | Steel |  | Painted or None |  |  | 1901-01-01 | [15 empty] | UST Currently In Use: 2; UST Temp Close: 0; AST Currently In Use: 0; AST Temp Closed: 0 | 2 | 0 | 2 | 24581-073-014372 | MORRIS INVESTMENTS LLC
36527 | Retired | 1988-08-08 | 1974-01-01 |  | Petroleum | Unleaded gasoline | Unleaded gasoline |  | Steel | Steel |  | Painted or None | Steel |  | 1901-01-01 | [15 empty] | UST Currently In Use: 0; UST Temp Close: 0; AST Currently In Use: 0; AST Temp Closed: 0 | 0 | 0 | 0 | 15538-073-013492 | STUART GAINES
36528 | Retired | 1988-08-08 | 1974-01-01 |  | Petroleum | Unleaded gasoline | Unleaded gasoline |  | Steel | Steel |  | Painted or None | Steel |  | 1901-01-01 | [15 empty] | UST Currently In Use: 0; UST Temp Close: 0; AST Currently In Use: 0; AST Temp Closed: 0 | 0 | 0 | 0 | 15538-073-013492 | STUART GAINES
36529 | Permanently Closed | 1901-01-01 | 1974-01-01 | 1989-12-08 | Petroleum | Unleaded gasoline | Unleaded gasoline |  | Steel | Steel |  | Painted or None | Steel |  | 1901-01-01 | [15 empty] | UST Currently In Use: 0; UST Temp Close: 2; AST Currently In Use: 0; AST Temp Closed: 0 | 0 | 2 | 2 | 23174-073-013493 | ERIK TRINH
36530 | Permanently Closed | 1901-01-01 | 1974-01-01 | 1989-12-08 | Petroleum | Unleaded gasoline | Unleaded gasoline |  | Steel | Steel |  | Painted or None | Steel |  | 1901-01-01 | [15 empty] | UST Currently In Use: 0; UST Temp Close: 2; AST Currently In Use: 0; AST Temp Closed: 0 | 0 | 2 | 2 | 23174-073-013493 | ERIK TRINH
36531 | Temporary Closed | 2020-02-28 | 1990-01-01 |  | Petroleum | Unleaded gasoline | Unleaded gasoline | Retail | Fiberglass coated steel, Single Wall | Single Wall |  |  | Flexible, Single Wall, POLY-TECH | APT | 1901-01-01 |  | Catchment Basin, Single walled catchment basin | Flow Rest 90% Full | Flow Rest 90% Full |  |  | Continuous Automatic Tank Gauge |  | Automatic flow restrictor (MLLD) | Automatic flow restrictor (MLLD) |  |  | Annual line testing | Annual line testing |  | UST Currently In Use: 0; UST Temp Close: 2; AST Currently In Use: 0; AST Temp Closed: 0 | 0 | 2 | 2 | 23174-073-013493 | ERIK TRINH
36532 | Temporary Closed | 2013-10-28 | 1990-01-01 |  | Petroleum | Premium gasoline | Premium gasoline | Retail | Fiberglass coated steel, Single Wall | Single Wall |  |  | Flexible, Single Wall, POLY-TECH | APT | 1901-01-01 |  | Catchment Basin, Single walled catchment basin | Flow Rest 90% Full | Flow Rest 90% Full |  |  |  |  | Automatic flow restrictor (MLLD) | Automatic flow restrictor (MLLD) |  |  | Annual line testing | Annual line testing |  | UST Currently In Use: 0; UST Temp Close: 2; AST Currently In Use: 0; AST Temp Closed: 0 | 0 | 2 | 2 | 23174-073-013493 | ERIK TRINH
36533 | Retired | 1986-03-01 | 1977-01-01 |  | Petroleum | Unleaded gasoline | Unleaded gasoline | Local government | Steel | Steel |  |  | Steel |  | 1901-01-01 | [15 empty] | UST Currently In Use: 0; UST Temp Close: 0; AST Currently In Use: 0; AST Temp Closed: 0 | 0 | 0 | 0 | 15541-033-002769 | COLBERT COUNTY HEALTH DEPARTMENT
36534 | Permanently Closed | 1994-02-01 | 1974-01-01 | 1994-10-11 | Petroleum | On road diesel | On road diesel | Local government | Steel | Steel |  |  |  |  | 1901-01-01 | [12 empty] | Annual line testing | Annual line testing |  | UST Currently In Use: 0; UST Temp Close: 0; AST Currently In Use: 4; AST Temp Closed: 0 | 0 | 0 | 3 | 15542-033-002771 | DEPARTMENT OF TRANSPORTATION HIGHWAY
36535 | Permanently Closed | 1994-04-01 | 1975-01-01 | 1994-10-11 | Petroleum | Unleaded gasoline | Unleaded gasoline | Local government | Steel | Steel |  |  |  |  | 1901-01-01 | [15 empty] | UST Currently In Use: 0; UST Temp Close: 0; AST Currently In Use: 4; AST Temp Closed: 0 | 0 | 0 | 3 | 15542-033-002771 | DEPARTMENT OF TRANSPORTATION HIGHWAY
36536 | Permanently Closed | 1986-01-01 | 1974-01-01 | 1994-10-11 | Petroleum | Unleaded gasoline | Unleaded gasoline | Local government | Steel | Steel |  |  |  |  | 1901-01-01 | [15 empty] | UST Currently In Use: 0; UST Temp Close: 0; AST Currently In Use: 4; AST Temp Closed: 0 | 0 | 0 | 3 | 15542-033-002771 | DEPARTMENT OF TRANSPORTATION HIGHWAY
36537 | Retired | 1979-10-01 | 1974-01-01 |  | Petroleum | Kerosene | Kerosene | Local government | Steel | Steel |  |  |  |  | 1901-01-01 | [15 empty] | UST Currently In Use: 0; UST Temp Close: 0; AST Currently In Use: 4; AST Temp Closed: 0 | 0 | 0 | 3 | 15542-033-002771 | DEPARTMENT OF TRANSPORTATION HIGHWAY
36541 | Currently in Use |  | 1981-01-01 |  | Petroleum | Unleaded gasoline | Unleaded gasoline | Retail | Single Wall, Steel | Steel | Field installed cathodic protection |  | Double Wall, Flexible |  | 2018-12-10 |  | Catchment Basin, Single walled catchment basin | Automatic shutoff device At 95% full | Automatic shutoff device At 95% full |  |  | Continuous Automatic Tank Gauge | Single walled submersible pump containment sump | Automatic flow restrictor (MLLD), Containment Sump | Containment Sump |  |  | Annual line testing | Annual line testing |  | UST Currently In Use: 3; UST Temp Close: 0; AST Currently In Use: 0; AST Temp Closed: 0 | 3 | 0 | 0 | 25214-059-013532 | CADILLAC JACK OIL COMPANY INC
36542 | Currently in Use |  | 1981-01-01 |  | Petroleum | Premium gasoline | Premium gasoline | Retail | Single Wall, Steel | Steel | Field installed cathodic protection |  | Double Wall, Flexible |  | 2018-12-10 |  | Catchment Basin, Single walled catchment basin | Automatic shutoff device At 95% full | Automatic shutoff device At 95% full |  |  | Continuous Automatic Tank Gauge | Single walled submersible pump containment sump | Automatic flow restrictor (MLLD), Containment Sump | Containment Sump |  |  | Annual line testing | Annual line testing |  | UST Currently In Use: 3; UST Temp Close: 0; AST Currently In Use: 0; AST Temp Closed: 0 | 3 | 0 | 0 | 25214-059-013532 | CADILLAC JACK OIL COMPANY INC
36543 | Currently in Use |  | 1981-01-01 |  | Petroleum | On road diesel | On road diesel | Retail | Single Wall, Steel | Steel | Field installed cathodic protection |  | Double Wall, Flexible |  | 2018-12-10 |  | Catchment Basin, Single walled catchment basin | Automatic shutoff device At 95% full | Automatic shutoff device At 95% full |  |  | Continuous Automatic Tank Gauge | Single walled submersible pump containment sump | Automatic flow restrictor (MLLD), Containment Sump | Containment Sump |  |  | Annual line testing | Annual line testing |  | UST Currently In Use: 3; UST Temp Close: 0; AST Currently In Use: 0; AST Temp Closed: 0 | 3 | 0 | 0 | 25214-059-013532 | CADILLAC JACK OIL COMPANY INC
36544 | Permanently Closed | 1990-02-06 | 1901-01-01 | 1990-02-06 | Petroleum | Unleaded gasoline | Unleaded gasoline |  | Steel | Steel |  | Painted or None | Steel |  | 1901-01-01 | [15 empty] | UST Currently In Use: 1; UST Temp Close: 0; AST Currently In Use: 0; AST Temp Closed: 0 | 1 | 0 | 2 | 15545-055-013533 | OSBORN BROTHERS INC
36545 | Permanently Closed | 1990-02-06 | 1901-01-01 | 1990-02-06 | Petroleum | On road diesel | On road diesel |  | Steel | Steel |  | Painted or None | Steel |  | 1901-01-01 | [15 empty] | UST Currently In Use: 1; UST Temp Close: 0; AST Currently In Use: 0; AST Temp Closed: 0 | 1 | 0 | 2 | 15545-055-013533 | OSBORN BROTHERS INC
36546 | Currently in Use |  | 1990-05-30 |  | Petroleum | On road diesel | On road diesel | Industrial | Double Wall, Steel | Steel | Coated & cathodic protection (sti-P3) |  | Fiberglass reinforced plastic, Single Wall |  | 1901-01-01 |  | Catchment Basin, Single walled catchment basin | Flow Rest 90% Full | Flow Rest 90% Full |  |  | Statistical Inventory Reconciliation (SIR) |  | Automatic flow restrictor (MLLD) | Automatic flow restrictor (MLLD) |  |  | Statistical inventory reconciliation (SIR) | Statistical inventory reconciliation (SIR) |  | UST Currently In Use: 1; UST Temp Close: 0; AST Currently In Use: 0; AST Temp Closed: 0 | 1 | 0 | 2 | 15545-055-013533 | OSBORN BROTHERS INC
36547 | Permanently Closed | 1991-08-07 | 1975-05-01 | 1991-08-07 | Petroleum | Unleaded gasoline | Unleaded gasoline |  | Steel | Steel |  |  | Steel |  | 1901-01-01 | [15 empty] | UST Currently In Use: 0; UST Temp Close: 0; AST Currently In Use: 0; AST Temp Closed: 0 | 0 | 0 | 2 | 15546-109-013535 | LOUIE LITTLE
36548 | Permanently Closed | 1991-08-07 | 1975-05-01 | 1991-08-07 | Petroleum | Unleaded gasoline | Unleaded gasoline |  | Steel | Steel |  |  | Steel |  | 1901-01-01 | [15 empty] | UST Currently In Use: 0; UST Temp Close: 0; AST Currently In Use: 0; AST Temp Closed: 0 | 0 | 0 | 2 | 15546-109-013535 | LOUIE LITTLE
36549 | Currently in Use |  | 1979-01-01 |  | Petroleum | Unleaded gasoline | Unleaded gasoline | Retail | Single Wall, Steel, 6K/6K | Steel | Coated & cathodic protection (sti-P3) |  | Double Wall, Fiberglass reinforced plastic |  |  |  | Catchment Basin, Single walled catchment basin | Automatic shutoff device At 95% full | Automatic shutoff device At 95% full |  |  | Continuous Automatic Tank Gauge |  | Automatic flow restrictor (MLLD) | Automatic flow restrictor (MLLD) |  |  | Annual line testing | Annual line testing |  | UST Currently In Use: 3; UST Temp Close: 0; AST Currently In Use: 0; AST Temp Closed: 0 | 3 | 0 | 0 | 22746-073-007741 | ANEIL LLC
36551 | Currently in Use |  | 1979-01-01 |  | Petroleum | Premium gasoline | Premium gasoline | Retail | Single Wall, Steel | Steel | Coated & cathodic protection (sti-P3) |  | Double Wall, Fiberglass reinforced plastic |  |  |  | Catchment Basin, Single walled catchment basin | Automatic shutoff device At 95% full | Automatic shutoff device At 95% full |  |  | Continuous Automatic Tank Gauge |  | Automatic flow restrictor (MLLD) | Automatic flow restrictor (MLLD) |  |  | Annual line testing | Annual line testing |  | UST Currently In Use: 3; UST Temp Close: 0; AST Currently In Use: 0; AST Temp Closed: 0 | 3 | 0 | 0 | 22746-073-007741 | ANEIL LLC
36552 | Temporary Closed | 2020-10-25 | 1974-01-01 |  | Petroleum | Unleaded gasoline | Unleaded gasoline | Retail | Single Wall, Steel | Steel | Field installed cathodic protection |  | Single Wall, Steel |  | 1901-01-01 | Field installed cathodic protection | Catchment Basin, Single walled catchment basin | Automatic shutoff device At 95% full | Automatic shutoff device At 95% full |  |  | Statistical Inventory Reconciliation (SIR) | [8 empty] | UST Currently In Use: 0; UST Temp Close: 4; AST Currently In Use: 0; AST Temp Closed: 0 | 0 | 4 | 0 | 25188-073-007743 | NITIN D SHAH
36553 | Temporary Closed | 2020-10-25 | 1974-01-01 |  | Petroleum | Premium gasoline | Premium gasoline | Retail | Single Wall, Steel | Steel | Field installed cathodic protection |  | Single Wall, Steel |  | 1901-01-01 | Field installed cathodic protection | Catchment Basin, Single walled catchment basin | Automatic shutoff device At 95% full | Automatic shutoff device At 95% full |  |  | Statistical Inventory Reconciliation (SIR) | [8 empty] | UST Currently In Use: 0; UST Temp Close: 4; AST Currently In Use: 0; AST Temp Closed: 0 | 0 | 4 | 0 | 25188-073-007743 | NITIN D SHAH
36554 | Cannot Locate or abandoned | 1998-12-01 | 1976-01-01 |  | Petroleum | Unleaded gasoline | Unleaded gasoline |  | Steel | Steel |  | Painted or None | Steel |  | 1901-01-01 | [15 empty] | UST Currently In Use: 0; UST Temp Close: 0; AST Currently In Use: 0; AST Temp Closed: 0 | 0 | 0 | 0 | 20380-015-012696 | JAMES RAMEY
36555 | Cannot Locate or abandoned | 1998-12-04 | 1976-01-01 |  | Petroleum | Unleaded gasoline | Unleaded gasoline |  | Steel | Steel |  | Painted or None | Steel |  | 1901-01-01 | [15 empty] | UST Currently In Use: 0; UST Temp Close: 0; AST Currently In Use: 0; AST Temp Closed: 0 | 0 | 0 | 0 | 20380-015-012696 | JAMES RAMEY
36556 | Cannot Locate or abandoned | 1998-12-04 | 1976-01-01 |  | Petroleum | Unleaded gasoline | Unleaded gasoline |  | Steel | Steel |  | Painted or None | Steel |  | 1901-01-01 | [15 empty] | UST Currently In Use: 0; UST Temp Close: 0; AST Currently In Use: 0; AST Temp Closed: 0 | 0 | 0 | 0 | 20380-015-012696 | JAMES RAMEY
36557 | Permanently Closed | 1987-01-01 | 1979-01-01 | 1997-06-30 | Petroleum | Unleaded gasoline | Unleaded gasoline | Local government | Steel | Steel |  | Painted or None | Steel |  | 1901-01-01 | [15 empty] | UST Currently In Use: 1; UST Temp Close: 0; AST Currently In Use: 0; AST Temp Closed: 0 | 1 | 0 | 2 | 20684-045-000781 | CITY OF OZARK
36558 | Temporary Closed | 2010-09-01 | 1977-01-01 |  | Petroleum | Unleaded gasoline | Unleaded gasoline | Retail | Steel | Steel | Field installed cathodic protection |  | Flexible | APT |  |  | Catchment Basin, Single walled catchment basin | Flow Rest 90% Full | Flow Rest 90% Full |  |  | Statistical Inventory Reconciliation (SIR) |  | Automatic flow restrictor (MLLD) | Automatic flow restrictor (MLLD) |  |  | Annual line testing, Statistical inventory reconciliation (SIR) | Statistical inventory reconciliation (SIR) |  | UST Currently In Use: 2; UST Temp Close: 1; AST Currently In Use: 0; AST Temp Closed: 0 | 2 | 1 | 0 | 23044-089-012805 | AREZO, INC.
36559 | Currently in Use |  | 1977-01-01 |  | Petroleum | Unleaded gasoline | Unleaded gasoline | Retail | Steel | Steel | Field installed cathodic protection |  | Flexible | APT |  |  | Catchment Basin, Single walled catchment basin | Flow Rest 90% Full | Flow Rest 90% Full |  |  | Statistical Inventory Reconciliation (SIR) |  | Automatic flow restrictor (MLLD) | Automatic flow restrictor (MLLD) |  |  | Annual line testing, Statistical inventory reconciliation (SIR) | Statistical inventory reconciliation (SIR) |  | UST Currently In Use: 2; UST Temp Close: 1; AST Currently In Use: 0; AST Temp Closed: 0 | 2 | 1 | 0 | 23044-089-012805 | AREZO, INC.
36560 | Currently in Use |  | 1977-01-01 |  | Petroleum | Premium gasoline | Premium gasoline | Retail | Steel | Steel | Field installed cathodic protection |  | Flexible | APT |  |  | Catchment Basin, Single walled catchment basin | Flow Rest 90% Full | Flow Rest 90% Full |  |  | Statistical Inventory Reconciliation (SIR) |  | Automatic flow restrictor (MLLD) | Automatic flow restrictor (MLLD) |  |  | Annual line testing, Statistical inventory reconciliation (SIR) | Statistical inventory reconciliation (SIR) |  | UST Currently In Use: 2; UST Temp Close: 1; AST Currently In Use: 0; AST Temp Closed: 0 | 2 | 1 | 0 | 23044-089-012805 | AREZO, INC.
36561 | Permanently Closed | 1993-03-28 | 1977-01-01 | 1993-03-30 | Petroleum | Unleaded gasoline | Unleaded gasoline |  | Steel | Steel |  | Painted or None | Steel |  | 1901-01-01 | [12 empty] | Annual line testing | Annual line testing |  | UST Currently In Use: 0; UST Temp Close: 0; AST Currently In Use: 0; AST Temp Closed: 0 | 0 | 0 | 3 | 15553-049-012702 | FRANK GIPSON
36562 | Permanently Closed | 1993-03-28 | 1977-01-01 | 1993-03-30 | Petroleum | Unleaded gasoline | Unleaded gasoline |  | Steel | Steel |  | Painted or None | Steel |  | 1901-01-01 | [12 empty] | Annual line testing | Annual line testing |  | UST Currently In Use: 0; UST Temp Close: 0; AST Currently In Use: 0; AST Temp Closed: 0 | 0 | 0 | 3 | 15553-049-012702 | FRANK GIPSON
36563 | Permanently Closed | 1993-03-28 | 1977-01-01 | 1993-03-30 | Petroleum | Unleaded gasoline | Unleaded gasoline |  | Steel | Steel |  | Painted or None | Steel |  | 1901-01-01 | [12 empty] | Annual line testing | Annual line testing |  | UST Currently In Use: 0; UST Temp Close: 0; AST Currently In Use: 0; AST Temp Closed: 0 | 0 | 0 | 3 | 15553-049-012702 | FRANK GIPSON
36564 | Permanently Closed | 1999-10-05 | 1970-01-01 | 1999-10-05 | Petroleum | Unleaded gasoline | Unleaded gasoline |  | Steel | Steel |  | Painted or None | Steel |  | 1901-01-01 | [15 empty] | UST Currently In Use: 0; UST Temp Close: 0; AST Currently In Use: 0; AST Temp Closed: 0 | 0 | 0 | 4 | 15556-049-012713 | JEWELL THOMPSON
36565 | Permanently Closed | 1999-10-05 | 1970-01-01 | 1999-10-05 | Petroleum | Unleaded gasoline | Unleaded gasoline |  | Steel | Steel |  | Painted or None | Steel |  | 1901-01-01 | [15 empty] | UST Currently In Use: 0; UST Temp Close: 0; AST Currently In Use: 0; AST Temp Closed: 0 | 0 | 0 | 4 | 15556-049-012713 | JEWELL THOMPSON
36566 | Permanently Closed | 1999-10-05 | 1981-01-01 | 1999-10-05 | Petroleum | Unleaded gasoline | Unleaded gasoline |  | Steel | Steel |  | Painted or None | Steel |  | 1901-01-01 | [15 empty] | UST Currently In Use: 0; UST Temp Close: 0; AST Currently In Use: 0; AST Temp Closed: 0 | 0 | 0 | 4 | 15556-049-012713 | JEWELL THOMPSON
36567 | Permanently Closed | 1999-10-05 | 1970-01-01 | 1999-10-05 | Petroleum | On road diesel | On road diesel |  | Steel | Steel |  | Painted or None | Steel |  | 1901-01-01 | [15 empty] | UST Currently In Use: 0; UST Temp Close: 0; AST Currently In Use: 0; AST Temp Closed: 0 | 0 | 0 | 4 | 15556-049-012713 | JEWELL THOMPSON
36568 | Permanently Closed | 1992-04-23 | 1982-01-01 | 1992-04-23 | Petroleum | Unleaded gasoline | Unleaded gasoline |  | Steel | Steel |  | Painted or None | Steel |  | 1901-01-01 | [15 empty] | UST Currently In Use: 0; UST Temp Close: 0; AST Currently In Use: 0; AST Temp Closed: 0 | 0 | 0 | 3 | 15557-049-012704 | GENE IVEY
36569 | Permanently Closed | 1992-04-23 | 1982-01-01 | 1992-04-23 | Petroleum | Unleaded gasoline | Unleaded gasoline |  | Steel | Steel |  | Painted or None | Steel |  | 1901-01-01 | [15 empty] | UST Currently In Use: 0; UST Temp Close: 0; AST Currently In Use: 0; AST Temp Closed: 0 | 0 | 0 | 3 | 15557-049-012704 | GENE IVEY
36570 | Permanently Closed | 1992-04-23 | 1982-01-01 | 1992-04-23 | Petroleum | Unleaded gasoline | Unleaded gasoline |  | Steel | Steel |  | Painted or None | Steel |  | 1901-01-01 | [15 empty] | UST Currently In Use: 0; UST Temp Close: 0; AST Currently In Use: 0; AST Temp Closed: 0 | 0 | 0 | 3 | 15557-049-012704 | GENE IVEY
36571 | Permanently Closed | 1990-01-01 | 1978-01-01 | 1993-09-28 | Petroleum | Unleaded gasoline | Unleaded gasoline |  | Steel | Steel |  | Painted or None | Steel |  | 1901-01-01 | [15 empty] | UST Currently In Use: 0; UST Temp Close: 0; AST Currently In Use: 0; AST Temp Closed: 0 | 0 | 0 | 2 | 15558-027-012865 | STEDMAN BROWNING
36572 | Permanently Closed | 1990-01-01 | 1978-01-01 | 1993-09-28 | Petroleum | Unleaded gasoline | Unleaded gasoline |  | Steel | Steel |  | Painted or None | Steel |  | 1901-01-01 | [15 empty] | UST Currently In Use: 0; UST Temp Close: 0; AST Currently In Use: 0; AST Temp Closed: 0 | 0 | 0 | 2 | 15558-027-012865 | STEDMAN BROWNING
36573 | Permanently Closed | 1997-09-01 | 1972-01-01 | 1999-05-11 | Petroleum | Unleaded gasoline | Unleaded gasoline | Retail | Steel | Steel |  | Painted or None | Steel |  | 1901-01-01 | [6 empty] | Statistical Inventory Reconciliation (SIR) | [8 empty] | UST Currently In Use: 0; UST Temp Close: 0; AST Currently In Use: 0; AST Temp Closed: 0 | 0 | 0 | 3 | 17575-071-003294 | CALVIN TRIPP
36574 | Permanently Closed | 1997-09-01 | 1972-01-01 | 1999-05-11 | Petroleum | Unleaded gasoline | Unleaded gasoline | Retail | Steel | Steel |  | Painted or None | Steel |  | 1901-01-01 | [6 empty] | Statistical Inventory Reconciliation (SIR) | [8 empty] | UST Currently In Use: 0; UST Temp Close: 0; AST Currently In Use: 0; AST Temp Closed: 0 | 0 | 0 | 3 | 17575-071-003294 | CALVIN TRIPP
36575 | Permanently Closed | 1997-09-01 | 1972-01-01 | 1999-05-11 | Petroleum | Unleaded gasoline | Unleaded gasoline | Retail | Steel | Steel |  | Painted or None | Steel |  | 1901-01-01 | [6 empty] | Statistical Inventory Reconciliation (SIR) | [8 empty] | UST Currently In Use: 0; UST Temp Close: 0; AST Currently In Use: 0; AST Temp Closed: 0 | 0 | 0 | 3 | 17575-071-003294 | CALVIN TRIPP
36576 | Permanently Closed | 1998-11-30 | 1984-01-01 | 1998-11-30 | Petroleum | Unleaded gasoline | Unleaded gasoline |  | Steel | Steel | Coated & cathodic protection (sti-P3) |  | Steel |  | 1901-01-01 | [15 empty] | UST Currently In Use: 0; UST Temp Close: 0; AST Currently In Use: 0; AST Temp Closed: 0 | 0 | 0 | 3 | 15560-049-012705 | BOGGS FEED AND AGRI SUPPLY INC
36577 | Permanently Closed | 1998-11-30 | 1984-01-01 | 1998-11-30 | Petroleum | Unleaded gasoline | Unleaded gasoline |  | Steel | Steel | Coated & cathodic protection (sti-P3) |  | Steel |  | 1901-01-01 | [15 empty] | UST Currently In Use: 0; UST Temp Close: 0; AST Currently In Use: 0; AST Temp Closed: 0 | 0 | 0 | 3 | 15560-049-012705 | BOGGS FEED AND AGRI SUPPLY INC
36578 | Permanently Closed | 1998-11-30 | 1984-01-01 | 1998-11-30 | Petroleum | Unleaded gasoline | Unleaded gasoline |  | Steel | Steel | Coated & cathodic protection (sti-P3) |  | Steel |  | 1901-01-01 | [15 empty] | UST Currently In Use: 0; UST Temp Close: 0; AST Currently In Use: 0; AST Temp Closed: 0 | 0 | 0 | 3 | 15560-049-012705 | BOGGS FEED AND AGRI SUPPLY INC
36579 | Permanently Closed | 1990-10-08 | 1975-01-01 | 1990-10-08 | Petroleum | Unleaded gasoline | Unleaded gasoline |  | Steel | Steel |  | Painted or None | Steel |  | 1901-01-01 | [15 empty] | UST Currently In Use: 0; UST Temp Close: 0; AST Currently In Use: 0; AST Temp Closed: 0 | 0 | 0 | 2 | 15420-049-012712 | MAPCO EXPRESS, LLC
36580 | Permanently Closed | 1990-10-08 | 1982-01-01 | 1990-10-08 | Petroleum | Unleaded gasoline | Unleaded gasoline |  | Steel | Steel |  | Painted or None | Steel |  | 1901-01-01 | [15 empty] | UST Currently In Use: 0; UST Temp Close: 0; AST Currently In Use: 0; AST Temp Closed: 0 | 0 | 0 | 2 | 15420-049-012712 | MAPCO EXPRESS, LLC
36581 | Permanently Closed | 1992-01-30 | 1971-01-01 | 1992-01-30 | Petroleum | Unleaded gasoline | Unleaded gasoline |  | Steel | Steel |  | Painted or None | Steel |  | 1901-01-01 | [15 empty] | UST Currently In Use: 0; UST Temp Close: 0; AST Currently In Use: 0; AST Temp Closed: 0 | 0 | 0 | 4 | 15562-025-009352 | SOPHIA ANDERSON
36582 | Permanently Closed | 1992-01-30 | 1971-01-01 | 1992-01-30 | Petroleum | Unleaded gasoline | Unleaded gasoline |  | Steel | Steel |  | Painted or None | Steel |  | 1901-01-01 | [15 empty] | UST Currently In Use: 0; UST Temp Close: 0; AST Currently In Use: 0; AST Temp Closed: 0 | 0 | 0 | 4 | 15562-025-009352 | SOPHIA ANDERSON
36583 | Permanently Closed | 1990-05-29 | 1971-01-01 |  | Petroleum | Unleaded gasoline | Unleaded gasoline |  | Steel | Steel |  | Painted or None | Steel |  | 1901-01-01 | [15 empty] | UST Currently In Use: 0; UST Temp Close: 0; AST Currently In Use: 0; AST Temp Closed: 0 | 0 | 0 | 4 | 15562-025-009352 | SOPHIA ANDERSON
36584 | Permanently Closed | 1990-05-29 | 1971-01-01 |  | Petroleum | Unleaded gasoline | Unleaded gasoline |  | Steel | Steel |  | Painted or None | Steel |  | 1901-01-01 | [15 empty] | UST Currently In Use: 0; UST Temp Close: 0; AST Currently In Use: 0; AST Temp Closed: 0 | 0 | 0 | 4 | 15562-025-009352 | SOPHIA ANDERSON
36585 | Permanently Closed | 1988-11-15 | 1972-01-01 | 1988-11-15 | Petroleum | Unleaded gasoline | Unleaded gasoline |  | Steel | Steel |  | Painted or None | Steel |  | 1901-01-01 | [15 empty] | UST Currently In Use: 0; UST Temp Close: 0; AST Currently In Use: 0; AST Temp Closed: 0 | 0 | 0 | 3 | 15563-003-002305 | ELTON KEATING
36586 | Permanently Closed | 1988-11-15 | 1972-01-01 | 1988-11-15 | Petroleum | Unleaded gasoline | Unleaded gasoline |  | Steel | Steel |  | Painted or None | Steel |  | 1901-01-01 | [15 empty] | UST Currently In Use: 0; UST Temp Close: 0; AST Currently In Use: 0; AST Temp Closed: 0 | 0 | 0 | 3 | 15563-003-002305 | ELTON KEATING
36587 | Permanently Closed | 1988-11-15 | 1972-01-01 | 1988-11-15 | Petroleum | Unleaded gasoline | Unleaded gasoline |  | Steel | Steel |  | Painted or None | Steel |  | 1901-01-01 | [15 empty] | UST Currently In Use: 0; UST Temp Close: 0; AST Currently In Use: 0; AST Temp Closed: 0 | 0 | 0 | 3 | 15563-003-002305 | ELTON KEATING
36588 | Permanently Closed | 1991-12-19 | 1969-01-01 | 1991-12-19 | Petroleum | Unleaded gasoline | Unleaded gasoline |  | Steel | Steel |  | Painted or None | Steel |  | 1901-01-01 | [15 empty] | UST Currently In Use: 0; UST Temp Close: 0; AST Currently In Use: 0; AST Temp Closed: 0 | 0 | 0 | 2 | 15564-099-002296 | DANIEL TUBERVILLE
36589 | Permanently Closed | 1991-12-19 | 1969-01-01 | 1991-12-19 | Petroleum | Unleaded gasoline | Unleaded gasoline |  | Steel | Steel |  | Painted or None | Steel |  | 1901-01-01 | [15 empty] | UST Currently In Use: 0; UST Temp Close: 0; AST Currently In Use: 0; AST Temp Closed: 0 | 0 | 0 | 2 | 15564-099-002296 | DANIEL TUBERVILLE
36590 | Permanently Closed | 1989-08-11 | 1980-01-01 | 1989-08-11 | Petroleum | Unleaded gasoline | Unleaded gasoline |  | Steel | Steel |  | Painted or None | Steel |  | 1901-01-01 | [15 empty] | UST Currently In Use: 0; UST Temp Close: 0; AST Currently In Use: 0; AST Temp Closed: 0 | 0 | 0 | 3 | 15565-003-002297 | BILL SHIPP
36591 | Permanently Closed | 1989-08-11 | 1980-01-01 | 1989-08-11 | Petroleum | Unleaded gasoline | Unleaded gasoline |  | Steel | Steel |  | Painted or None | Steel |  | 1901-01-01 | [15 empty] | UST Currently In Use: 0; UST Temp Close: 0; AST Currently In Use: 0; AST Temp Closed: 0 | 0 | 0 | 3 | 15565-003-002297 | BILL SHIPP
36592 | Permanently Closed | 1989-08-11 | 1980-01-01 | 1989-08-11 | Petroleum | Unleaded gasoline | Unleaded gasoline |  | Steel | Steel | Coated & cathodic protection (sti-P3) |  | Steel |  | 1901-01-01 | [15 empty] | UST Currently In Use: 0; UST Temp Close: 0; AST Currently In Use: 0; AST Temp Closed: 0 | 0 | 0 | 3 | 15565-003-002297 | BILL SHIPP
36593 | Permanently Closed | 1996-10-01 | 1972-01-01 | 1997-04-14 | Petroleum | On road diesel | On road diesel |  | Steel | Steel |  | Painted or None | Steel |  | 1901-01-01 | [6 empty] | Statistical Inventory Reconciliation (SIR) | [8 empty] | UST Currently In Use: 0; UST Temp Close: 0; AST Currently In Use: 0; AST Temp Closed: 0 | 0 | 0 | 4 | 17644-003-002302 | DOUBLE G INC
36594 | Permanently Closed | 1996-10-01 | 1972-01-01 | 1997-04-14 | Petroleum | Unleaded gasoline | Unleaded gasoline |  | Steel | Steel |  | Painted or None | Steel |  | 1901-01-01 | [6 empty] | Statistical Inventory Reconciliation (SIR) | [5 empty] | Annual line testing | Annual line testing |  | UST Currently In Use: 0; UST Temp Close: 0; AST Currently In Use: 0; AST Temp Closed: 0 | 0 | 0 | 4 | 17644-003-002302 | DOUBLE G INC
36595 | Permanently Closed | 1991-08-30 | 1973-01-01 | 1991-08-30 | Petroleum | Unleaded gasoline | Unleaded gasoline |  | Steel | Steel |  | Painted or None | Steel |  | 1901-01-01 | [15 empty] | UST Currently In Use: 0; UST Temp Close: 0; AST Currently In Use: 0; AST Temp Closed: 0 | 0 | 0 | 4 | 17644-003-002302 | DOUBLE G INC
36596 | Permanently Closed | 1996-10-01 | 1974-01-01 | 1997-04-14 | Petroleum | Unleaded gasoline | Unleaded gasoline |  | Steel | Steel |  | Painted or None | Steel |  | 1901-01-01 | [6 empty] | Statistical Inventory Reconciliation (SIR) | [5 empty] | Annual line testing | Annual line testing |  | UST Currently In Use: 0; UST Temp Close: 0; AST Currently In Use: 0; AST Temp Closed: 0 | 0 | 0 | 4 | 17644-003-002302 | DOUBLE G INC
36597 | Permanently Closed | 1996-01-01 | 1974-01-01 | 1999-01-26 | Petroleum | Unleaded gasoline | Unleaded gasoline |  | Steel | Steel |  | Painted or None | Steel |  | 1901-01-01 | [15 empty] | UST Currently In Use: 0; UST Temp Close: 0; AST Currently In Use: 0; AST Temp Closed: 0 | 0 | 0 | 4 | 15567-003-002299 | ROTHELL GORAM
36598 | Permanently Closed | 1996-01-01 | 1974-01-01 | 1999-01-26 | Petroleum | Unleaded gasoline | Unleaded gasoline |  | Steel | Steel |  | Painted or None | Steel |  | 1901-01-01 | [15 empty] | UST Currently In Use: 0; UST Temp Close: 0; AST Currently In Use: 0; AST Temp Closed: 0 | 0 | 0 | 4 | 15567-003-002299 | ROTHELL GORAM
36599 | Permanently Closed | 1996-01-01 | 1974-01-01 | 1999-01-26 | Petroleum | Unleaded gasoline | Unleaded gasoline |  | Steel | Steel |  | Painted or None | Steel |  | 1901-01-01 | [15 empty] | UST Currently In Use: 0; UST Temp Close: 0; AST Currently In Use: 0; AST Temp Closed: 0 | 0 | 0 | 4 | 15567-003-002299 | ROTHELL GORAM
36600 | Permanently Closed | 1996-01-01 | 1972-01-01 | 1999-01-26 | Petroleum | On road diesel | On road diesel |  | Steel | Steel |  | Painted or None | Steel |  | 1901-01-01 | [15 empty] | UST Currently In Use: 0; UST Temp Close: 0; AST Currently In Use: 0; AST Temp Closed: 0 | 0 | 0 | 4 | 15567-003-002299 | ROTHELL GORAM
36601 | Permanently Closed | 2019-04-24 | 1980-01-01 | 2019-11-29 | Petroleum | Unleaded gasoline | Unleaded gasoline | Retail | Steel | Steel | Field installed cathodic protection |  | Steel |  |  | Field installed cathodic protection | Catchment Basin, Single walled catchment basin | Automatic shutoff device At 95% full, Flow Rest 90% Full | Flow Rest 90% Full |  |  | Statistical Inventory Reconciliation (SIR) | [8 empty] | UST Currently In Use: 0; UST Temp Close: 0; AST Currently In Use: 0; AST Temp Closed: 0 | 0 | 0 | 3 | 25680-003-002303 | KELLON AND JANE POPE
36602 | Permanently Closed | 2019-04-24 | 1980-01-01 | 2019-11-29 | Petroleum | Mid-grade gasoline | Mid-grade gasoline | Retail | Steel | Steel | Field installed cathodic protection |  | Steel |  |  | Field installed cathodic protection | Catchment Basin, Single walled catchment basin | Automatic shutoff device At 95% full, Flow Rest 90% Full | Flow Rest 90% Full |  |  | Statistical Inventory Reconciliation (SIR) | [8 empty] | UST Currently In Use: 0; UST Temp Close: 0; AST Currently In Use: 0; AST Temp Closed: 0 | 0 | 0 | 3 | 25680-003-002303 | KELLON AND JANE POPE
36603 | Permanently Closed | 2019-04-24 | 1980-01-01 | 2019-11-29 | Petroleum | Unleaded gasoline | Unleaded gasoline | Retail | Steel | Steel | Field installed cathodic protection |  | Steel |  |  | Field installed cathodic protection | Catchment Basin, Single walled catchment basin | Automatic shutoff device At 95% full, Flow Rest 90% Full | Flow Rest 90% Full |  |  | Statistical Inventory Reconciliation (SIR) | [8 empty] | UST Currently In Use: 0; UST Temp Close: 0; AST Currently In Use: 0; AST Temp Closed: 0 | 0 | 0 | 3 | 25680-003-002303 | KELLON AND JANE POPE
36604 | Temporary Closed | 2018-10-01 | 1974-01-01 |  | Petroleum | Unleaded gasoline | Unleaded gasoline | Retail | Steel | Steel | Field installed cathodic protection |  | Fiberglass reinforced plastic |  |  |  | Catchment Basin, Single walled catchment basin | Flow Rest 90% Full | Flow Rest 90% Full |  |  | Statistical Inventory Reconciliation (SIR) | [8 empty] | UST Currently In Use: 0; UST Temp Close: 3; AST Currently In Use: 0; AST Temp Closed: 0 | 0 | 3 | 0 | 15570-003-002298 | CARRIE B WHITE
36605 | Temporary Closed | 2018-10-01 | 1974-01-01 |  | Petroleum | On road diesel | On road diesel | Retail | Steel | Steel | Field installed cathodic protection |  | Fiberglass reinforced plastic |  |  |  | Catchment Basin, Single walled catchment basin | Flow Rest 90% Full | Flow Rest 90% Full |  |  | Statistical Inventory Reconciliation (SIR) |  | Automatic flow restrictor (MLLD) | Automatic flow restrictor (MLLD) |  |  | Statistical inventory reconciliation (SIR) | Statistical inventory reconciliation (SIR) |  | UST Currently In Use: 0; UST Temp Close: 3; AST Currently In Use: 0; AST Temp Closed: 0 | 0 | 3 | 0 | 15570-003-002298 | CARRIE B WHITE
36606 | Temporary Closed | 2018-10-01 | 1974-01-01 |  | Petroleum | On road diesel | On road diesel | Retail | Steel | Steel | Field installed cathodic protection |  | Fiberglass reinforced plastic |  |  |  | Catchment Basin, Single walled catchment basin | Automatic shutoff device At 95% full | Automatic shutoff device At 95% full |  |  | Statistical Inventory Reconciliation (SIR) | [8 empty] | UST Currently In Use: 0; UST Temp Close: 3; AST Currently In Use: 0; AST Temp Closed: 0 | 0 | 3 | 0 | 15570-003-002298 | CARRIE B WHITE
36607 | Permanently Closed | 1901-01-01 | 1968-01-01 | 1989-04-01 | Petroleum | Other, OTHER | Other |  | Steel | Steel |  | Painted or None | Steel |  | 1901-01-01 | [15 empty] | UST Currently In Use: 0; UST Temp Close: 0; AST Currently In Use: 0; AST Temp Closed: 0 | 0 | 0 | 2 | 15571-097-010953 | ROSCOE TANNER
36608 | Permanently Closed | 1901-01-01 | 1968-01-01 | 1989-04-01 | Petroleum | Other, OTHER | Other |  | Steel | Steel |  | Painted or None | Steel |  | 1901-01-01 | [15 empty] | UST Currently In Use: 0; UST Temp Close: 0; AST Currently In Use: 0; AST Temp Closed: 0 | 0 | 0 | 2 | 15571-097-010953 | ROSCOE TANNER
36609 | Permanently Closed | 1992-01-01 | 1966-01-01 | 1992-01-01 | Petroleum | Unleaded gasoline | Unleaded gasoline | Retail | Steel | Steel | Field installed cathodic protection |  | Steel |  | 1901-01-01 | Field installed cathodic protection | Catchment Basin, Single walled catchment basin | Flow Rest 90% Full | Flow Rest 90% Full |  |  | Statistical Inventory Reconciliation (SIR) | [5 empty] | Annual line testing | Annual line testing |  | UST Currently In Use: 0; UST Temp Close: 0; AST Currently In Use: 0; AST Temp Closed: 0 | 0 | 0 | 4 | 24358-103-007168 | JAMES WRIGHT
36610 | Permanently Closed | 2012-12-13 | 1966-01-01 | 2016-03-04 | Petroleum | Other, OFFROAD | Other | Retail | Single Wall, Steel | Steel | Field installed cathodic protection |  | Single Wall, Steel |  |  | Field installed cathodic protection | Catchment Basin, Single walled catchment basin | Flow Rest 90% Full | Flow Rest 90% Full |  |  | Statistical Inventory Reconciliation (SIR) | [8 empty] | UST Currently In Use: 0; UST Temp Close: 0; AST Currently In Use: 0; AST Temp Closed: 0 | 0 | 0 | 4 | 24358-103-007168 | JAMES WRIGHT
36611 | Permanently Closed | 2012-12-13 | 1978-01-01 | 2016-03-04 | Petroleum | On road diesel | On road diesel | Retail | Single Wall, Steel | Steel | Field installed cathodic protection |  | Single Wall, Steel |  |  | Field installed cathodic protection | Catchment Basin, Single walled catchment basin | Flow Rest 90% Full | Flow Rest 90% Full |  |  | Statistical Inventory Reconciliation (SIR) | [8 empty] | UST Currently In Use: 0; UST Temp Close: 0; AST Currently In Use: 0; AST Temp Closed: 0 | 0 | 0 | 4 | 24358-103-007168 | JAMES WRIGHT
36612 | Permanently Closed | 1988-12-19 | 1978-01-01 | 1988-12-19 | Petroleum | Unleaded gasoline | Unleaded gasoline |  | Steel | Steel |  | Painted or None | Steel |  | 1901-01-01 | [15 empty] | UST Currently In Use: 0; UST Temp Close: 0; AST Currently In Use: 0; AST Temp Closed: 0 | 0 | 0 | 2 | 15574-049-013548 | RAHGHTON DISCOUNT DRUGS INC
36613 | Permanently Closed | 1988-12-19 | 1978-01-01 |  | Petroleum | Unleaded gasoline | Unleaded gasoline |  | Steel | Steel |  | Painted or None | Steel |  | 1901-01-01 | [15 empty] | UST Currently In Use: 0; UST Temp Close: 0; AST Currently In Use: 0; AST Temp Closed: 0 | 0 | 0 | 2 | 15574-049-013548 | RAHGHTON DISCOUNT DRUGS INC
36614 | Permanently Closed | 1901-01-01 | 1964-01-01 | 1989-03-31 | Petroleum | Unleaded gasoline | Unleaded gasoline |  | Steel | Steel |  | Painted or None | Steel |  | 1901-01-01 | [15 empty] | UST Currently In Use: 0; UST Temp Close: 0; AST Currently In Use: 0; AST Temp Closed: 0 | 0 | 0 | 4 | 15576-001-002904 | A C GILLILAND
36615 | Permanently Closed | 1901-01-01 | 1964-01-01 | 1989-03-31 | Petroleum | Unleaded gasoline | Unleaded gasoline |  | Steel | Steel |  | Painted or None | Steel |  | 1901-01-01 | [15 empty] | UST Currently In Use: 0; UST Temp Close: 0; AST Currently In Use: 0; AST Temp Closed: 0 | 0 | 0 | 4 | 15576-001-002904 | A C GILLILAND
36616 | Permanently Closed | 1901-01-01 | 1964-01-01 | 1989-03-31 | Petroleum | Unleaded gasoline | Unleaded gasoline |  | Steel | Steel |  | Painted or None | Steel |  | 1901-01-01 | [15 empty] | UST Currently In Use: 0; UST Temp Close: 0; AST Currently In Use: 0; AST Temp Closed: 0 | 0 | 0 | 4 | 15576-001-002904 | A C GILLILAND
36617 | Permanently Closed | 1901-01-01 | 1964-01-01 | 1989-03-31 | Petroleum | Unleaded gasoline | Unleaded gasoline |  | Steel | Steel |  | Painted or None | Steel |  | 1901-01-01 | [15 empty] | UST Currently In Use: 0; UST Temp Close: 0; AST Currently In Use: 0; AST Temp Closed: 0 | 0 | 0 | 4 | 15576-001-002904 | A C GILLILAND
36618 | Permanently Closed | 1992-08-18 | 1975-01-01 | 1992-08-18 | Petroleum | Unleaded gasoline | Unleaded gasoline |  | Steel | Steel |  | Painted or None | Steel |  | 1901-01-01 | [15 empty] | UST Currently In Use: 0; UST Temp Close: 0; AST Currently In Use: 0; AST Temp Closed: 0 | 0 | 0 | 2 | 15577-097-002222 | ARENDALL ENTERPRISES INC
36619 | Permanently Closed | 1992-08-18 | 1975-01-01 | 1992-08-18 | Petroleum | Unleaded gasoline | Unleaded gasoline |  | Steel | Steel |  | Painted or None | Steel |  | 1901-01-01 | [15 empty] | UST Currently In Use: 0; UST Temp Close: 0; AST Currently In Use: 0; AST Temp Closed: 0 | 0 | 0 | 2 | 15577-097-002222 | ARENDALL ENTERPRISES INC
36620 | Permanently Closed | 1991-03-27 | 1909-01-01 | 1991-03-27 | Petroleum | Used oil | Used oil |  | Fiberglass reinforced plastic | Fiberglass reinforced plastic |  |  | Fiberglass reinforced plastic |  | 1901-01-01 | [15 empty] | UST Currently In Use: 0; UST Temp Close: 0; AST Currently In Use: 0; AST Temp Closed: 0 | 0 | 0 | 1 | 15578-097-013552 | JOE BULLARD HYUNDAI
36621 | Permanently Closed | 1992-04-27 | 1979-01-01 | 1992-04-27 | Petroleum | Unleaded gasoline | Unleaded gasoline |  | Steel | Steel |  | Painted or None |  |  | 1901-01-01 | [15 empty] | UST Currently In Use: 0; UST Temp Close: 0; AST Currently In Use: 0; AST Temp Closed: 0 | 0 | 0 | 3 | 15579-015-013553 | J STEPHEN WEST
36622 | Permanently Closed | 1992-04-27 | 1979-01-01 | 1992-04-27 | Petroleum | Unleaded gasoline | Unleaded gasoline |  | Steel | Steel |  | Painted or None |  |  | 1901-01-01 | [15 empty] | UST Currently In Use: 0; UST Temp Close: 0; AST Currently In Use: 0; AST Temp Closed: 0 | 0 | 0 | 3 | 15579-015-013553 | J STEPHEN WEST
36623 | Permanently Closed | 1992-04-27 | 1979-01-01 | 1992-04-27 | Petroleum | Unleaded gasoline | Unleaded gasoline |  | Steel | Steel |  | Painted or None |  |  | 1901-01-01 | [15 empty] | UST Currently In Use: 0; UST Temp Close: 0; AST Currently In Use: 0; AST Temp Closed: 0 | 0 | 0 | 3 | 15579-015-013553 | J STEPHEN WEST
36624 | Permanently Closed | 1998-10-31 | 1987-01-01 | 2000-01-03 | Petroleum | Unleaded gasoline | Unleaded gasoline |  | Steel | Steel | Coated & cathodic protection (sti-P3) |  | Steel |  | 1901-01-01 | Field installed cathodic protection | [14 empty] | UST Currently In Use: 0; UST Temp Close: 0; AST Currently In Use: 0; AST Temp Closed: 0 | 0 | 0 | 3 | 15581-023-013562 | DIANE GARRISON
36625 | Permanently Closed | 1998-10-31 | 1987-01-01 | 2000-01-03 | Petroleum | Unleaded gasoline | Unleaded gasoline |  | Steel | Steel | Coated & cathodic protection (sti-P3) |  | Steel |  | 1901-01-01 | Field installed cathodic protection | [14 empty] | UST Currently In Use: 0; UST Temp Close: 0; AST Currently In Use: 0; AST Temp Closed: 0 | 0 | 0 | 3 | 15581-023-013562 | DIANE GARRISON
36626 | Permanently Closed | 1998-10-31 | 1987-01-01 | 2000-01-03 | Petroleum | Unleaded gasoline | Unleaded gasoline |  | Steel | Steel | Coated & cathodic protection (sti-P3) |  | Steel |  | 1901-01-01 | Field installed cathodic protection | [14 empty] | UST Currently In Use: 0; UST Temp Close: 0; AST Currently In Use: 0; AST Temp Closed: 0 | 0 | 0 | 3 | 15581-023-013562 | DIANE GARRISON
36627 | Permanently Closed | 1901-01-01 | 1969-01-01 | 1989-04-05 | Petroleum | Unleaded gasoline | Unleaded gasoline |  | Steel | Steel |  | Painted or None | Steel |  | 1901-01-01 | [15 empty] | UST Currently In Use: 0; UST Temp Close: 0; AST Currently In Use: 0; AST Temp Closed: 0 | 0 | 0 | 3 | 15582-065-004902 | MYRTLE MADISON
36628 | Permanently Closed | 1901-01-01 | 1969-01-01 | 1989-04-05 | Petroleum | Unleaded gasoline | Unleaded gasoline |  | Steel | Steel |  | Painted or None | Steel |  | 1901-01-01 | [15 empty] | UST Currently In Use: 0; UST Temp Close: 0; AST Currently In Use: 0; AST Temp Closed: 0 | 0 | 0 | 3 | 15582-065-004902 | MYRTLE MADISON
36629 | Permanently Closed | 1901-01-01 | 1969-01-01 | 1989-04-05 | Petroleum | Unleaded gasoline | Unleaded gasoline |  | Steel | Steel |  | Painted or None | Steel |  | 1901-01-01 | [15 empty] | UST Currently In Use: 0; UST Temp Close: 0; AST Currently In Use: 0; AST Temp Closed: 0 | 0 | 0 | 3 | 15582-065-004902 | MYRTLE MADISON
36630 | Permanently Closed | 1992-03-08 | 1979-01-01 | 1994-04-04 | Petroleum | Unleaded gasoline | Unleaded gasoline |  | Steel | Steel |  | Painted or None | Steel |  | 1901-01-01 | [15 empty] | UST Currently In Use: 1; UST Temp Close: 0; AST Currently In Use: 0; AST Temp Closed: 0 | 1 | 0 | 3 | 23186-105-004901 | ROBERT EDWARDS
36631 | Permanently Closed | 1992-03-01 | 1977-01-01 | 1994-04-04 | Petroleum | Unleaded gasoline | Unleaded gasoline |  | Steel | Steel |  | Painted or None | Steel |  | 1901-01-01 | [15 empty] | UST Currently In Use: 1; UST Temp Close: 0; AST Currently In Use: 0; AST Temp Closed: 0 | 1 | 0 | 3 | 23186-105-004901 | ROBERT EDWARDS
36632 | Permanently Closed | 1992-03-08 | 1977-01-01 | 1994-04-04 | Petroleum | Unleaded gasoline | Unleaded gasoline |  | Steel | Steel |  | Painted or None | Steel |  | 1901-01-01 | [15 empty] | UST Currently In Use: 1; UST Temp Close: 0; AST Currently In Use: 0; AST Temp Closed: 0 | 1 | 0 | 3 | 23186-105-004901 | ROBERT EDWARDS
36633 | Permanently Closed | 1992-11-17 | 1976-01-01 | 1992-11-17 | Petroleum | Unleaded gasoline | Unleaded gasoline | Local government | Steel | Steel |  | Painted or None | Steel |  | 1901-01-01 | [15 empty] | UST Currently In Use: 0; UST Temp Close: 0; AST Currently In Use: 0; AST Temp Closed: 0 | 0 | 0 | 3 | 15584-095-001362 | ALBERTVILLE CITY SCHOOLS
36634 | Permanently Closed | 2000-07-24 | 1951-01-01 | 2000-07-24 | Petroleum | On road diesel | On road diesel | Industrial | Steel | Steel | Field installed cathodic protection |  | Steel |  | 1901-01-01 | Field installed cathodic protection | Catchment Basin, Single walled catchment basin | Automatic shutoff device At 95% full | Automatic shutoff device At 95% full | [11 empty] | UST Currently In Use: 0; UST Temp Close: 0; AST Currently In Use: 0; AST Temp Closed: 0 | 0 | 0 | 2 | 15585-003-000413 | W MCLEOD JR AND G WIRTH YARBOUGH
36635 | Permanently Closed | 1992-01-13 | 1951-01-01 | 1992-01-13 | Petroleum | Used oil | Used oil |  | Steel | Steel |  |  | Steel |  | 1901-01-01 | [15 empty] | UST Currently In Use: 0; UST Temp Close: 0; AST Currently In Use: 0; AST Temp Closed: 0 | 0 | 0 | 2 | 15585-003-000413 | W MCLEOD JR AND G WIRTH YARBOUGH
36636 | Permanently Closed | 1997-03-20 | 1987-05-01 | 1997-03-21 | Petroleum | Used oil | Used oil |  | Steel | Steel |  | Painted or None | Steel, COATED |  | 1901-01-01 | [6 empty] | Manual Tank Gauging (only tanks 1000 gal. or less and 48” or 64” in diameter) | [8 empty] | UST Currently In Use: 0; UST Temp Close: 0; AST Currently In Use: 0; AST Temp Closed: 0 | 0 | 0 | 1 | 15586-125-013555 | TOWNSEND IMPORTS INC
36637 | Permanently Closed | 1901-01-01 | 1961-01-01 | 1989-03-18 | Petroleum | Unleaded gasoline | Unleaded gasoline |  | Steel | Steel |  | Painted or None | Steel |  | 1901-01-01 | [15 empty] | UST Currently In Use: 0; UST Temp Close: 0; AST Currently In Use: 0; AST Temp Closed: 0 | 0 | 0 | 2 | 15587-053-004529 | G & E MACHINE WORKS
36638 | Permanently Closed | 1901-01-01 | 1961-01-01 | 1989-03-18 | Petroleum | Unleaded gasoline | Unleaded gasoline |  | Steel | Steel |  | Painted or None | Steel |  | 1901-01-01 | [15 empty] | UST Currently In Use: 0; UST Temp Close: 0; AST Currently In Use: 0; AST Temp Closed: 0 | 0 | 0 | 2 | 15587-053-004529 | G & E MACHINE WORKS
36639 | Temporary Closed | 2004-07-31 | 1984-01-01 |  | Petroleum | Unleaded gasoline | Unleaded gasoline | Retail | Single Wall, Steel | Steel | Coated & cathodic protection (sti-P3), Field installed cathodic protection |  | Fiberglass reinforced plastic, Single Wall |  |  | Other, FLXS ISOLA | Catchment Basin, Single walled catchment basin | Automatic shutoff device At 95% full | Automatic shutoff device At 95% full | [11 empty] | UST Currently In Use: 0; UST Temp Close: 2; AST Currently In Use: 0; AST Temp Closed: 0 | 0 | 2 | 0 | 15588-073-010879 | CHUCK YIELDING
36640 | Temporary Closed | 2004-07-31 | 1984-01-01 |  | Petroleum | Mid-grade gasoline | Mid-grade gasoline | Retail | Single Wall, Steel | Steel | Coated & cathodic protection (sti-P3), Field installed cathodic protection |  | Fiberglass reinforced plastic |  |  | Other, FLXS ISOLA | Catchment Basin, Single walled catchment basin | Automatic shutoff device At 95% full | Automatic shutoff device At 95% full | [11 empty] | UST Currently In Use: 0; UST Temp Close: 2; AST Currently In Use: 0; AST Temp Closed: 0 | 0 | 2 | 0 | 15588-073-010879 | CHUCK YIELDING
36641 | Temporary Closed | 2021-06-30 | 1984-01-01 |  | Petroleum | On road diesel | On road diesel | Retail | Single Wall, Steel | Steel | Field installed cathodic protection, Interior lined (not allowed as a standalone method of corrosion protection) |  | Fiberglass reinforced plastic, Single Wall |  |  |  | Catchment Basin, Single walled catchment basin | Automatic shutoff device At 95% full | Automatic shutoff device At 95% full |  |  | Automatic Tank Gauge | [8 empty] | UST Currently In Use: 2; UST Temp Close: 1; AST Currently In Use: 0; AST Temp Closed: 0 | 2 | 1 | 0 | 23608-073-015187 | DEI INVESTMENT INC
36642 | Currently in Use |  | 1984-01-01 |  | Petroleum | Mid-grade gasoline | Mid-grade gasoline | Retail | Single Wall, Steel | Steel | Field installed cathodic protection, Interior lined (not allowed as a standalone method of corrosion protection) |  | Fiberglass reinforced plastic, Single Wall |  |  |  | Catchment Basin, Single walled catchment basin | Automatic shutoff device At 95% full | Automatic shutoff device At 95% full |  |  | Automatic Tank Gauge | [8 empty] | UST Currently In Use: 2; UST Temp Close: 1; AST Currently In Use: 0; AST Temp Closed: 0 | 2 | 1 | 0 | 23608-073-015187 | DEI INVESTMENT INC
36643 | Currently in Use |  | 1984-01-01 |  | Petroleum | Unleaded gasoline | Unleaded gasoline | Retail | Single Wall, Steel | Steel | Field installed cathodic protection, Interior lined (not allowed as a standalone method of corrosion protection) |  | Fiberglass reinforced plastic, Single Wall |  |  |  | Catchment Basin, Single walled catchment basin | Automatic shutoff device At 95% full | Automatic shutoff device At 95% full |  |  | Automatic Tank Gauge | [8 empty] | UST Currently In Use: 2; UST Temp Close: 1; AST Currently In Use: 0; AST Temp Closed: 0 | 2 | 1 | 0 | 23608-073-015187 | DEI INVESTMENT INC
36644 | Cannot Locate or abandoned | 1996-01-01 | 1976-01-01 |  | Petroleum | Unleaded gasoline | Unleaded gasoline |  | Single Wall, Steel | Steel |  | Painted or None | Single Wall, Steel |  | 1901-01-01 | [15 empty] | UST Currently In Use: 0; UST Temp Close: 0; AST Currently In Use: 0; AST Temp Closed: 0 | 0 | 0 | 0 | 15589-059-012379 | DONALD HENSON
36645 | Cannot Locate or abandoned | 1996-01-01 | 1961-01-01 |  | Petroleum | Unleaded gasoline | Unleaded gasoline |  | Single Wall, Steel | Steel |  | Painted or None | Single Wall, Steel |  | 1901-01-01 | [15 empty] | UST Currently In Use: 0; UST Temp Close: 0; AST Currently In Use: 0; AST Temp Closed: 0 | 0 | 0 | 0 | 15589-059-012379 | DONALD HENSON
36646 | Permanently Closed | 1992-08-20 | 1968-01-01 | 1992-08-20 | Petroleum | Unleaded gasoline | Unleaded gasoline |  | Steel | Steel |  | Painted or None | Steel |  | 1901-01-01 | [15 empty] | UST Currently In Use: 0; UST Temp Close: 0; AST Currently In Use: 0; AST Temp Closed: 0 | 0 | 0 | 2 | 15590-065-009010 | BLAKE SMITH
36647 | Permanently Closed | 1992-08-20 | 1968-01-01 | 1992-08-20 | Petroleum | Unleaded gasoline | Unleaded gasoline |  | Steel | Steel |  | Painted or None | Steel |  | 1901-01-01 | [15 empty] | UST Currently In Use: 0; UST Temp Close: 0; AST Currently In Use: 0; AST Temp Closed: 0 | 0 | 0 | 2 | 15590-065-009010 | BLAKE SMITH
36648 | Cannot Locate or abandoned | 1996-01-01 | 1978-01-01 |  | Petroleum | Unleaded gasoline | Unleaded gasoline |  | Steel | Steel | Interior lined (not allowed as a standalone method of corrosion protection) | Painted or None | Steel |  | 1901-01-01 | [15 empty] | UST Currently In Use: 0; UST Temp Close: 0; AST Currently In Use: 0; AST Temp Closed: 0 | 0 | 0 | 0 | 15591-077-004710 | RAW HIDE REAL ESTATE INC
36649 | Cannot Locate or abandoned | 1996-01-01 | 1978-01-01 |  | Petroleum | Unleaded gasoline | Unleaded gasoline |  | Steel | Steel | Interior lined (not allowed as a standalone method of corrosion protection) | Painted or None | Steel |  | 1901-01-01 | [15 empty] | UST Currently In Use: 0; UST Temp Close: 0; AST Currently In Use: 0; AST Temp Closed: 0 | 0 | 0 | 0 | 15591-077-004710 | RAW HIDE REAL ESTATE INC
36650 | Currently in Use |  | 1976-01-01 |  | Petroleum | Unleaded gasoline | Unleaded gasoline | Retail | Steel | Steel | Coated & cathodic protection (sti-P3) |  | Fiberglass reinforced plastic |  | 1901-01-01 |  | Catchment Basin, Single walled catchment basin | Automatic shutoff device At 95% full | Automatic shutoff device At 95% full |  |  | Statistical Inventory Reconciliation (SIR) | [8 empty] | UST Currently In Use: 2; UST Temp Close: 0; AST Currently In Use: 0; AST Temp Closed: 0 | 2 | 0 | 0 | 15592-097-013557 | EATON SERVICE STATION
36651 | Currently in Use |  | 1976-01-01 |  | Petroleum | Mid-grade gasoline | Mid-grade gasoline | Retail | Steel | Steel | Coated & cathodic protection (sti-P3) |  | Fiberglass reinforced plastic |  | 1901-01-01 |  | Catchment Basin, Single walled catchment basin | Automatic shutoff device At 95% full | Automatic shutoff device At 95% full |  |  | Statistical Inventory Reconciliation (SIR) | [8 empty] | UST Currently In Use: 2; UST Temp Close: 0; AST Currently In Use: 0; AST Temp Closed: 0 | 2 | 0 | 0 | 15592-097-013557 | EATON SERVICE STATION
36652 | Permanently Closed | 1993-12-01 | 1986-01-01 | 1993-12-01 | Petroleum | Unleaded gasoline | Unleaded gasoline |  | Steel | Steel |  | Painted or None | Steel |  | 1901-01-01 | [15 empty] | UST Currently In Use: 0; UST Temp Close: 0; AST Currently In Use: 0; AST Temp Closed: 0 | 0 | 0 | 3 | 15593-073-013558 | JOHNNY HORTON
36653 | Permanently Closed | 1993-12-01 | 1986-01-01 | 1993-12-01 | Petroleum | Unleaded gasoline | Unleaded gasoline |  | Steel | Steel |  | Painted or None | Steel |  | 1901-01-01 | [15 empty] | UST Currently In Use: 0; UST Temp Close: 0; AST Currently In Use: 0; AST Temp Closed: 0 | 0 | 0 | 3 | 15593-073-013558 | JOHNNY HORTON
36654 | Permanently Closed | 1993-12-01 | 1986-01-01 | 1993-12-01 | Petroleum | Unleaded gasoline | Unleaded gasoline |  | Steel | Steel |  | Painted or None | Steel |  | 1901-01-01 | [15 empty] | UST Currently In Use: 0; UST Temp Close: 0; AST Currently In Use: 0; AST Temp Closed: 0 | 0 | 0 | 3 | 15593-073-013558 | JOHNNY HORTON
36655 | Permanently Closed | 1994-01-01 | 1983-01-01 | 1994-01-01 | Petroleum | Unleaded gasoline | Unleaded gasoline |  | Steel | Steel | Coated & cathodic protection (sti-P3) |  | Steel |  | 1901-01-01 | [15 empty] | UST Currently In Use: 3; UST Temp Close: 0; AST Currently In Use: 1; AST Temp Closed: 0 | 3 | 0 | 1 | 25368-073-013558 | VP & A INC
36656 | Permanently Closed | 1998-08-08 | 1983-05-01 | 1998-08-08 | Petroleum | Unleaded gasoline | Unleaded gasoline |  | Steel | Steel |  |  | Steel |  | 1901-01-01 | [15 empty] | UST Currently In Use: 0; UST Temp Close: 0; AST Currently In Use: 0; AST Temp Closed: 0 | 0 | 0 | 2 | 15594-103-013556 | GAY CONSTRUCTION CO INC
36657 | Permanently Closed | 2003-09-11 | 1988-01-01 | 2003-09-11 | Petroleum | Unleaded gasoline | Unleaded gasoline | Industrial | Steel | Steel | Coated & cathodic protection (sti-P3) |  | Other, NO PIPING |  | 1901-01-01 |  | Catchment Basin, Single walled catchment basin | Automatic shutoff device At 95% full | Automatic shutoff device At 95% full | [11 empty] | UST Currently In Use: 0; UST Temp Close: 0; AST Currently In Use: 0; AST Temp Closed: 0 | 0 | 0 | 2 | 15594-103-013556 | GAY CONSTRUCTION CO INC
36658 | Permanently Closed | 1901-01-01 | 1976-01-01 | 1993-11-08 | Petroleum | Unleaded gasoline | Unleaded gasoline |  | Steel | Steel |  | Painted or None | Steel |  | 1901-01-01 | [6 empty] | Statistical Inventory Reconciliation (SIR) | [8 empty] | UST Currently In Use: 0; UST Temp Close: 0; AST Currently In Use: 0; AST Temp Closed: 0 | 0 | 0 | 2 | 15595-103-004850 | JOHN AND SHIRLEY WHITE
36659 | Permanently Closed | 1901-01-01 | 1976-01-01 | 1993-11-08 | Petroleum | Unleaded gasoline | Unleaded gasoline |  | Steel | Steel |  | Painted or None | Steel |  | 1901-01-01 | [6 empty] | Statistical Inventory Reconciliation (SIR) | [8 empty] | UST Currently In Use: 0; UST Temp Close: 0; AST Currently In Use: 0; AST Temp Closed: 0 | 0 | 0 | 2 | 15595-103-004850 | JOHN AND SHIRLEY WHITE
36660 | Retired | 1986-07-20 | 1980-01-01 |  | Petroleum | Unleaded gasoline | Unleaded gasoline |  | Steel | Steel | Coated & cathodic protection (sti-P3), Interior lined (not allowed as a standalone method of corrosion protection) |  | Steel |  | 1901-01-01 | [15 empty] | UST Currently In Use: 0; UST Temp Close: 0; AST Currently In Use: 0; AST Temp Closed: 0 | 0 | 0 | 0 | 15596-019-013561 | H AND L MOTORS INCORP
36661 | Retired | 1986-07-20 | 1980-01-01 |  | Petroleum | Unleaded gasoline | Unleaded gasoline |  | Steel | Steel | Coated & cathodic protection (sti-P3), Interior lined (not allowed as a standalone method of corrosion protection) |  | Steel |  | 1901-01-01 | [15 empty] | UST Currently In Use: 0; UST Temp Close: 0; AST Currently In Use: 0; AST Temp Closed: 0 | 0 | 0 | 0 | 15596-019-013561 | H AND L MOTORS INCORP
36662 | Retired | 1986-07-20 | 1980-01-01 |  | Petroleum | Unleaded gasoline | Unleaded gasoline |  | Steel | Steel | Coated & cathodic protection (sti-P3), Interior lined (not allowed as a standalone method of corrosion protection) |  | Steel |  | 1901-01-01 | [15 empty] | UST Currently In Use: 0; UST Temp Close: 0; AST Currently In Use: 0; AST Temp Closed: 0 | 0 | 0 | 0 | 15596-019-013561 | H AND L MOTORS INCORP
36663 | Permanently Closed | 2003-04-01 | 1987-01-01 | 2003-08-01 | Petroleum | Unleaded gasoline | Unleaded gasoline | Retail | Steel | Steel | Coated & cathodic protection (sti-P3) |  | Fiberglass reinforced plastic |  | 1901-01-01 |  | Catchment Basin, Single walled catchment basin | Automatic shutoff device At 95% full | Automatic shutoff device At 95% full |  |  | Statistical Inventory Reconciliation (SIR) | [5 empty] | Statistical inventory reconciliation (SIR) | Statistical inventory reconciliation (SIR) |  | UST Currently In Use: 0; UST Temp Close: 0; AST Currently In Use: 0; AST Temp Closed: 0 | 0 | 0 | 4 | 20458-041-013565 | FIRST CITIZENS BANK
36664 | Permanently Closed | 2003-04-01 | 1987-01-01 | 2003-08-01 | Petroleum | Unleaded gasoline | Unleaded gasoline | Retail | Steel | Steel | Coated & cathodic protection (sti-P3) |  | Fiberglass reinforced plastic |  | 1901-01-01 |  | Catchment Basin, Single walled catchment basin | Automatic shutoff device At 95% full | Automatic shutoff device At 95% full |  |  | Statistical Inventory Reconciliation (SIR) | [5 empty] | Statistical inventory reconciliation (SIR) | Statistical inventory reconciliation (SIR) |  | UST Currently In Use: 0; UST Temp Close: 0; AST Currently In Use: 0; AST Temp Closed: 0 | 0 | 0 | 4 | 20458-041-013565 | FIRST CITIZENS BANK
36665 | Permanently Closed | 2003-04-01 | 1987-01-01 | 2003-08-01 | Petroleum | Unleaded gasoline | Unleaded gasoline | Retail | Steel | Steel | Coated & cathodic protection (sti-P3) |  | Fiberglass reinforced plastic |  | 1901-01-01 |  | Catchment Basin, Single walled catchment basin | Automatic shutoff device At 95% full | Automatic shutoff device At 95% full |  |  | Statistical Inventory Reconciliation (SIR) |  | Automatic shutoff device (AELLD) | Automatic shutoff device (AELLD) |  |  | Statistical inventory reconciliation (SIR) | Statistical inventory reconciliation (SIR) |  | UST Currently In Use: 0; UST Temp Close: 0; AST Currently In Use: 0; AST Temp Closed: 0 | 0 | 0 | 4 | 20458-041-013565 | FIRST CITIZENS BANK
36666 | Permanently Closed | 2002-07-02 | 1987-01-01 | 2003-08-01 | Petroleum | Used oil | Used oil | Retail | Fiberglass reinforced plastic | Fiberglass reinforced plastic |  |  | Steel |  | 1901-01-01 |  | Other, EXEMPT | Other, EXEMPT | Other | [11 empty] | UST Currently In Use: 0; UST Temp Close: 0; AST Currently In Use: 0; AST Temp Closed: 0 | 0 | 0 | 4 | 20458-041-013565 | FIRST CITIZENS BANK
36667 | Permanently Closed | 1990-01-01 | 1968-01-01 | 1990-01-01 | Petroleum | Unleaded gasoline | Unleaded gasoline |  | Steel | Steel |  | Painted or None | Steel |  | 1901-01-01 | [15 empty] | UST Currently In Use: 0; UST Temp Close: 0; AST Currently In Use: 0; AST Temp Closed: 0 | 0 | 0 | 3 | 15598-003-013568 | KAECHELE MOTOR SERVICE
36668 | Permanently Closed | 1990-01-01 | 1968-01-01 | 1990-01-01 | Petroleum | Unleaded gasoline | Unleaded gasoline |  | Steel | Steel |  | Painted or None | Steel |  | 1901-01-01 | [15 empty] | UST Currently In Use: 0; UST Temp Close: 0; AST Currently In Use: 0; AST Temp Closed: 0 | 0 | 0 | 3 | 15598-003-013568 | KAECHELE MOTOR SERVICE
36669 | Permanently Closed | 1990-01-01 | 1968-01-01 | 1990-01-01 | Petroleum | On road diesel | On road diesel |  | Steel | Steel |  | Painted or None | Steel |  | 1901-01-01 | [15 empty] | UST Currently In Use: 0; UST Temp Close: 0; AST Currently In Use: 0; AST Temp Closed: 0 | 0 | 0 | 3 | 15598-003-013568 | KAECHELE MOTOR SERVICE
36670 | Permanently Closed | 1999-03-22 | 1990-01-01 | 1999-12-22 | Petroleum | Unleaded gasoline | Unleaded gasoline |  | Steel | Steel |  | Painted or None | Steel |  | 1901-01-01 | [6 empty] | Manual Tank Gauging (only tanks 1000 gal. or less and 48” or 64” in diameter) | [8 empty] | UST Currently In Use: 0; UST Temp Close: 0; AST Currently In Use: 0; AST Temp Closed: 0 | 0 | 0 | 3 | 15599-093-014862 | LITTLE OIL CO
36671 | Permanently Closed | 1999-03-22 | 1990-01-01 | 1999-12-22 | Petroleum | Unleaded gasoline | Unleaded gasoline |  | Steel | Steel |  | Painted or None | Steel |  | 1901-01-01 | [6 empty] | Manual Tank Gauging (only tanks 1000 gal. or less and 48” or 64” in diameter) | [8 empty] | UST Currently In Use: 0; UST Temp Close: 0; AST Currently In Use: 0; AST Temp Closed: 0 | 0 | 0 | 3 | 15599-093-014862 | LITTLE OIL CO
36672 | Permanently Closed | 1999-03-22 | 1990-01-01 | 1999-12-22 | Petroleum | Unleaded gasoline | Unleaded gasoline |  | Steel | Steel |  | Painted or None | Steel |  | 1901-01-01 | [6 empty] | Manual Tank Gauging (only tanks 1000 gal. or less and 48” or 64” in diameter) | [8 empty] | UST Currently In Use: 0; UST Temp Close: 0; AST Currently In Use: 0; AST Temp Closed: 0 | 0 | 0 | 3 | 15599-093-014862 | LITTLE OIL CO
36673 | Permanently Closed | 2002-03-09 | 1987-01-01 | 2002-03-09 | Petroleum | Unleaded gasoline | Unleaded gasoline |  | Steel | Steel | Coated & cathodic protection (sti-P3) |  | Steel |  | 1901-01-01 | Field installed cathodic protection | Catchment Basin, Single walled catchment basin |  |  |  |  | Statistical Inventory Reconciliation (SIR) | [5 empty] | Statistical inventory reconciliation (SIR) | Statistical inventory reconciliation (SIR) |  | UST Currently In Use: 0; UST Temp Close: 0; AST Currently In Use: 0; AST Temp Closed: 0 | 0 | 0 | 3 | 15599-133-013569 | LITTLE OIL CO
36674 | Permanently Closed | 2002-03-09 | 1987-01-01 | 2002-03-09 | Petroleum | Mid-grade gasoline | Mid-grade gasoline |  | Steel | Steel | Coated & cathodic protection (sti-P3) |  | Steel |  | 1901-01-01 | Field installed cathodic protection | Catchment Basin, Single walled catchment basin |  |  |  |  | Statistical Inventory Reconciliation (SIR) | [5 empty] | Statistical inventory reconciliation (SIR) | Statistical inventory reconciliation (SIR) |  | UST Currently In Use: 0; UST Temp Close: 0; AST Currently In Use: 0; AST Temp Closed: 0 | 0 | 0 | 3 | 15599-133-013569 | LITTLE OIL CO
36675 | Permanently Closed | 2002-03-09 | 1987-01-01 | 2002-03-09 | Petroleum | Premium gasoline | Premium gasoline |  | Steel | Steel | Coated & cathodic protection (sti-P3) |  | Steel |  | 1901-01-01 | Field installed cathodic protection | Catchment Basin, Single walled catchment basin |  |  |  |  | Statistical Inventory Reconciliation (SIR) | [5 empty] | Statistical inventory reconciliation (SIR) | Statistical inventory reconciliation (SIR) |  | UST Currently In Use: 0; UST Temp Close: 0; AST Currently In Use: 0; AST Temp Closed: 0 | 0 | 0 | 3 | 15599-133-013569 | LITTLE OIL CO
36676 | Permanently Closed | 2000-09-14 | 1981-01-01 | 2000-09-14 | Petroleum | Unleaded gasoline | Unleaded gasoline |  | Steel | Steel |  | Painted or None | Steel |  | 1901-01-01 | [6 empty] | Statistical Inventory Reconciliation (SIR) | [5 empty] | Statistical inventory reconciliation (SIR) | Statistical inventory reconciliation (SIR) |  | UST Currently In Use: 0; UST Temp Close: 0; AST Currently In Use: 0; AST Temp Closed: 0 | 0 | 0 | 5 | 15599-133-013570 | LITTLE OIL CO
36677 | Permanently Closed | 2000-09-14 | 1981-01-01 | 2000-09-14 | Petroleum | Unleaded gasoline | Unleaded gasoline |  | Steel | Steel |  | Painted or None | Steel |  | 1901-01-01 | [6 empty] | Statistical Inventory Reconciliation (SIR) | [5 empty] | Statistical inventory reconciliation (SIR) | Statistical inventory reconciliation (SIR) |  | UST Currently In Use: 0; UST Temp Close: 0; AST Currently In Use: 0; AST Temp Closed: 0 | 0 | 0 | 5 | 15599-133-013570 | LITTLE OIL CO
36678 | Permanently Closed | 2000-09-14 | 1981-01-01 | 2000-09-14 | Petroleum | Unleaded gasoline | Unleaded gasoline |  | Steel | Steel |  | Painted or None | Steel |  | 1901-01-01 | [6 empty] | Statistical Inventory Reconciliation (SIR) | [5 empty] | Statistical inventory reconciliation (SIR) | Statistical inventory reconciliation (SIR) |  | UST Currently In Use: 0; UST Temp Close: 0; AST Currently In Use: 0; AST Temp Closed: 0 | 0 | 0 | 5 | 15599-133-013570 | LITTLE OIL CO
36679 | Permanently Closed | 2000-09-14 | 1981-01-01 | 2000-09-14 | Petroleum | On road diesel | On road diesel |  | Steel | Steel |  | Painted or None | Steel |  | 1901-01-01 | [6 empty] | Statistical Inventory Reconciliation (SIR) | [5 empty] | Statistical inventory reconciliation (SIR) | Statistical inventory reconciliation (SIR) |  | UST Currently In Use: 0; UST Temp Close: 0; AST Currently In Use: 0; AST Temp Closed: 0 | 0 | 0 | 5 | 15599-133-013570 | LITTLE OIL CO
36680 | Permanently Closed | 2000-09-14 | 1966-01-01 | 2000-09-14 | Petroleum | Unleaded gasoline | Unleaded gasoline |  | Steel | Steel |  | Painted or None | Steel |  | 1901-01-01 | [15 empty] | UST Currently In Use: 0; UST Temp Close: 0; AST Currently In Use: 0; AST Temp Closed: 0 | 0 | 0 | 5 | 15599-133-013570 | LITTLE OIL CO
36681 | Temporary Closed | 2007-04-21 | 1985-01-01 |  | Petroleum | Unleaded gasoline | Unleaded gasoline | Retail | Single Wall, Steel | Steel | Field installed cathodic protection |  | Single Wall, Steel |  |  | Field installed cathodic protection | Catchment Basin, Single walled catchment basin | Automatic shutoff device At 95% full | Automatic shutoff device At 95% full |  |  | Statistical Inventory Reconciliation (SIR) | [8 empty] | UST Currently In Use: 0; UST Temp Close: 3; AST Currently In Use: 0; AST Temp Closed: 1 | 0 | 3 | 0 | 25205-077-013571 | PAMELA FAY KAUNDART
36683 | Temporary Closed | 2007-04-21 | 1975-01-01 |  | Petroleum | Premium gasoline | Premium gasoline | Retail | Single Wall, Steel | Steel | Field installed cathodic protection |  | Single Wall, Steel |  |  | Field installed cathodic protection | Catchment Basin, Single walled catchment basin | Automatic shutoff device At 95% full | Automatic shutoff device At 95% full |  |  | Statistical Inventory Reconciliation (SIR) | [8 empty] | UST Currently In Use: 0; UST Temp Close: 3; AST Currently In Use: 0; AST Temp Closed: 1 | 0 | 3 | 0 | 25205-077-013571 | PAMELA FAY KAUNDART
36684 | Temporary Closed | 2007-04-21 | 1975-01-01 |  | Petroleum | Unleaded gasoline | Unleaded gasoline | Retail | Single Wall, Steel | Steel | Field installed cathodic protection |  | Single Wall, Steel |  |  | Field installed cathodic protection | Catchment Basin, Single walled catchment basin | Automatic shutoff device At 95% full | Automatic shutoff device At 95% full |  |  | Statistical Inventory Reconciliation (SIR) | [8 empty] | UST Currently In Use: 0; UST Temp Close: 3; AST Currently In Use: 0; AST Temp Closed: 1 | 0 | 3 | 0 | 25205-077-013571 | PAMELA FAY KAUNDART
36686 | Permanently Closed | 2001-02-21 | 1984-01-01 | 1994-11-25 | Petroleum | Unleaded gasoline | Unleaded gasoline |  | Steel | Steel | Coated & cathodic protection (sti-P3) |  | Fiberglass reinforced plastic |  | 1901-01-01 |  | Catchment Basin, Single walled catchment basin | Flow Rest 90% Full | Flow Rest 90% Full | [8 empty] | Annual line testing | Annual line testing |  | UST Currently In Use: 0; UST Temp Close: 1; AST Currently In Use: 0; AST Temp Closed: 0 | 0 | 1 | 2 | 22918-033-013572 | WILLIAM RODNEY CALHOUN, JR
36687 | Permanently Closed | 2001-02-21 | 1984-01-01 | 1994-11-25 | Petroleum | Unleaded gasoline | Unleaded gasoline |  | Steel | Steel | Coated & cathodic protection (sti-P3) |  | Fiberglass reinforced plastic |  | 1901-01-01 |  | Catchment Basin, Single walled catchment basin | Flow Rest 90% Full | Flow Rest 90% Full | [8 empty] | Annual line testing | Annual line testing |  | UST Currently In Use: 0; UST Temp Close: 1; AST Currently In Use: 0; AST Temp Closed: 0 | 0 | 1 | 2 | 22918-033-013572 | WILLIAM RODNEY CALHOUN, JR
36688 | Cannot Locate or abandoned | 1991-10-01 | 1986-01-01 |  | Petroleum | Unleaded gasoline | Unleaded gasoline |  | Steel | Steel | Coated & cathodic protection (sti-P3) |  | Fiberglass reinforced plastic |  | 1901-01-01 | [15 empty] | UST Currently In Use: 0; UST Temp Close: 0; AST Currently In Use: 0; AST Temp Closed: 0 | 0 | 0 | 0 | 15602-033-013573 | LEO FUQUA
36689 | Cannot Locate or abandoned | 1991-10-01 | 1986-01-01 |  | Petroleum | Unleaded gasoline | Unleaded gasoline |  | Steel | Steel | Coated & cathodic protection (sti-P3) |  | Fiberglass reinforced plastic |  | 1901-01-01 | [15 empty] | UST Currently In Use: 0; UST Temp Close: 0; AST Currently In Use: 0; AST Temp Closed: 0 | 0 | 0 | 0 | 15602-033-013573 | LEO FUQUA
36690 | Cannot Locate or abandoned | 1991-10-01 | 1986-01-01 |  | Petroleum | Unleaded gasoline | Unleaded gasoline |  | Steel | Steel | Coated & cathodic protection (sti-P3) |  | Fiberglass reinforced plastic |  | 1901-01-01 | [15 empty] | UST Currently In Use: 0; UST Temp Close: 0; AST Currently In Use: 0; AST Temp Closed: 0 | 0 | 0 | 0 | 15602-033-013573 | LEO FUQUA
36695 |  | 1990-03-01 | 1975-01-01 |  | Petroleum | Unleaded gasoline | Unleaded gasoline |  | Steel | Steel |  | Painted or None | Steel |  | 1901-01-01 | [15 empty] | UST Currently In Use: 0; UST Temp Close: 0; AST Currently In Use: 0; AST Temp Closed: 0 | 0 | 0 | 0 | 17946-093-013576 | SCOTTIE MACK HENSON
36696 |  | 1990-03-01 | 1973-01-01 |  | Petroleum | Unleaded gasoline | Unleaded gasoline |  | Steel | Steel |  | Painted or None | Steel |  | 1901-01-01 | [15 empty] | UST Currently In Use: 0; UST Temp Close: 0; AST Currently In Use: 0; AST Temp Closed: 0 | 0 | 0 | 0 | 17946-093-013576 | SCOTTIE MACK HENSON
36697 |  | 1990-03-01 | 1969-01-01 |  | Petroleum | Unleaded gasoline | Unleaded gasoline |  | Steel | Steel |  | Painted or None | Steel |  | 1901-01-01 | [15 empty] | UST Currently In Use: 0; UST Temp Close: 0; AST Currently In Use: 0; AST Temp Closed: 0 | 0 | 0 | 0 | 17946-093-013576 | SCOTTIE MACK HENSON
36698 |  | 1990-03-01 | 1979-01-01 |  | Petroleum | Used oil | Used oil |  | Steel | Steel |  | Painted or None | Steel |  | 1901-01-01 | [15 empty] | UST Currently In Use: 0; UST Temp Close: 0; AST Currently In Use: 0; AST Temp Closed: 0 | 0 | 0 | 0 | 17946-093-013576 | SCOTTIE MACK HENSON
36699 | Permanently Closed | 1990-10-02 | 1976-01-01 | 1990-10-02 | Petroleum | Unleaded gasoline | Unleaded gasoline |  | Steel | Steel |  | Painted or None |  |  | 1901-01-01 | [15 empty] | UST Currently In Use: 0; UST Temp Close: 0; AST Currently In Use: 0; AST Temp Closed: 0 | 0 | 0 | 5 | 15605-103-013577 | LENORA L YARBROUGH
36700 | Permanently Closed | 1990-10-02 | 1976-01-01 | 1990-10-02 | Petroleum | Unleaded gasoline | Unleaded gasoline |  | Steel | Steel |  | Painted or None |  |  | 1901-01-01 | [15 empty] | UST Currently In Use: 0; UST Temp Close: 0; AST Currently In Use: 0; AST Temp Closed: 0 | 0 | 0 | 5 | 15605-103-013577 | LENORA L YARBROUGH
36701 | Permanently Closed | 1990-10-02 | 1976-01-01 | 1990-10-02 | Petroleum | Unleaded gasoline | Unleaded gasoline |  | Steel | Steel |  | Painted or None |  |  | 1901-01-01 | [15 empty] | UST Currently In Use: 0; UST Temp Close: 0; AST Currently In Use: 0; AST Temp Closed: 0 | 0 | 0 | 5 | 15605-103-013577 | LENORA L YARBROUGH
36702 | Permanently Closed | 1990-10-02 | 1976-01-01 | 1990-10-02 | Petroleum | Unleaded gasoline | Unleaded gasoline |  | Steel | Steel |  | Painted or None |  |  | 1901-01-01 | [15 empty] | UST Currently In Use: 0; UST Temp Close: 0; AST Currently In Use: 0; AST Temp Closed: 0 | 0 | 0 | 5 | 15605-103-013577 | LENORA L YARBROUGH
36703 | Permanently Closed | 1990-10-02 | 1976-01-01 | 1990-10-02 | Petroleum | Unleaded gasoline | Unleaded gasoline |  | Steel | Steel |  | Painted or None |  |  | 1901-01-01 | [15 empty] | UST Currently In Use: 0; UST Temp Close: 0; AST Currently In Use: 0; AST Temp Closed: 0 | 0 | 0 | 5 | 15605-103-013577 | LENORA L YARBROUGH
36704 | Permanently Closed | 1990-07-01 | 1983-01-01 | 1994-10-24 | Petroleum | Unleaded gasoline | Unleaded gasoline |  | Steel | Steel |  |  | Steel |  | 1901-01-01 | [15 empty] | UST Currently In Use: 0; UST Temp Close: 0; AST Currently In Use: 0; AST Temp Closed: 0 | 0 | 0 | 3 | 15606-093-013579 | RUDENE KILLINGSWORTH
36705 | Permanently Closed | 1990-07-01 | 1983-01-01 | 1994-10-24 | Petroleum | Unleaded gasoline | Unleaded gasoline |  | Steel | Steel |  |  | Steel |  | 1901-01-01 | [15 empty] | UST Currently In Use: 0; UST Temp Close: 0; AST Currently In Use: 0; AST Temp Closed: 0 | 0 | 0 | 3 | 15606-093-013579 | RUDENE KILLINGSWORTH
36706 | Permanently Closed | 1990-07-01 | 1983-01-01 | 1994-10-24 | Petroleum | On road diesel | On road diesel |  | Steel | Steel |  |  | Steel |  | 1901-01-01 | [15 empty] | UST Currently In Use: 0; UST Temp Close: 0; AST Currently In Use: 0; AST Temp Closed: 0 | 0 | 0 | 3 | 15606-093-013579 | RUDENE KILLINGSWORTH
36707 | Permanently Closed | 1901-01-01 | 1985-01-01 | 1989-09-08 | Petroleum | Used oil | Used oil |  | Steel | Steel |  |  | Steel |  | 1901-01-01 | [15 empty] | UST Currently In Use: 0; UST Temp Close: 0; AST Currently In Use: 0; AST Temp Closed: 0 | 0 | 0 | 2 | 15607-073-013580 | MCGEE DODGE
36708 | Permanently Closed | 1901-01-01 | 1985-01-01 | 1989-09-08 | Petroleum | Used oil | Used oil |  | Steel | Steel |  |  | Steel |  | 1901-01-01 | [15 empty] | UST Currently In Use: 0; UST Temp Close: 0; AST Currently In Use: 0; AST Temp Closed: 0 | 0 | 0 | 2 | 15607-073-013580 | MCGEE DODGE
36709 | Permanently Closed | 1989-10-23 | 1983-01-01 | 1989-10-23 | Petroleum | Unleaded gasoline | Unleaded gasoline |  | Steel | Steel |  |  | Steel |  | 1901-01-01 | [15 empty] | UST Currently In Use: 0; UST Temp Close: 0; AST Currently In Use: 0; AST Temp Closed: 0 | 0 | 0 | 1 | 15608-065-013582 | M D BAINES
36710 | Temporary Closed | 2019-11-04 | 1988-08-11 |  | Petroleum | Unleaded gasoline | Unleaded gasoline | Retail | Single Wall, Steel | Steel | Coated & cathodic protection (sti-P3), Field installed cathodic protection |  | Single Wall, Steel |  |  | Field installed cathodic protection | Catchment Basin, Single walled catchment basin | Automatic shutoff device At 95% full | Automatic shutoff device At 95% full |  |  | Statistical Inventory Reconciliation (SIR) |  | Automatic flow restrictor (MLLD) | Automatic flow restrictor (MLLD) |  |  | Statistical inventory reconciliation (SIR) | Statistical inventory reconciliation (SIR) |  | UST Currently In Use: 0; UST Temp Close: 4; AST Currently In Use: 1; AST Temp Closed: 0 | 0 | 4 | 0 | 24806-103-013583 | RODERICK S. TERRY
36711 | Temporary Closed | 2019-11-04 | 1988-08-11 |  | Petroleum | On road diesel | On road diesel | Retail | Single Wall, Steel | Steel | Coated & cathodic protection (sti-P3), Field installed cathodic protection |  | Single Wall, Steel |  |  | Field installed cathodic protection | Catchment Basin, Single walled catchment basin | Automatic shutoff device At 95% full | Automatic shutoff device At 95% full |  |  | Statistical Inventory Reconciliation (SIR) |  | Automatic flow restrictor (MLLD) | Automatic flow restrictor (MLLD) |  |  | Statistical inventory reconciliation (SIR) | Statistical inventory reconciliation (SIR) |  | UST Currently In Use: 0; UST Temp Close: 4; AST Currently In Use: 1; AST Temp Closed: 0 | 0 | 4 | 0 | 24806-103-013583 | RODERICK S. TERRY
36712 | Temporary Closed | 2019-11-04 | 1988-08-11 |  | Petroleum | Unleaded gasoline | Unleaded gasoline | Retail | Single Wall, Steel | Steel | Coated & cathodic protection (sti-P3), Field installed cathodic protection |  | Single Wall, Steel |  |  | Field installed cathodic protection | Catchment Basin, Single walled catchment basin | Automatic shutoff device At 95% full | Automatic shutoff device At 95% full |  |  | Statistical Inventory Reconciliation (SIR) |  | Automatic flow restrictor (MLLD) | Automatic flow restrictor (MLLD) |  |  | Statistical inventory reconciliation (SIR) | Statistical inventory reconciliation (SIR) |  | UST Currently In Use: 0; UST Temp Close: 4; AST Currently In Use: 1; AST Temp Closed: 0 | 0 | 4 | 0 | 24806-103-013583 | RODERICK S. TERRY
36713 | Temporary Closed | 2019-11-04 | 1988-08-11 |  | Petroleum | On road diesel | On road diesel | Retail | Single Wall, Steel | Steel | Coated & cathodic protection (sti-P3), Field installed cathodic protection |  | Single Wall, Steel |  |  | Field installed cathodic protection | Catchment Basin, Single walled catchment basin | Automatic shutoff device At 95% full | Automatic shutoff device At 95% full |  |  | Statistical Inventory Reconciliation (SIR) |  | Automatic flow restrictor (MLLD) | Automatic flow restrictor (MLLD) |  |  | Statistical inventory reconciliation (SIR) | Statistical inventory reconciliation (SIR) |  | UST Currently In Use: 0; UST Temp Close: 4; AST Currently In Use: 1; AST Temp Closed: 0 | 0 | 4 | 0 | 24806-103-013583 | RODERICK S. TERRY
36714 | Temporary Closed | 2000-10-05 | 1988-01-01 |  | Petroleum | Premium gasoline | Premium gasoline | Retail | Fiberglass reinforced plastic | Fiberglass reinforced plastic |  |  | Other, steel tank and piping removed/closed in place |  |  |  | Catchment Basin, Single walled catchment basin | Flow Rest 90% Full | Flow Rest 90% Full |  |  | Statistical Inventory Reconciliation (SIR) |  | Automatic flow restrictor (MLLD) | Automatic flow restrictor (MLLD) |  |  | Statistical inventory reconciliation (SIR) | Statistical inventory reconciliation (SIR) |  | UST Currently In Use: 0; UST Temp Close: 3; AST Currently In Use: 2; AST Temp Closed: 0 | 0 | 3 | 1 | 15610-095-013584 | KENNEDY INDUSTRIES, INC.
36715 | Temporary Closed | 2000-10-05 | 1988-01-30 |  | Petroleum | Mid-grade gasoline | Mid-grade gasoline | Retail | Fiberglass reinforced plastic | Fiberglass reinforced plastic |  |  | Steel, steel tank and piping removed/closed in place |  |  | Galvanic Cathodic | Catchment Basin, Single walled catchment basin | Flow Rest 90% Full | Flow Rest 90% Full |  |  | Statistical Inventory Reconciliation (SIR) | [5 empty] | Statistical inventory reconciliation (SIR) | Statistical inventory reconciliation (SIR) |  | UST Currently In Use: 0; UST Temp Close: 3; AST Currently In Use: 2; AST Temp Closed: 0 | 0 | 3 | 1 | 15610-095-013584 | KENNEDY INDUSTRIES, INC.
36716 | Temporary Closed | 2000-10-05 | 1988-01-30 |  | Petroleum | Unleaded gasoline | Unleaded gasoline | Retail | Fiberglass reinforced plastic | Fiberglass reinforced plastic |  |  | Steel, steel tank and piping removed/closed in place |  |  | Galvanic Cathodic | Catchment Basin, Single walled catchment basin | Flow Rest 90% Full | Flow Rest 90% Full |  |  | Statistical Inventory Reconciliation (SIR) |  | Automatic flow restrictor (MLLD) | Automatic flow restrictor (MLLD) |  |  | Statistical inventory reconciliation (SIR) | Statistical inventory reconciliation (SIR) |  | UST Currently In Use: 0; UST Temp Close: 3; AST Currently In Use: 2; AST Temp Closed: 0 | 0 | 3 | 1 | 15610-095-013584 | KENNEDY INDUSTRIES, INC.
36717 | Permanently Closed | 2000-10-05 | 1986-01-01 | 2023-04-19 | Petroleum | On road diesel | On road diesel | Retail | Steel | Steel | Coated & cathodic protection (sti-P3) |  | Steel |  |  | Galvanic Cathodic | Catchment Basin, Single walled catchment basin | Flow Rest 90% Full | Flow Rest 90% Full |  |  | Statistical Inventory Reconciliation (SIR) |  | Automatic flow restrictor (MLLD) | Automatic flow restrictor (MLLD) |  |  | Statistical inventory reconciliation (SIR) | Statistical inventory reconciliation (SIR) |  | UST Currently In Use: 0; UST Temp Close: 3; AST Currently In Use: 2; AST Temp Closed: 0 | 0 | 3 | 1 | 15610-095-013584 | KENNEDY INDUSTRIES, INC.
36718 | Permanently Closed | 1994-01-19 | 1973-01-01 | 1994-01-19 | Petroleum | Unleaded gasoline | Unleaded gasoline |  | Steel | Steel |  | Painted or None | Steel |  | 1901-01-01 | [12 empty] | Annual line testing | Annual line testing |  | UST Currently In Use: 2; UST Temp Close: 0; AST Currently In Use: 0; AST Temp Closed: 0 | 2 | 0 | 4 | 24701-013-013590 | LEIGH ANN MYRICK
36719 | Permanently Closed | 1994-01-19 | 1973-01-01 | 1994-01-19 | Petroleum | Unleaded gasoline | Unleaded gasoline |  | Steel | Steel |  | Painted or None | Steel |  | 1901-01-01 | [12 empty] | Annual line testing | Annual line testing |  | UST Currently In Use: 2; UST Temp Close: 0; AST Currently In Use: 0; AST Temp Closed: 0 | 2 | 0 | 4 | 24701-013-013590 | LEIGH ANN MYRICK
36720 | Permanently Closed | 1994-01-19 | 1973-01-01 | 1994-01-19 | Petroleum | Unleaded gasoline | Unleaded gasoline |  | Steel | Steel |  | Painted or None | Steel |  | 1901-01-01 | [15 empty] | UST Currently In Use: 2; UST Temp Close: 0; AST Currently In Use: 0; AST Temp Closed: 0 | 2 | 0 | 4 | 24701-013-013590 | LEIGH ANN MYRICK
36721 | Permanently Closed | 1994-01-19 | 1973-01-01 | 1994-01-19 | Petroleum | On road diesel | On road diesel |  | Steel | Steel |  | Painted or None | Steel |  | 1901-01-01 | [15 empty] | UST Currently In Use: 2; UST Temp Close: 0; AST Currently In Use: 0; AST Temp Closed: 0 | 2 | 0 | 4 | 24701-013-013590 | LEIGH ANN MYRICK
36722 | Permanently Closed | 1990-08-13 | 1976-01-01 | 2002-03-20 | Petroleum | Other, EMPTY | Other |  | Steel | Steel |  |  | Steel |  | 1901-01-01 | [15 empty] | UST Currently In Use: 0; UST Temp Close: 0; AST Currently In Use: 0; AST Temp Closed: 0 | 0 | 0 | 5 | 15613-055-008268 | NINA MORGAN
36723 | Permanently Closed | 1990-08-13 | 1976-01-01 | 2002-03-20 | Petroleum | Other, EMPTY | Other |  | Steel | Steel |  |  | Steel |  | 1901-01-01 | [15 empty] | UST Currently In Use: 0; UST Temp Close: 0; AST Currently In Use: 0; AST Temp Closed: 0 | 0 | 0 | 5 | 15613-055-008268 | NINA MORGAN
36724 | Permanently Closed | 1990-08-13 | 1976-01-01 | 2002-03-20 | Petroleum | Other, X | Other |  | Steel | Steel |  |  | Steel |  | 1901-01-01 | [15 empty] | UST Currently In Use: 0; UST Temp Close: 0; AST Currently In Use: 0; AST Temp Closed: 0 | 0 | 0 | 5 | 15613-055-008268 | NINA MORGAN
36725 | Permanently Closed | 1990-08-13 | 1976-01-01 | 2002-03-20 | Petroleum | Other, X | Other |  | Steel | Steel |  |  | Steel |  | 1901-01-01 | [15 empty] | UST Currently In Use: 0; UST Temp Close: 0; AST Currently In Use: 0; AST Temp Closed: 0 | 0 | 0 | 5 | 15613-055-008268 | NINA MORGAN
36726 | Permanently Closed | 1990-08-13 | 1976-01-01 | 2002-03-20 | Petroleum | Other, X | Other |  | Steel | Steel |  |  | Steel |  | 1901-01-01 | [15 empty] | UST Currently In Use: 0; UST Temp Close: 0; AST Currently In Use: 0; AST Temp Closed: 0 | 0 | 0 | 5 | 15613-055-008268 | NINA MORGAN
36727 | Permanently Closed | 1989-09-26 | 1978-01-01 | 1989-09-26 | Petroleum | On road diesel | On road diesel |  | Steel | Steel |  | Painted or None |  |  | 1901-01-01 | [15 empty] | UST Currently In Use: 0; UST Temp Close: 0; AST Currently In Use: 2; AST Temp Closed: 0 | 0 | 0 | 1 | 15614-085-013591 | STALLWORTH & JOHNSON, INC.
36728 | Permanently Closed | 1998-11-10 | 1965-01-01 | 1998-11-10 | Petroleum | Unleaded gasoline | Unleaded gasoline |  | Steel | Steel |  | Painted or None | Steel |  | 1901-01-01 | [12 empty] | Annual line testing | Annual line testing |  | UST Currently In Use: 0; UST Temp Close: 0; AST Currently In Use: 0; AST Temp Closed: 0 | 0 | 0 | 5 | 15615-089-003861 | KAMAL ATTAR AND HASSAN BEHBAHANI
36729 | Permanently Closed | 1998-11-10 | 1954-01-01 | 1998-11-10 | Petroleum | Unleaded gasoline | Unleaded gasoline |  | Steel | Steel |  | Painted or None | Steel |  | 1901-01-01 | [12 empty] | Annual line testing | Annual line testing |  | UST Currently In Use: 0; UST Temp Close: 0; AST Currently In Use: 0; AST Temp Closed: 0 | 0 | 0 | 5 | 15615-089-003861 | KAMAL ATTAR AND HASSAN BEHBAHANI
36730 | Permanently Closed | 1998-11-10 | 1966-01-01 | 1998-11-10 | Petroleum | Unleaded gasoline | Unleaded gasoline |  | Steel | Steel |  | Painted or None | Steel |  | 1901-01-01 | [12 empty] | Annual line testing | Annual line testing |  | UST Currently In Use: 0; UST Temp Close: 0; AST Currently In Use: 0; AST Temp Closed: 0 | 0 | 0 | 5 | 15615-089-003861 | KAMAL ATTAR AND HASSAN BEHBAHANI
36731 | Permanently Closed | 1994-04-25 | 1969-01-01 | 1994-04-25 | Petroleum | Unleaded gasoline | Unleaded gasoline |  | Steel | Steel |  | Painted or None | Steel |  | 1901-01-01 | [15 empty] | UST Currently In Use: 0; UST Temp Close: 0; AST Currently In Use: 0; AST Temp Closed: 0 | 0 | 0 | 5 | 15615-089-003861 | KAMAL ATTAR AND HASSAN BEHBAHANI
36732 | Permanently Closed | 1998-11-10 | 1965-01-01 | 1998-11-10 | Petroleum | Kerosene | Kerosene |  | Steel | Steel |  | Painted or None | Steel |  | 1901-01-01 | [15 empty] | UST Currently In Use: 0; UST Temp Close: 0; AST Currently In Use: 0; AST Temp Closed: 0 | 0 | 0 | 5 | 15615-089-003861 | KAMAL ATTAR AND HASSAN BEHBAHANI
36733 | Permanently Closed | 1997-10-01 | 1972-01-01 | 1998-02-05 | Petroleum | Unleaded gasoline | Unleaded gasoline | Retail | Steel | Steel |  | Painted or None | Steel |  | 1901-01-01 | [15 empty] | UST Currently In Use: 0; UST Temp Close: 0; AST Currently In Use: 0; AST Temp Closed: 0 | 0 | 0 | 2 | 15616-109-013596 | R A CANNON
36734 | Permanently Closed | 1997-10-01 | 1972-01-01 | 1998-02-05 | Petroleum | Unleaded gasoline | Unleaded gasoline | Retail | Steel | Steel |  | Painted or None | Steel |  | 1901-01-01 | [15 empty] | UST Currently In Use: 0; UST Temp Close: 0; AST Currently In Use: 0; AST Temp Closed: 0 | 0 | 0 | 2 | 15616-109-013596 | R A CANNON
36735 | Permanently Closed | 1989-11-10 | 1901-01-01 | 1989-11-10 | Petroleum | Used oil | Used oil | [7 empty] | 1901-01-01 | [15 empty] | UST Currently In Use: 0; UST Temp Close: 0; AST Currently In Use: 0; AST Temp Closed: 0 | 0 | 0 | 2 | 15617-073-013597 | ROEBUCK MAZDA
36736 | Permanently Closed | 1989-11-10 | 1901-01-01 | 1989-11-10 | Petroleum | Used oil | Used oil | [7 empty] | 1901-01-01 | [15 empty] | UST Currently In Use: 0; UST Temp Close: 0; AST Currently In Use: 0; AST Temp Closed: 0 | 0 | 0 | 2 | 15617-073-013597 | ROEBUCK MAZDA
36737 | Permanently Closed | 1993-07-15 | 1975-01-01 | 1993-06-15 | Petroleum | Unleaded gasoline | Unleaded gasoline |  | Steel | Steel |  | Painted or None | Steel |  | 1901-01-01 | [15 empty] | UST Currently In Use: 0; UST Temp Close: 0; AST Currently In Use: 0; AST Temp Closed: 0 | 0 | 0 | 2 | 15618-095-013598 | KENNETH JONES
36738 | Permanently Closed | 1993-06-15 | 1975-01-01 | 1993-06-15 | Petroleum | Unleaded gasoline | Unleaded gasoline |  | Steel | Steel |  | Painted or None | Steel |  | 1901-01-01 | [15 empty] | UST Currently In Use: 0; UST Temp Close: 0; AST Currently In Use: 0; AST Temp Closed: 0 | 0 | 0 | 2 | 15618-095-013598 | KENNETH JONES
36739 | Cannot Locate or abandoned |  | 1980-01-01 |  | Petroleum | Unleaded gasoline | Unleaded gasoline |  | Steel | Steel |  | Painted or None | Steel |  | 1901-01-01 | [15 empty] | UST Currently In Use: 0; UST Temp Close: 0; AST Currently In Use: 0; AST Temp Closed: 0 | 0 | 0 | 0 | 17468-049-013600 | JAMES LATHBERRY
36740 | Cannot Locate or abandoned |  | 1980-01-01 |  | Petroleum | Unleaded gasoline | Unleaded gasoline |  | Steel | Steel |  | Painted or None | Steel |  | 1901-01-01 | [15 empty] | UST Currently In Use: 0; UST Temp Close: 0; AST Currently In Use: 0; AST Temp Closed: 0 | 0 | 0 | 0 | 17468-049-013600 | JAMES LATHBERRY
36741 | Cannot Locate or abandoned |  | 1972-01-01 |  | Petroleum | Unleaded gasoline | Unleaded gasoline |  | Steel | Steel |  | Painted or None | Steel |  | 1901-01-01 | [15 empty] | UST Currently In Use: 0; UST Temp Close: 0; AST Currently In Use: 0; AST Temp Closed: 0 | 0 | 0 | 0 | 17468-049-013600 | JAMES LATHBERRY
36742 | Cannot Locate or abandoned |  | 1972-01-01 |  | Petroleum | Unleaded gasoline | Unleaded gasoline |  | Steel | Steel |  | Painted or None | Steel |  | 1901-01-01 | [15 empty] | UST Currently In Use: 0; UST Temp Close: 0; AST Currently In Use: 0; AST Temp Closed: 0 | 0 | 0 | 0 | 17468-049-013600 | JAMES LATHBERRY
36743 | Cannot Locate or abandoned |  | 1982-01-01 |  | Petroleum | On road diesel | On road diesel |  | Steel | Steel |  | Painted or None | Steel |  | 1901-01-01 | [15 empty] | UST Currently In Use: 0; UST Temp Close: 0; AST Currently In Use: 0; AST Temp Closed: 0 | 0 | 0 | 0 | 17468-049-013600 | JAMES LATHBERRY
36744 | Cannot Locate or abandoned |  | 1972-01-01 |  | Petroleum | Unleaded gasoline | Unleaded gasoline |  | Steel | Steel |  | Painted or None | Steel |  | 1901-01-01 | [15 empty] | UST Currently In Use: 0; UST Temp Close: 0; AST Currently In Use: 0; AST Temp Closed: 0 | 0 | 0 | 0 | 17468-049-013600 | JAMES LATHBERRY
36745 | Permanently Closed | 1990-10-20 | 1987-01-01 | 1994-10-20 | Petroleum | Unleaded gasoline | Unleaded gasoline |  | Steel | Steel | Coated & cathodic protection (sti-P3) |  | Fiberglass reinforced plastic |  | 1901-01-01 | [15 empty] | UST Currently In Use: 0; UST Temp Close: 0; AST Currently In Use: 1; AST Temp Closed: 0 | 0 | 0 | 2 | 15620-089-013601 | MADISON EQUIPMENT SALES
36746 | Permanently Closed | 1990-10-20 | 1987-01-01 | 1994-10-20 | Petroleum | Unleaded gasoline | Unleaded gasoline |  | Steel | Steel | Coated & cathodic protection (sti-P3) |  | Fiberglass reinforced plastic |  | 1901-01-01 | [15 empty] | UST Currently In Use: 0; UST Temp Close: 0; AST Currently In Use: 1; AST Temp Closed: 0 | 0 | 0 | 2 | 15620-089-013601 | MADISON EQUIPMENT SALES
36747 | Permanently Closed | 1901-01-01 | 1978-01-01 |  | Petroleum | Unleaded gasoline | Unleaded gasoline |  | Steel | Steel |  | Painted or None | Steel |  | 1901-01-01 | [15 empty] | UST Currently In Use: 0; UST Temp Close: 0; AST Currently In Use: 0; AST Temp Closed: 0 | 0 | 0 | 3 | 15621-001-005191 | M J HUMPHREYS
36748 | Permanently Closed | 1901-01-01 | 1978-01-01 |  | Petroleum | Unleaded gasoline | Unleaded gasoline |  | Steel | Steel |  | Painted or None | Steel |  | 1901-01-01 | [15 empty] | UST Currently In Use: 0; UST Temp Close: 0; AST Currently In Use: 0; AST Temp Closed: 0 | 0 | 0 | 3 | 15621-001-005191 | M J HUMPHREYS
36749 | Permanently Closed | 1901-01-01 | 1978-01-01 |  | Petroleum | Unleaded gasoline | Unleaded gasoline |  | Steel | Steel |  | Painted or None | Steel |  | 1901-01-01 | [15 empty] | UST Currently In Use: 0; UST Temp Close: 0; AST Currently In Use: 0; AST Temp Closed: 0 | 0 | 0 | 3 | 15621-001-005191 | M J HUMPHREYS
36750 | Temporary Closed | 2012-03-01 | 1987-01-01 |  | Petroleum | Unleaded gasoline | Unleaded gasoline | Retail | Steel | Steel | Coated & cathodic protection (sti-P3) |  | Fiberglass reinforced plastic |  |  | Other, FLXS ISOLA | Catchment Basin, Single walled catchment basin | Automatic shutoff device At 95% full, Flow Rest 90% Full | Flow Rest 90% Full |  |  | Statistical Inventory Reconciliation (SIR) |  | Automatic flow restrictor (MLLD) | Automatic flow restrictor (MLLD) |  |  | Annual line testing, Statistical inventory reconciliation (SIR) | Statistical inventory reconciliation (SIR) |  | UST Currently In Use: 0; UST Temp Close: 3; AST Currently In Use: 0; AST Temp Closed: 0 | 0 | 3 | 0 | 15622-003-013602 | JOY REYNOLDS
36751 | Temporary Closed | 2012-03-01 | 1987-01-01 |  | Petroleum | Premium gasoline | Premium gasoline | Retail | Steel | Steel | Coated & cathodic protection (sti-P3) |  | Fiberglass reinforced plastic |  |  | Other, FLXS ISOLA | Catchment Basin, Single walled catchment basin | Automatic shutoff device At 95% full, Flow Rest 90% Full | Flow Rest 90% Full |  |  | Statistical Inventory Reconciliation (SIR) |  | Automatic flow restrictor (MLLD) | Automatic flow restrictor (MLLD) |  |  | Annual line testing, Statistical inventory reconciliation (SIR) | Statistical inventory reconciliation (SIR) |  | UST Currently In Use: 0; UST Temp Close: 3; AST Currently In Use: 0; AST Temp Closed: 0 | 0 | 3 | 0 | 15622-003-013602 | JOY REYNOLDS
36752 | Temporary Closed | 2009-11-01 | 1987-01-01 |  | Petroleum | Unleaded gasoline | Unleaded gasoline | Retail | Steel | Steel | Coated & cathodic protection (sti-P3) |  | Fiberglass reinforced plastic |  |  | Other, FLXS ISOLA | Catchment Basin, Single walled catchment basin | Automatic shutoff device At 95% full, Flow Rest 90% Full | Flow Rest 90% Full |  |  | Statistical Inventory Reconciliation (SIR) |  | Automatic flow restrictor (MLLD) | Automatic flow restrictor (MLLD) |  |  | Annual line testing, Statistical inventory reconciliation (SIR) | Statistical inventory reconciliation (SIR) |  | UST Currently In Use: 0; UST Temp Close: 3; AST Currently In Use: 0; AST Temp Closed: 0 | 0 | 3 | 0 | 15622-003-013602 | JOY REYNOLDS
36753 | Temporary Closed | 1993-10-01 | 1987-01-01 |  | Petroleum | On road diesel | On road diesel |  | Fiberglass reinforced plastic | Fiberglass reinforced plastic |  |  | Fiberglass reinforced plastic |  | 1901-01-01 | [15 empty] | UST Currently In Use: 0; UST Temp Close: 1; AST Currently In Use: 0; AST Temp Closed: 0 | 0 | 1 | 0 | 15624-097-013604 | JAMES CARTAGE CO INC
36754 | Permanently Closed | 1994-02-15 | 1975-01-01 | 1994-02-15 | Petroleum | Unleaded gasoline | Unleaded gasoline |  | Steel | Steel |  | Painted or None | Steel |  | 1901-01-01 | [15 empty] | UST Currently In Use: 0; UST Temp Close: 0; AST Currently In Use: 0; AST Temp Closed: 0 | 0 | 0 | 2 | 19256-055-013605 | MC & BERNICE TURLEY
36755 | Permanently Closed | 1994-02-15 | 1975-01-01 | 1994-02-15 | Petroleum | Unleaded gasoline | Unleaded gasoline |  | Steel | Steel |  | Painted or None | Steel |  | 1901-01-01 | [15 empty] | UST Currently In Use: 0; UST Temp Close: 0; AST Currently In Use: 0; AST Temp Closed: 0 | 0 | 0 | 2 | 19256-055-013605 | MC & BERNICE TURLEY
36756 | Permanently Closed | 1989-08-24 | 1977-01-01 | 1989-08-24 | Petroleum | Unleaded gasoline | Unleaded gasoline |  | Steel | Steel |  | Painted or None | Steel |  | 1901-01-01 | [15 empty] | UST Currently In Use: 0; UST Temp Close: 0; AST Currently In Use: 0; AST Temp Closed: 0 | 0 | 0 | 1 | 15626-039-013606 | ANDERSONS PEANUTS
36757 | Permanently Closed | 1998-11-27 | 1988-01-01 | 1998-11-27 | Petroleum | Unleaded gasoline | Unleaded gasoline |  | Steel | Steel | Coated & cathodic protection (sti-P3) |  | Steel |  | 1901-01-01 | Field installed cathodic protection | [14 empty] | UST Currently In Use: 0; UST Temp Close: 0; AST Currently In Use: 0; AST Temp Closed: 0 | 0 | 0 | 1 | 15627-117-013607 | ABLE BYRD COOLING AND ROOFING INC
36758 | Permanently Closed | 1901-01-01 | 1961-01-01 | 1988-12-15 | Petroleum | On road diesel | On road diesel |  | Steel | Steel |  | Painted or None | Steel |  | 1901-01-01 | [15 empty] | UST Currently In Use: 0; UST Temp Close: 0; AST Currently In Use: 0; AST Temp Closed: 0 | 0 | 0 | 4 | 25504-051-013608 | SIMPLY SOUTHERN PROPERTIES
36759 | Permanently Closed | 1901-01-01 | 1961-01-01 | 1988-12-05 | Petroleum | On road diesel | On road diesel |  | Steel | Steel |  | Painted or None | Steel |  | 1901-01-01 | [15 empty] | UST Currently In Use: 0; UST Temp Close: 0; AST Currently In Use: 0; AST Temp Closed: 0 | 0 | 0 | 4 | 25504-051-013608 | SIMPLY SOUTHERN PROPERTIES
36760 | Permanently Closed | 1968-01-01 | 1958-01-01 | 1988-12-05 | Petroleum | Other, OTHER | Other |  | Steel | Steel |  | Painted or None | Steel |  | 1901-01-01 | [15 empty] | UST Currently In Use: 0; UST Temp Close: 0; AST Currently In Use: 0; AST Temp Closed: 0 | 0 | 0 | 4 | 25504-051-013608 | SIMPLY SOUTHERN PROPERTIES
36761 | Permanently Closed | 2018-01-01 | 1988-01-01 | 2019-02-15 | Petroleum | On road diesel | On road diesel | Industrial | Fiberglass reinforced plastic | Fiberglass reinforced plastic |  |  | Fiberglass reinforced plastic |  | 1901-01-01 |  | Catchment Basin, Single walled catchment basin | Automatic shutoff device At 95% full | Automatic shutoff device At 95% full |  |  | Statistical Inventory Reconciliation (SIR) |  | Automatic flow restrictor (MLLD) | Automatic flow restrictor (MLLD) |  |  | Annual line testing, Statistical inventory reconciliation (SIR) | Statistical inventory reconciliation (SIR) |  | UST Currently In Use: 0; UST Temp Close: 0; AST Currently In Use: 0; AST Temp Closed: 0 | 0 | 0 | 4 | 25504-051-013608 | SIMPLY SOUTHERN PROPERTIES
36762 | Permanently Closed | 1996-04-04 | 1981-01-01 |  | Petroleum | Unleaded gasoline | Unleaded gasoline | Retail | Steel | Steel |  | Painted or None | Steel |  | 1901-01-01 | [15 empty] | UST Currently In Use: 0; UST Temp Close: 0; AST Currently In Use: 0; AST Temp Closed: 0 | 0 | 0 | 3 | 15629-095-011940 | TULA MAE STRICKLAND
36763 | Permanently Closed | 1996-04-04 | 1975-01-01 |  | Petroleum | Unleaded gasoline | Unleaded gasoline | Retail | Steel | Steel |  | Painted or None | Steel |  | 1901-01-01 | [15 empty] | UST Currently In Use: 0; UST Temp Close: 0; AST Currently In Use: 0; AST Temp Closed: 0 | 0 | 0 | 3 | 15629-095-011940 | TULA MAE STRICKLAND
36764 | Permanently Closed | 1984-01-01 | 1975-01-01 |  | Petroleum | Other, OTHER | Other |  | Steel | Steel |  | Painted or None | Steel |  | 1901-01-01 | [15 empty] | UST Currently In Use: 0; UST Temp Close: 0; AST Currently In Use: 0; AST Temp Closed: 0 | 0 | 0 | 3 | 15629-095-011940 | TULA MAE STRICKLAND
36765 | Permanently Closed | 1901-01-01 | 1956-01-01 | 1988-01-01 | Petroleum | Unleaded gasoline | Unleaded gasoline |  | Steel | Steel |  | Painted or None | Steel |  | 1901-01-01 | [15 empty] | UST Currently In Use: 0; UST Temp Close: 0; AST Currently In Use: 0; AST Temp Closed: 0 | 0 | 0 | 1 | 15630-089-003926 | MCALISTER & MCQUINN
36766 | Permanently Closed | 1991-11-27 | 1978-01-01 | 1991-11-27 | Petroleum | On road diesel | On road diesel |  | Steel | Steel |  |  |  |  | 1901-01-01 | [15 empty] | UST Currently In Use: 0; UST Temp Close: 0; AST Currently In Use: 0; AST Temp Closed: 0 | 0 | 0 | 2 | 15631-033-013612 | SHOALS AMERICAN INDUSTRY INC
36767 | Permanently Closed | 1991-11-27 | 1978-01-01 | 1991-11-27 | Petroleum | Unleaded gasoline | Unleaded gasoline |  | Steel | Steel |  |  |  |  | 1901-01-01 | [15 empty] | UST Currently In Use: 0; UST Temp Close: 0; AST Currently In Use: 0; AST Temp Closed: 0 | 0 | 0 | 2 | 15631-033-013612 | SHOALS AMERICAN INDUSTRY INC
36768 | Permanently Closed | 2012-01-01 | 1988-01-01 | 2015-05-06 | Petroleum | On road diesel | On road diesel | Industrial | Fiberglass reinforced plastic | Fiberglass reinforced plastic |  |  | Fiberglass reinforced plastic |  | 1901-01-01 |  | Catchment Basin, Single walled catchment basin | Flow Rest 90% Full | Flow Rest 90% Full |  |  | Continuous Automatic Tank Gauge | [8 empty] | UST Currently In Use: 0; UST Temp Close: 0; AST Currently In Use: 0; AST Temp Closed: 0 | 0 | 0 | 2 | 24673-073-013616 | WATER SCIENCE TECHNOLOGIES
36769 | Permanently Closed | 2012-01-01 | 1988-01-01 | 2015-05-06 | Petroleum | Unleaded gasoline | Unleaded gasoline | Industrial | Fiberglass reinforced plastic | Fiberglass reinforced plastic |  |  | Fiberglass reinforced plastic |  | 1901-01-01 |  | Catchment Basin, Single walled catchment basin | Flow Rest 90% Full | Flow Rest 90% Full |  |  | Continuous Automatic Tank Gauge | [8 empty] | UST Currently In Use: 0; UST Temp Close: 0; AST Currently In Use: 0; AST Temp Closed: 0 | 0 | 0 | 2 | 24673-073-013616 | WATER SCIENCE TECHNOLOGIES
36770 | Permanently Closed | 2000-01-19 | 1968-01-01 | 2000-05-11 | Petroleum | Unleaded gasoline | Unleaded gasoline | Retail | Steel | Steel |  | Painted or None | Steel |  | 1901-01-01 | [6 empty] | Statistical Inventory Reconciliation (SIR) | [8 empty] | UST Currently In Use: 1; UST Temp Close: 0; AST Currently In Use: 0; AST Temp Closed: 0 | 1 | 0 | 2 | 15635-011-007866 | HERBERT IVERY
36771 | Permanently Closed | 2000-01-19 | 1968-01-01 | 2000-05-11 | Petroleum | Unleaded gasoline | Unleaded gasoline | Retail | Steel | Steel |  | Painted or None | Steel |  | 1901-01-01 | [6 empty] | Statistical Inventory Reconciliation (SIR) | [8 empty] | UST Currently In Use: 1; UST Temp Close: 0; AST Currently In Use: 0; AST Temp Closed: 0 | 1 | 0 | 2 | 15635-011-007866 | HERBERT IVERY
36772 | Permanently Closed | 1997-10-28 | 1968-01-01 | 1997-10-28 | Petroleum | Unleaded gasoline | Unleaded gasoline | Retail | Steel | Steel |  | Painted or None | Steel |  | 1901-01-01 | [12 empty] | Annual line testing | Annual line testing |  | UST Currently In Use: 0; UST Temp Close: 0; AST Currently In Use: 0; AST Temp Closed: 0 | 0 | 0 | 2 | 15637-005-007864 | KELLEY MCCRANEY
36773 | Permanently Closed | 1996-10-28 | 1968-01-01 | 1997-10-28 | Petroleum | Unleaded gasoline | Unleaded gasoline | Retail | Steel | Steel |  | Painted or None | Steel |  | 1901-01-01 | [12 empty] | Annual line testing | Annual line testing |  | UST Currently In Use: 0; UST Temp Close: 0; AST Currently In Use: 0; AST Temp Closed: 0 | 0 | 0 | 2 | 15637-005-007864 | KELLEY MCCRANEY
36774 | Cannot Locate or abandoned | 1997-04-01 | 1981-01-01 |  | Petroleum | Unleaded gasoline | Unleaded gasoline | Retail | Steel | Steel |  | Painted or None | Steel |  | 1901-01-01 | [6 empty] | Statistical Inventory Reconciliation (SIR) | [8 empty] | UST Currently In Use: 0; UST Temp Close: 0; AST Currently In Use: 0; AST Temp Closed: 0 | 0 | 0 | 0 | 15638-005-007863 | HOMER GREEN
36775 | Cannot Locate or abandoned | 1997-04-01 | 1981-01-01 |  | Petroleum | Unleaded gasoline | Unleaded gasoline | Retail | Steel | Steel |  | Painted or None | Steel |  | 1901-01-01 | [6 empty] | Statistical Inventory Reconciliation (SIR) | [8 empty] | UST Currently In Use: 0; UST Temp Close: 0; AST Currently In Use: 0; AST Temp Closed: 0 | 0 | 0 | 0 | 15638-005-007863 | HOMER GREEN
36776 | Permanently Closed | 1999-11-11 | 1984-01-01 | 1999-11-11 | Petroleum | Unleaded gasoline | Unleaded gasoline |  | Steel | Steel |  | Painted or None |  |  | 1901-01-01 | [15 empty] | UST Currently In Use: 0; UST Temp Close: 4; AST Currently In Use: 0; AST Temp Closed: 0 | 0 | 4 | 3 | 15639-083-013620 | SPRING VALLEY, LTD
36777 | Permanently Closed | 1999-11-11 | 1984-01-01 | 1999-11-11 | Petroleum | Unleaded gasoline | Unleaded gasoline |  | Steel | Steel |  | Painted or None |  |  | 1901-01-01 | [15 empty] | UST Currently In Use: 0; UST Temp Close: 4; AST Currently In Use: 0; AST Temp Closed: 0 | 0 | 4 | 3 | 15639-083-013620 | SPRING VALLEY, LTD
36778 | Permanently Closed | 1999-11-11 | 1984-01-01 | 1999-11-11 | Petroleum | Unleaded gasoline | Unleaded gasoline |  | Steel | Steel |  | Painted or None |  |  | 1901-01-01 | [15 empty] | UST Currently In Use: 0; UST Temp Close: 4; AST Currently In Use: 0; AST Temp Closed: 0 | 0 | 4 | 3 | 15639-083-013620 | SPRING VALLEY, LTD
36779 | Permanently Closed | 1901-01-01 | 1966-01-01 | 2011-11-11 | Petroleum | Unleaded gasoline | Unleaded gasoline |  | Steel | Steel |  |  | Steel |  | 1901-01-01 | [15 empty] | UST Currently In Use: 0; UST Temp Close: 0; AST Currently In Use: 0; AST Temp Closed: 0 | 0 | 0 | 3 | 15640-029-006786 | ANN TURNER
36780 | Permanently Closed | 1901-01-01 | 1966-01-01 | 2011-11-11 | Petroleum | Unleaded gasoline | Unleaded gasoline |  | Steel | Steel |  |  | Steel |  | 1901-01-01 | [15 empty] | UST Currently In Use: 0; UST Temp Close: 0; AST Currently In Use: 0; AST Temp Closed: 0 | 0 | 0 | 3 | 15640-029-006786 | ANN TURNER
36781 | Permanently Closed | 1901-01-01 | 1966-01-01 | 2011-11-11 | Petroleum | Unleaded gasoline | Unleaded gasoline |  | Steel | Steel |  |  | Steel |  | 1901-01-01 | [15 empty] | UST Currently In Use: 0; UST Temp Close: 0; AST Currently In Use: 0; AST Temp Closed: 0 | 0 | 0 | 3 | 15640-029-006786 | ANN TURNER
36782 | Permanently Closed | 1991-08-14 | 1982-01-01 | 1991-08-14 | Petroleum | On road diesel | On road diesel | Local government | Steel | Steel |  | Painted or None | Fiberglass reinforced plastic |  | 1901-01-01 | [15 empty] | UST Currently In Use: 0; UST Temp Close: 0; AST Currently In Use: 0; AST Temp Closed: 0 | 0 | 0 | 2 | 15641-059-013627 | FRANKLIN COUNTY COMMISSION
36783 | Permanently Closed | 1997-02-01 | 1980-01-01 | 1997-03-12 | Petroleum | Unleaded gasoline | Unleaded gasoline | Local government | Steel | Steel |  |  | Fiberglass reinforced plastic |  | 1901-01-01 | [12 empty] | Annual line testing | Annual line testing |  | UST Currently In Use: 0; UST Temp Close: 0; AST Currently In Use: 0; AST Temp Closed: 0 | 0 | 0 | 1 | 15641-059-013940 | FRANKLIN COUNTY COMMISSION
36784 | Temporary Closed | 2021-03-26 | 1972-01-01 |  | Petroleum | Unleaded gasoline | Unleaded gasoline | Retail | Single Wall, Steel | Steel | Field installed cathodic protection |  | Single Wall, Steel |  |  | Field installed cathodic protection | Catchment Basin, Single walled catchment basin | Automatic shutoff device At 95% full | Automatic shutoff device At 95% full |  |  | Statistical Inventory Reconciliation (SIR) | [8 empty] | UST Currently In Use: 0; UST Temp Close: 2; AST Currently In Use: 0; AST Temp Closed: 0 | 0 | 2 | 0 | 24727-073-002308 | MOSAAD MOUSSA
36785 | Temporary Closed | 2021-03-26 | 1972-01-01 |  | Petroleum | Unleaded gasoline | Unleaded gasoline | Retail | Single Wall, Steel | Steel | Field installed cathodic protection |  | Single Wall, Steel |  |  | Field installed cathodic protection | Catchment Basin, Single walled catchment basin | Automatic shutoff device At 95% full | Automatic shutoff device At 95% full |  |  | Statistical Inventory Reconciliation (SIR) | [8 empty] | UST Currently In Use: 0; UST Temp Close: 2; AST Currently In Use: 0; AST Temp Closed: 0 | 0 | 2 | 0 | 24727-073-002308 | MOSAAD MOUSSA
36786 | Permanently Closed | 1995-06-16 | 1987-05-01 | 1995-06-16 | Petroleum | Used oil | Used oil |  | Steel | Steel |  |  |  |  | 1901-01-01 | [15 empty] | UST Currently In Use: 0; UST Temp Close: 0; AST Currently In Use: 0; AST Temp Closed: 0 | 0 | 0 | 1 | 15643-103-013631 | DECATUR HONDA
36787 | Permanently Closed | 1998-03-10 | 1969-01-01 | 1998-03-10 | Petroleum | On road diesel | On road diesel |  | Steel | Steel |  | Painted or None | Steel |  | 1901-01-01 | [15 empty] | UST Currently In Use: 1; UST Temp Close: 0; AST Currently In Use: 0; AST Temp Closed: 0 | 1 | 0 | 1 | 15644-051-003652 | BASS LUMBER CO
36788 | Permanently Closed | 1995-01-01 | 1978-01-01 | 1996-12-10 | Petroleum | Unleaded gasoline | Unleaded gasoline |  | Steel | Steel |  | Painted or None | Steel |  | 1901-01-01 | [15 empty] | UST Currently In Use: 0; UST Temp Close: 0; AST Currently In Use: 0; AST Temp Closed: 0 | 0 | 0 | 1 | 15645-093-006118 | TOWN OF HACKLEBURG
36789 | Permanently Closed | 1998-12-21 | 1962-01-01 | 2000-01-14 | Petroleum | Unleaded gasoline | Unleaded gasoline |  | Steel | Steel |  | Painted or None | Steel |  | 1901-01-01 | [6 empty] | Statistical Inventory Reconciliation (SIR) | [8 empty] | UST Currently In Use: 0; UST Temp Close: 0; AST Currently In Use: 0; AST Temp Closed: 0 | 0 | 0 | 3 | 15647-089-003871 | JAMES E PARCUS
36790 | Permanently Closed | 1998-12-21 | 1962-01-01 | 2000-01-14 | Petroleum | Unleaded gasoline | Unleaded gasoline |  | Steel | Steel |  | Painted or None | Steel |  | 1901-01-01 | [6 empty] | Statistical Inventory Reconciliation (SIR) | [8 empty] | UST Currently In Use: 0; UST Temp Close: 0; AST Currently In Use: 0; AST Temp Closed: 0 | 0 | 0 | 3 | 15647-089-003871 | JAMES E PARCUS
36791 | Permanently Closed | 1998-12-21 | 1975-01-01 | 2000-01-14 | Petroleum | Unleaded gasoline | Unleaded gasoline |  | Steel | Steel |  | Painted or None | Steel |  | 1901-01-01 | [6 empty] | Statistical Inventory Reconciliation (SIR) | [8 empty] | UST Currently In Use: 0; UST Temp Close: 0; AST Currently In Use: 0; AST Temp Closed: 0 | 0 | 0 | 3 | 15647-089-003871 | JAMES E PARCUS
36792 | Permanently Closed | 1989-09-01 | 1977-01-01 | 1989-09-01 | Petroleum | Unleaded gasoline | Unleaded gasoline |  | Steel | Steel |  | Painted or None | Steel |  | 1901-01-01 | [15 empty] | UST Currently In Use: 3; UST Temp Close: 0; AST Currently In Use: 1; AST Temp Closed: 0 | 3 | 0 | 3 | 24152-051-013650 | LORD GANESH LLC
36793 | Permanently Closed | 1989-09-01 | 1977-01-01 | 1989-09-01 | Petroleum | Unleaded gasoline | Unleaded gasoline |  | Steel | Steel |  | Painted or None | Steel |  | 1901-01-01 | [15 empty] | UST Currently In Use: 3; UST Temp Close: 0; AST Currently In Use: 1; AST Temp Closed: 0 | 3 | 0 | 3 | 24152-051-013650 | LORD GANESH LLC
36794 | Permanently Closed | 1989-09-01 | 1977-01-01 | 1989-09-01 | Petroleum | Unleaded gasoline | Unleaded gasoline |  | Steel | Steel |  | Painted or None | Steel |  | 1901-01-01 | [8 empty] | Automatic flow restrictor (MLLD) | Automatic flow restrictor (MLLD) |  |  | Annual line testing | Annual line testing |  | UST Currently In Use: 3; UST Temp Close: 0; AST Currently In Use: 1; AST Temp Closed: 0 | 3 | 0 | 3 | 24152-051-013650 | LORD GANESH LLC
36795 | Currently in Use |  | 1989-09-15 |  | Petroleum | Unleaded gasoline | Unleaded gasoline | Retail | Fiberglass reinforced plastic | Fiberglass reinforced plastic |  |  | Flexible |  | 1901-01-01 |  | Catchment Basin, Single walled catchment basin | Flow Rest 90% Full | Flow Rest 90% Full |  |  | Automatic Tank Gauge |  | Automatic flow restrictor (MLLD), Containment Sump | Containment Sump |  |  | Annual line testing | Annual line testing |  | UST Currently In Use: 3; UST Temp Close: 0; AST Currently In Use: 1; AST Temp Closed: 0 | 3 | 0 | 3 | 24152-051-013650 | LORD GANESH LLC
36796 | Currently in Use |  | 1989-09-15 |  | Petroleum | On road diesel | On road diesel | Retail | Fiberglass reinforced plastic | Fiberglass reinforced plastic |  |  | Flexible |  | 1901-01-01 |  | Catchment Basin, Single walled catchment basin | Flow Rest 90% Full | Flow Rest 90% Full |  |  | Automatic Tank Gauge |  | Automatic flow restrictor (MLLD), Containment Sump | Containment Sump |  |  | Annual line testing | Annual line testing |  | UST Currently In Use: 3; UST Temp Close: 0; AST Currently In Use: 1; AST Temp Closed: 0 | 3 | 0 | 3 | 24152-051-013650 | LORD GANESH LLC
36797 | Currently in Use |  | 1989-09-15 |  | Petroleum | Premium gasoline | Premium gasoline | Retail | Fiberglass reinforced plastic | Fiberglass reinforced plastic |  |  | Flexible |  | 1901-01-01 |  | Catchment Basin, Single walled catchment basin | Flow Rest 90% Full | Flow Rest 90% Full |  |  | Automatic Tank Gauge |  | Automatic flow restrictor (MLLD), Containment Sump | Containment Sump |  |  | Annual line testing | Annual line testing |  | UST Currently In Use: 3; UST Temp Close: 0; AST Currently In Use: 1; AST Temp Closed: 0 | 3 | 0 | 3 | 24152-051-013650 | LORD GANESH LLC
36798 | Permanently Closed | 1994-01-01 | 1966-01-01 | 1994-01-01 | Petroleum | Unleaded gasoline | Unleaded gasoline |  | Steel | Steel |  | Painted or None | Steel |  | 1901-01-01 | [15 empty] | UST Currently In Use: 0; UST Temp Close: 0; AST Currently In Use: 0; AST Temp Closed: 0 | 0 | 0 | 1 | 15651-049-013651 | KINGS HAVEN INC
36799 | Permanently Closed | 1998-12-01 | 1981-10-12 | 2000-02-03 | Petroleum | Unleaded gasoline | Unleaded gasoline |  | Steel | Steel |  | Painted or None | Steel |  | 1901-01-01 | [12 empty] | Annual line testing | Annual line testing |  | UST Currently In Use: 0; UST Temp Close: 0; AST Currently In Use: 0; AST Temp Closed: 0 | 0 | 0 | 3 | 17714-073-013652 | ANNIE MAE AND HAROLD COOLEY
36800 | Permanently Closed | 1998-12-01 | 1981-10-12 | 2000-02-03 | Petroleum | Unleaded gasoline | Unleaded gasoline |  | Steel | Steel |  | Painted or None | Steel |  | 1901-01-01 | [12 empty] | Annual line testing | Annual line testing |  | UST Currently In Use: 0; UST Temp Close: 0; AST Currently In Use: 0; AST Temp Closed: 0 | 0 | 0 | 3 | 17714-073-013652 | ANNIE MAE AND HAROLD COOLEY
36801 | Retired | 1988-01-01 | 1981-10-12 |  | Petroleum | Used oil | Used oil |  | Steel | Steel |  | Painted or None | Steel |  | 1901-01-01 | [15 empty] | UST Currently In Use: 0; UST Temp Close: 0; AST Currently In Use: 0; AST Temp Closed: 0 | 0 | 0 | 3 | 17714-073-013652 | ANNIE MAE AND HAROLD COOLEY
36802 | Permanently Closed | 1998-12-01 | 1981-10-12 | 2000-02-03 | Petroleum | On road diesel | On road diesel |  | Steel | Steel |  | Painted or None | Steel |  | 1901-01-01 | [12 empty] | Annual line testing | Annual line testing |  | UST Currently In Use: 0; UST Temp Close: 0; AST Currently In Use: 0; AST Temp Closed: 0 | 0 | 0 | 3 | 17714-073-013652 | ANNIE MAE AND HAROLD COOLEY
36803 | Permanently Closed | 1998-12-09 | 1988-01-01 | 1998-12-09 | Petroleum | Used oil | Used oil | Retail | Steel | Steel | Coated & cathodic protection (sti-P3) |  | Other, PVC |  | 1901-01-01 | [15 empty] | UST Currently In Use: 0; UST Temp Close: 0; AST Currently In Use: 0; AST Temp Closed: 0 | 0 | 0 | 1 | 15653-089-013657 | RAY PEARMAN LINCOLN MERCURY INC
36804 | Permanently Closed | 1901-01-01 | 1977-01-01 | 1999-12-21 | Petroleum | Unleaded gasoline | Unleaded gasoline |  | Steel | Steel |  | Painted or None | Steel |  | 1901-01-01 | [15 empty] | UST Currently In Use: 0; UST Temp Close: 0; AST Currently In Use: 0; AST Temp Closed: 0 | 0 | 0 | 2 | 15654-089-013660 | LEO Z MEEKS
36805 | Permanently Closed | 1901-01-01 | 1977-01-01 | 1999-12-21 | Petroleum | Unleaded gasoline | Unleaded gasoline |  | Steel | Steel |  | Painted or None | Steel |  | 1901-01-01 | [15 empty] | UST Currently In Use: 0; UST Temp Close: 0; AST Currently In Use: 0; AST Temp Closed: 0 | 0 | 0 | 2 | 15654-089-013660 | LEO Z MEEKS
36806 | Permanently Closed | 1993-01-27 | 1969-01-01 | 1993-01-27 | Petroleum | Unleaded gasoline | Unleaded gasoline |  | Steel | Steel |  |  | Steel |  | 1901-01-01 | [15 empty] | UST Currently In Use: 0; UST Temp Close: 0; AST Currently In Use: 0; AST Temp Closed: 0 | 0 | 0 | 2 | 15655-075-013661 | LAMAR COUNTY COMMISSION
36807 | Permanently Closed | 1993-01-27 | 1969-01-01 | 1993-01-27 | Petroleum | On road diesel | On road diesel |  | Steel | Steel |  |  | Steel |  | 1901-01-01 | [15 empty] | UST Currently In Use: 0; UST Temp Close: 0; AST Currently In Use: 0; AST Temp Closed: 0 | 0 | 0 | 2 | 15655-075-013661 | LAMAR COUNTY COMMISSION
36808 | Permanently Closed | 1993-01-27 | 1969-01-01 | 1993-01-27 | Petroleum | Unleaded gasoline | Unleaded gasoline |  | Steel | Steel |  |  | Steel |  | 1901-01-01 | [15 empty] | UST Currently In Use: 0; UST Temp Close: 0; AST Currently In Use: 0; AST Temp Closed: 0 | 0 | 0 | 2 | 15655-075-013662 | LAMAR COUNTY COMMISSION
36809 | Permanently Closed | 1993-01-27 | 1969-01-01 | 1993-01-27 | Petroleum | Unleaded gasoline | Unleaded gasoline |  | Steel | Steel |  |  | Steel |  | 1901-01-01 | [15 empty] | UST Currently In Use: 0; UST Temp Close: 0; AST Currently In Use: 0; AST Temp Closed: 0 | 0 | 0 | 2 | 15655-075-013662 | LAMAR COUNTY COMMISSION
36810 | Permanently Closed | 2009-12-27 | 1986-01-01 | 2010-06-05 | Petroleum | Unleaded gasoline | Unleaded gasoline | Retail | Steel | Steel | Field installed cathodic protection |  | Steel |  |  | Field installed cathodic protection | Catchment Basin, Single walled catchment basin | Automatic shutoff device At 95% full | Automatic shutoff device At 95% full | [8 empty] | Annual line testing | Annual line testing |  | UST Currently In Use: 1; UST Temp Close: 0; AST Currently In Use: 0; AST Temp Closed: 0 | 1 | 0 | 5 | 21810-003-013666 | HEAR C UNG (CHEAR)
36811 | Permanently Closed | 2009-12-27 | 1986-01-01 | 2010-06-05 | Petroleum | Mid-grade gasoline | Mid-grade gasoline | Retail | Steel | Steel | Field installed cathodic protection |  | Steel |  |  | Field installed cathodic protection | Catchment Basin, Single walled catchment basin | Automatic shutoff device At 95% full | Automatic shutoff device At 95% full | [8 empty] | Annual line testing | Annual line testing |  | UST Currently In Use: 1; UST Temp Close: 0; AST Currently In Use: 0; AST Temp Closed: 0 | 1 | 0 | 5 | 21810-003-013666 | HEAR C UNG (CHEAR)
36812 | Permanently Closed | 2009-11-19 | 1979-01-01 | 2010-06-05 | Petroleum | Premium gasoline | Premium gasoline | Retail | Steel | Steel | Field installed cathodic protection |  | Steel |  |  | Field installed cathodic protection | Catchment Basin, Single walled catchment basin | Automatic shutoff device At 95% full | Automatic shutoff device At 95% full | [11 empty] | UST Currently In Use: 1; UST Temp Close: 0; AST Currently In Use: 0; AST Temp Closed: 0 | 1 | 0 | 5 | 21810-003-013666 | HEAR C UNG (CHEAR)
36813 | Permanently Closed | 1992-11-24 | 1979-01-01 | 1992-11-24 | Petroleum | Kerosene | Kerosene |  | Steel | Steel |  | Painted or None | Steel |  | 1901-01-01 | [15 empty] | UST Currently In Use: 1; UST Temp Close: 0; AST Currently In Use: 0; AST Temp Closed: 0 | 1 | 0 | 5 | 21810-003-013666 | HEAR C UNG (CHEAR)
36814 | Permanently Closed | 1992-11-24 | 1979-01-01 | 1992-11-24 | Petroleum | Used oil | Used oil |  | Steel | Steel |  | Painted or None | Steel |  | 1901-01-01 | [15 empty] | UST Currently In Use: 1; UST Temp Close: 0; AST Currently In Use: 0; AST Temp Closed: 0 | 1 | 0 | 5 | 21810-003-013666 | HEAR C UNG (CHEAR)
36815 | Permanently Closed | 1991-09-30 | 1979-01-01 | 1991-09-30 | Petroleum | Unleaded gasoline | Unleaded gasoline |  | Steel | Steel |  | Painted or None | Steel |  | 1901-01-01 | [15 empty] | UST Currently In Use: 0; UST Temp Close: 0; AST Currently In Use: 0; AST Temp Closed: 0 | 0 | 0 | 3 | 13467-049-000175 | MITCHELL OIL CO INC
36816 | Permanently Closed | 1991-09-30 | 1972-01-01 | 1991-09-30 | Petroleum | Unleaded gasoline | Unleaded gasoline |  | Steel | Steel |  | Painted or None | Steel |  | 1901-01-01 | [15 empty] | UST Currently In Use: 0; UST Temp Close: 0; AST Currently In Use: 0; AST Temp Closed: 0 | 0 | 0 | 3 | 13467-049-000175 | MITCHELL OIL CO INC
36817 | Permanently Closed | 1991-09-30 | 1972-01-01 | 1991-09-30 | Petroleum | Unleaded gasoline | Unleaded gasoline |  | Steel | Steel |  | Painted or None | Steel |  | 1901-01-01 | [15 empty] | UST Currently In Use: 0; UST Temp Close: 0; AST Currently In Use: 0; AST Temp Closed: 0 | 0 | 0 | 3 | 13467-049-000175 | MITCHELL OIL CO INC
36818 | Permanently Closed | 1901-01-01 | 1972-01-01 | 1988-11-30 | Petroleum | Unleaded gasoline | Unleaded gasoline |  | Steel | Steel |  | Painted or None | Steel |  | 1901-01-01 | [15 empty] | UST Currently In Use: 0; UST Temp Close: 0; AST Currently In Use: 0; AST Temp Closed: 0 | 0 | 0 | 3 | 15659-049-000181 | FOSTER HARTLINE
36819 | Permanently Closed | 1901-01-01 | 1972-01-01 | 1988-11-30 | Petroleum | Unleaded gasoline | Unleaded gasoline |  | Steel | Steel |  | Painted or None | Steel |  | 1901-01-01 | [15 empty] | UST Currently In Use: 0; UST Temp Close: 0; AST Currently In Use: 0; AST Temp Closed: 0 | 0 | 0 | 3 | 15659-049-000181 | FOSTER HARTLINE
36820 | Permanently Closed | 1901-01-01 | 1972-01-01 | 1988-11-30 | Petroleum | Unleaded gasoline | Unleaded gasoline |  | Steel | Steel |  | Painted or None | Steel |  | 1901-01-01 | [15 empty] | UST Currently In Use: 0; UST Temp Close: 0; AST Currently In Use: 0; AST Temp Closed: 0 | 0 | 0 | 3 | 15659-049-000181 | FOSTER HARTLINE
36821 | Permanently Closed | 1985-06-01 | 1958-01-01 |  | Petroleum | Unleaded gasoline | Unleaded gasoline |  | Steel | Steel |  | Painted or None | Steel |  | 1901-01-01 | [15 empty] | UST Currently In Use: 0; UST Temp Close: 0; AST Currently In Use: 0; AST Temp Closed: 0 | 0 | 0 | 3 | 15660-049-010372 | JURL IZELL
36822 | Permanently Closed | 1985-06-01 | 1958-01-01 |  | Petroleum | Unleaded gasoline | Unleaded gasoline |  | Steel | Steel |  | Painted or None | Steel |  | 1901-01-01 | [15 empty] | UST Currently In Use: 0; UST Temp Close: 0; AST Currently In Use: 0; AST Temp Closed: 0 | 0 | 0 | 3 | 15660-049-010372 | JURL IZELL
36823 | Permanently Closed | 1985-06-01 | 1958-01-01 |  | Petroleum | Unleaded gasoline | Unleaded gasoline |  | Steel | Steel |  | Painted or None | Steel |  | 1901-01-01 | [15 empty] | UST Currently In Use: 0; UST Temp Close: 0; AST Currently In Use: 0; AST Temp Closed: 0 | 0 | 0 | 3 | 15660-049-010372 | JURL IZELL
36824 | Retired | 1987-01-01 | 1965-01-01 |  | Petroleum | Unleaded gasoline | Unleaded gasoline |  | Steel | Steel |  | Painted or None | Steel |  | 1901-01-01 | [15 empty] | UST Currently In Use: 0; UST Temp Close: 0; AST Currently In Use: 0; AST Temp Closed: 0 | 0 | 0 | 0 | 15662-049-000191 | DAVE KELLY
36825 | Retired | 1987-01-01 | 1965-01-01 |  | Petroleum | Unleaded gasoline | Unleaded gasoline |  | Steel | Steel |  | Painted or None | Steel |  | 1901-01-01 | [15 empty] | UST Currently In Use: 0; UST Temp Close: 0; AST Currently In Use: 0; AST Temp Closed: 0 | 0 | 0 | 0 | 15662-049-000191 | DAVE KELLY
36826 | Permanently Closed | 1991-08-17 | 1948-01-01 | 1991-08-17 | Petroleum | Other, MOTOR OIL | Other |  | Steel | Steel |  |  |  |  | 1901-01-01 | [15 empty] | UST Currently In Use: 0; UST Temp Close: 0; AST Currently In Use: 0; AST Temp Closed: 0 | 0 | 0 | 3 | 15665-073-006844 | TRAILWAYS INC
36827 | Permanently Closed | 1991-08-17 | 1948-01-01 | 1991-08-17 | Petroleum | On road diesel | On road diesel |  | Steel | Steel |  |  |  |  | 1901-01-01 | [15 empty] | UST Currently In Use: 0; UST Temp Close: 0; AST Currently In Use: 0; AST Temp Closed: 0 | 0 | 0 | 3 | 15665-073-006844 | TRAILWAYS INC
36828 | Permanently Closed | 1991-08-17 | 1947-01-01 | 1991-08-17 | Petroleum | On road diesel | On road diesel |  | Steel | Steel |  |  |  |  | 1901-01-01 | [15 empty] | UST Currently In Use: 0; UST Temp Close: 0; AST Currently In Use: 0; AST Temp Closed: 0 | 0 | 0 | 3 | 15665-073-006844 | TRAILWAYS INC
36829 | Retired | 1987-06-15 | 1974-01-01 |  | Petroleum | Unleaded gasoline | Unleaded gasoline |  | Steel | Steel |  | Painted or None | Steel |  | 1901-01-01 | [15 empty] | UST Currently In Use: 0; UST Temp Close: 0; AST Currently In Use: 0; AST Temp Closed: 0 | 0 | 0 | 0 | 15666-133-006869 | LUTHER GRIFFITH
36830 | Retired | 1987-06-15 | 1974-01-01 |  | Petroleum | Unleaded gasoline | Unleaded gasoline |  | Steel | Steel |  | Painted or None | Steel |  | 1901-01-01 | [15 empty] | UST Currently In Use: 0; UST Temp Close: 0; AST Currently In Use: 0; AST Temp Closed: 0 | 0 | 0 | 0 | 15666-133-006869 | LUTHER GRIFFITH
36831 | Permanently Closed | 1987-02-01 | 1966-01-01 |  | Petroleum | Unleaded gasoline | Unleaded gasoline |  | Steel | Steel |  | Painted or None | Steel |  | 1901-01-01 | [15 empty] | UST Currently In Use: 0; UST Temp Close: 1; AST Currently In Use: 0; AST Temp Closed: 0 | 0 | 1 | 5 | 23921-133-006867 | JAMES BRYAN HOOD
36832 | Permanently Closed | 1987-02-01 | 1975-01-01 |  | Petroleum | Unleaded gasoline | Unleaded gasoline |  | Steel | Steel |  | Painted or None | Steel |  | 1901-01-01 | [15 empty] | UST Currently In Use: 0; UST Temp Close: 1; AST Currently In Use: 0; AST Temp Closed: 0 | 0 | 1 | 5 | 23921-133-006867 | JAMES BRYAN HOOD
36833 | Permanently Closed | 1995-06-01 | 1988-01-05 | 1995-06-29 | Petroleum | Unleaded gasoline | Unleaded gasoline |  | Steel | Steel |  | Painted or None | Steel |  | 1901-01-01 | [15 empty] | UST Currently In Use: 0; UST Temp Close: 1; AST Currently In Use: 0; AST Temp Closed: 0 | 0 | 1 | 5 | 23921-133-006867 | JAMES BRYAN HOOD
36834 | Permanently Closed | 1995-06-01 | 1988-01-05 | 1995-06-29 | Petroleum | Unleaded gasoline | Unleaded gasoline |  | Steel | Steel |  | Painted or None | Steel |  | 1901-01-01 | [15 empty] | UST Currently In Use: 0; UST Temp Close: 1; AST Currently In Use: 0; AST Temp Closed: 0 | 0 | 1 | 5 | 23921-133-006867 | JAMES BRYAN HOOD
36835 | Permanently Closed | 1995-06-01 | 1988-01-05 | 1995-06-29 | Petroleum | On road diesel | On road diesel |  | Steel | Steel |  | Painted or None | Steel |  | 1901-01-01 | [15 empty] | UST Currently In Use: 0; UST Temp Close: 1; AST Currently In Use: 0; AST Temp Closed: 0 | 0 | 1 | 5 | 23921-133-006867 | JAMES BRYAN HOOD
36836 | Permanently Closed | 1996-12-10 | 1977-01-01 | 1999-01-04 | Petroleum | Unleaded gasoline | Unleaded gasoline |  | Steel | Steel |  | Painted or None | Steel |  | 1901-01-01 | [15 empty] | UST Currently In Use: 0; UST Temp Close: 0; AST Currently In Use: 0; AST Temp Closed: 0 | 0 | 0 | 3 | 15668-061-002589 | THURMAN PALMER
36837 | Permanently Closed | 1996-12-10 | 1977-01-01 | 1999-01-04 | Petroleum | Unleaded gasoline | Unleaded gasoline |  | Steel | Steel |  | Painted or None | Steel |  | 1901-01-01 | [15 empty] | UST Currently In Use: 0; UST Temp Close: 0; AST Currently In Use: 0; AST Temp Closed: 0 | 0 | 0 | 3 | 15668-061-002589 | THURMAN PALMER
36838 | Permanently Closed | 1990-10-26 | 1977-01-01 | 1990-10-26 | Petroleum | Unleaded gasoline | Unleaded gasoline |  | Steel | Steel |  | Painted or None | Steel |  | 1901-01-01 | [15 empty] | UST Currently In Use: 0; UST Temp Close: 0; AST Currently In Use: 0; AST Temp Closed: 0 | 0 | 0 | 3 | 15668-061-002589 | THURMAN PALMER
36839 | Permanently Closed | 1991-04-16 | 1901-01-01 | 1991-04-16 | Petroleum | Unleaded gasoline | Unleaded gasoline |  | Steel | Steel |  | Painted or None | Steel |  | 1901-01-01 | [15 empty] | UST Currently In Use: 0; UST Temp Close: 0; AST Currently In Use: 0; AST Temp Closed: 0 | 0 | 0 | 1 | 15669-073-009238 | BINSWANGER GLASSCO
36840 | Permanently Closed | 1999-01-01 | 1901-01-01 | 2000-06-08 | Petroleum | Unleaded gasoline | Unleaded gasoline |  | Steel | Steel |  | Painted or None | Steel |  | 1901-01-01 | [15 empty] | UST Currently In Use: 0; UST Temp Close: 0; AST Currently In Use: 0; AST Temp Closed: 0 | 0 | 0 | 1 | 15670-073-009236 | J H ALFORD
36841 | Permanently Closed | 1991-09-25 | 1901-01-01 | 1991-09-25 | Petroleum | Unleaded gasoline | Unleaded gasoline |  | Steel | Steel |  | Painted or None | Steel |  | 1901-01-01 | [15 empty] | UST Currently In Use: 0; UST Temp Close: 0; AST Currently In Use: 0; AST Temp Closed: 0 | 0 | 0 | 3 | 15671-073-009232 | STEVE DOWNEY
36842 | Permanently Closed | 1991-09-25 | 1901-01-01 | 1991-09-25 | Petroleum | Unleaded gasoline | Unleaded gasoline |  | Steel | Steel |  | Painted or None | Steel |  | 1901-01-01 | [15 empty] | UST Currently In Use: 0; UST Temp Close: 0; AST Currently In Use: 0; AST Temp Closed: 0 | 0 | 0 | 3 | 15671-073-009232 | STEVE DOWNEY
36843 | Permanently Closed | 1991-09-25 | 1901-01-01 | 1991-09-25 | Petroleum | Unleaded gasoline | Unleaded gasoline |  | Steel | Steel |  | Painted or None | Steel |  | 1901-01-01 | [15 empty] | UST Currently In Use: 0; UST Temp Close: 0; AST Currently In Use: 0; AST Temp Closed: 0 | 0 | 0 | 3 | 15671-073-009232 | STEVE DOWNEY
36844 | Temporary Closed | 2011-03-14 | 1990-01-01 |  | Petroleum | Unleaded gasoline | Unleaded gasoline | Retail | Steel | Steel | Coated & cathodic protection (sti-P3) |  | Fiberglass reinforced plastic |  |  | Other, FLXS ISOLA | Catchment Basin, Single walled catchment basin | Automatic shutoff device At 95% full | Automatic shutoff device At 95% full |  |  | Automatic Tank Gauge | [8 empty] | UST Currently In Use: 0; UST Temp Close: 3; AST Currently In Use: 0; AST Temp Closed: 0 | 0 | 3 | 0 | 21848-073-009256 | JEROME RICHARDSON
36845 | Temporary Closed | 2011-03-14 | 1990-01-01 |  | Petroleum | Mid-grade gasoline | Mid-grade gasoline | Retail | Steel | Steel | Coated & cathodic protection (sti-P3) |  | Fiberglass reinforced plastic |  |  | Other, FLXS ISOLA | Catchment Basin, Single walled catchment basin | Automatic shutoff device At 95% full | Automatic shutoff device At 95% full |  |  | Automatic Tank Gauge | [8 empty] | UST Currently In Use: 0; UST Temp Close: 3; AST Currently In Use: 0; AST Temp Closed: 0 | 0 | 3 | 0 | 21848-073-009256 | JEROME RICHARDSON
36846 | Temporary Closed | 2011-03-14 | 1990-01-01 |  | Petroleum | Premium gasoline | Premium gasoline | Retail | Steel | Steel | Coated & cathodic protection (sti-P3) |  | Fiberglass reinforced plastic |  |  | Other, FLXS ISOLA | Catchment Basin, Single walled catchment basin | Automatic shutoff device At 95% full | Automatic shutoff device At 95% full |  |  | Automatic Tank Gauge | [8 empty] | UST Currently In Use: 0; UST Temp Close: 3; AST Currently In Use: 0; AST Temp Closed: 0 | 0 | 3 | 0 | 21848-073-009256 | JEROME RICHARDSON
36847 | Permanently Closed | 1989-01-01 | 1901-01-01 | 1989-01-01 | Petroleum | Unleaded gasoline | Unleaded gasoline |  |  |  |  | Painted or None | Steel |  | 1901-01-01 | [15 empty] | UST Currently In Use: 0; UST Temp Close: 0; AST Currently In Use: 0; AST Temp Closed: 0 | 0 | 0 | 4 | 15673-073-009233 | GARY PARKS
36848 | Permanently Closed | 1989-01-01 | 1901-01-01 | 1989-01-01 | Petroleum | Unleaded gasoline | Unleaded gasoline |  |  |  |  | Painted or None | Steel |  | 1901-01-01 | [15 empty] | UST Currently In Use: 0; UST Temp Close: 0; AST Currently In Use: 0; AST Temp Closed: 0 | 0 | 0 | 4 | 15673-073-009233 | GARY PARKS
36849 | Permanently Closed | 1989-01-01 | 1901-01-01 | 1989-01-01 | Petroleum | Unleaded gasoline | Unleaded gasoline |  |  |  |  | Painted or None | Steel |  | 1901-01-01 | [15 empty] | UST Currently In Use: 0; UST Temp Close: 0; AST Currently In Use: 0; AST Temp Closed: 0 | 0 | 0 | 4 | 15673-073-009233 | GARY PARKS
36850 | Permanently Closed | 1989-01-01 | 1901-01-01 | 1989-01-01 | Petroleum | Unleaded gasoline | Unleaded gasoline |  |  |  |  | Painted or None | Steel |  | 1901-01-01 | [15 empty] | UST Currently In Use: 0; UST Temp Close: 0; AST Currently In Use: 0; AST Temp Closed: 0 | 0 | 0 | 4 | 15673-073-009233 | GARY PARKS
36853 | Permanently Closed | 1991-03-11 | 1976-01-01 | 1991-03-11 | Petroleum | Unleaded gasoline | Unleaded gasoline |  | Steel | Steel |  | Painted or None | Steel |  | 1901-01-01 | [15 empty] | UST Currently In Use: 0; UST Temp Close: 0; AST Currently In Use: 0; AST Temp Closed: 0 | 0 | 0 | 4 | 15676-097-013628 | ARTIS WELFORD
36854 | Permanently Closed | 1991-03-11 | 1973-01-01 | 1991-03-11 | Petroleum | Unleaded gasoline | Unleaded gasoline |  | Steel | Steel |  | Painted or None | Steel |  | 1901-01-01 | [15 empty] | UST Currently In Use: 0; UST Temp Close: 0; AST Currently In Use: 0; AST Temp Closed: 0 | 0 | 0 | 4 | 15676-097-013628 | ARTIS WELFORD
36855 | Permanently Closed | 1991-03-11 | 1973-01-01 | 1991-03-11 | Petroleum | Unleaded gasoline | Unleaded gasoline |  | Steel | Steel |  | Painted or None | Steel |  | 1901-01-01 | [15 empty] | UST Currently In Use: 0; UST Temp Close: 0; AST Currently In Use: 0; AST Temp Closed: 0 | 0 | 0 | 4 | 15676-097-013628 | ARTIS WELFORD
36856 | Permanently Closed | 1991-03-11 | 1973-01-01 | 1991-03-11 | Petroleum | Unleaded gasoline | Unleaded gasoline |  | Steel | Steel |  | Painted or None | Steel |  | 1901-01-01 | [15 empty] | UST Currently In Use: 0; UST Temp Close: 0; AST Currently In Use: 0; AST Temp Closed: 0 | 0 | 0 | 4 | 15676-097-013628 | ARTIS WELFORD
36857 | Currently in Use | 2015-03-20 | 1974-01-01 |  | Petroleum | Unleaded gasoline | Unleaded gasoline | Retail | Steel | Steel | Field installed cathodic protection |  | Steel |  |  | Field installed cathodic protection | Catchment Basin, Single walled catchment basin | Automatic shutoff device At 95% full | Automatic shutoff device At 95% full |  |  | Statistical Inventory Reconciliation (SIR) | [8 empty] | UST Currently In Use: 2; UST Temp Close: 0; AST Currently In Use: 0; AST Temp Closed: 0 | 2 | 0 | 0 | 23541-073-013700 | QAMRUDDIN 'KENNY' SAGANI
36858 | Currently in Use | 2015-03-20 | 1974-01-01 |  | Petroleum | Ethanol free gasoline | Ethanol free gasoline | Retail | Steel | Steel | Field installed cathodic protection |  | Steel |  |  | Field installed cathodic protection | Catchment Basin, Single walled catchment basin | Automatic shutoff device At 95% full | Automatic shutoff device At 95% full |  |  | Statistical Inventory Reconciliation (SIR) | [8 empty] | UST Currently In Use: 2; UST Temp Close: 0; AST Currently In Use: 0; AST Temp Closed: 0 | 2 | 0 | 0 | 23541-073-013700 | QAMRUDDIN 'KENNY' SAGANI
36859 | Retired | 1984-06-01 | 1965-01-01 |  | Petroleum | Unleaded gasoline | Unleaded gasoline |  | Steel | Steel |  | Painted or None | Steel |  | 1901-01-01 | [15 empty] | UST Currently In Use: 0; UST Temp Close: 0; AST Currently In Use: 0; AST Temp Closed: 0 | 0 | 0 | 0 | 15678-045-008826 | LESTER KEY JR
36860 | Retired | 1984-06-01 | 1965-01-01 |  | Petroleum | Unleaded gasoline | Unleaded gasoline |  | Steel | Steel |  | Painted or None | Steel |  | 1901-01-01 | [15 empty] | UST Currently In Use: 0; UST Temp Close: 0; AST Currently In Use: 0; AST Temp Closed: 0 | 0 | 0 | 0 | 15678-045-008826 | LESTER KEY JR
36861 | Retired | 1984-04-01 | 1968-01-01 |  | Petroleum | Unleaded gasoline | Unleaded gasoline |  | Steel | Steel |  | Painted or None | Steel |  | 1901-01-01 | [15 empty] | UST Currently In Use: 0; UST Temp Close: 0; AST Currently In Use: 0; AST Temp Closed: 0 | 0 | 0 | 0 | 15679-069-011615 | W O GRIFFIN
36862 | Retired | 1984-04-01 | 1968-01-01 |  | Petroleum | Unleaded gasoline | Unleaded gasoline |  | Steel | Steel |  | Painted or None | Steel |  | 1901-01-01 | [15 empty] | UST Currently In Use: 0; UST Temp Close: 0; AST Currently In Use: 0; AST Temp Closed: 0 | 0 | 0 | 0 | 15679-069-011615 | W O GRIFFIN
36863 | Retired | 1984-04-01 | 1968-01-01 |  | Petroleum | Unleaded gasoline | Unleaded gasoline |  | Steel | Steel |  | Painted or None | Steel |  | 1901-01-01 | [15 empty] | UST Currently In Use: 0; UST Temp Close: 0; AST Currently In Use: 0; AST Temp Closed: 0 | 0 | 0 | 0 | 15679-069-011615 | W O GRIFFIN
36864 | Permanently Closed | 1982-10-01 | 1967-01-01 | 1990-07-02 | Petroleum | Unleaded gasoline | Unleaded gasoline |  | Steel | Steel |  | Painted or None | Steel |  | 1901-01-01 | [15 empty] | UST Currently In Use: 0; UST Temp Close: 0; AST Currently In Use: 0; AST Temp Closed: 0 | 0 | 0 | 4 | 17882-109-011620 | THOMAS L VAUGHT
36865 | Permanently Closed | 1982-10-01 | 1967-01-01 | 1990-07-02 | Petroleum | Unleaded gasoline | Unleaded gasoline |  | Steel | Steel |  | Painted or None | Steel |  | 1901-01-01 | [15 empty] | UST Currently In Use: 0; UST Temp Close: 0; AST Currently In Use: 0; AST Temp Closed: 0 | 0 | 0 | 4 | 17882-109-011620 | THOMAS L VAUGHT
36866 | Permanently Closed | 1982-10-01 | 1967-01-01 | 1990-07-02 | Petroleum | Unleaded gasoline | Unleaded gasoline |  | Steel | Steel |  | Painted or None | Steel |  | 1901-01-01 | [15 empty] | UST Currently In Use: 0; UST Temp Close: 0; AST Currently In Use: 0; AST Temp Closed: 0 | 0 | 0 | 4 | 17882-109-011620 | THOMAS L VAUGHT
36867 | Permanently Closed | 1982-10-01 | 1967-01-01 | 1990-07-02 | Petroleum | On road diesel | On road diesel |  | Steel | Steel |  | Painted or None | Steel |  | 1901-01-01 | [15 empty] | UST Currently In Use: 0; UST Temp Close: 0; AST Currently In Use: 0; AST Temp Closed: 0 | 0 | 0 | 4 | 17882-109-011620 | THOMAS L VAUGHT
36868 | Cannot Locate or abandoned | 2006-06-22 | 1990-08-07 |  | Petroleum | Unleaded gasoline | Unleaded gasoline | Retail | Steel | Steel | Coated & cathodic protection (sti-P3) |  | Fiberglass reinforced plastic |  | 1901-01-01 | None | Catchment Basin, Single walled catchment basin | Flow Rest 90% Full | Flow Rest 90% Full |  |  | Statistical Inventory Reconciliation (SIR) | [8 empty] | UST Currently In Use: 0; UST Temp Close: 0; AST Currently In Use: 0; AST Temp Closed: 0 | 0 | 0 | 4 | 17882-109-011620 | THOMAS L VAUGHT
36869 | Cannot Locate or abandoned | 2006-06-22 | 1990-08-07 |  | Petroleum | Unleaded gasoline | Unleaded gasoline | Retail | Steel | Steel | Coated & cathodic protection (sti-P3) |  | Fiberglass reinforced plastic |  | 1901-01-01 | None | Catchment Basin, Single walled catchment basin | Flow Rest 90% Full | Flow Rest 90% Full |  |  | Statistical Inventory Reconciliation (SIR) | [8 empty] | UST Currently In Use: 0; UST Temp Close: 0; AST Currently In Use: 0; AST Temp Closed: 0 | 0 | 0 | 4 | 17882-109-011620 | THOMAS L VAUGHT
36870 | Permanently Closed | 1996-08-22 | 1987-06-01 | 1996-08-22 | Petroleum | Unleaded gasoline | Unleaded gasoline | Retail | Steel | Steel |  | Painted or None | Steel |  | 1901-01-01 | [12 empty] | Annual line testing | Annual line testing |  | UST Currently In Use: 4; UST Temp Close: 0; AST Currently In Use: 1; AST Temp Closed: 0 | 4 | 0 | 5 | 22830-031-011600 | R.S. LORD, LLC
36871 | Permanently Closed | 1988-11-01 | 1973-01-01 | 1989-11-01 | Petroleum | Unleaded gasoline | Unleaded gasoline |  | Steel | Steel |  | Painted or None | Steel |  | 1901-01-01 | [15 empty] | UST Currently In Use: 4; UST Temp Close: 0; AST Currently In Use: 1; AST Temp Closed: 0 | 4 | 0 | 5 | 22830-031-011600 | R.S. LORD, LLC
36872 | Permanently Closed | 1996-08-22 | 1987-06-01 | 1996-08-22 | Petroleum | Unleaded gasoline | Unleaded gasoline | Retail | Steel | Steel |  | Painted or None | Steel |  | 1901-01-01 | [12 empty] | Annual line testing | Annual line testing |  | UST Currently In Use: 4; UST Temp Close: 0; AST Currently In Use: 1; AST Temp Closed: 0 | 4 | 0 | 5 | 22830-031-011600 | R.S. LORD, LLC
36873 | Permanently Closed | 1996-08-22 | 1987-06-01 | 1996-08-22 | Petroleum | Unleaded gasoline | Unleaded gasoline | Retail | Steel | Steel |  | Painted or None | Steel |  | 1901-01-01 | [12 empty] | Annual line testing | Annual line testing |  | UST Currently In Use: 4; UST Temp Close: 0; AST Currently In Use: 1; AST Temp Closed: 0 | 4 | 0 | 5 | 22830-031-011600 | R.S. LORD, LLC
36874 | Permanently Closed | 1996-08-22 | 1970-01-01 | 1996-08-22 | Petroleum | On road diesel | On road diesel | Retail | Steel | Steel |  | Painted or None | Steel |  | 1901-01-01 | [12 empty] | Annual line testing | Annual line testing |  | UST Currently In Use: 4; UST Temp Close: 0; AST Currently In Use: 1; AST Temp Closed: 0 | 4 | 0 | 5 | 22830-031-011600 | R.S. LORD, LLC
36875 | Permanently Closed | 1993-11-01 | 1959-01-01 | 1993-12-14 | Petroleum | Unleaded gasoline | Unleaded gasoline |  | Steel | Steel |  | Painted or None | Steel |  | 1901-01-01 | [15 empty] | UST Currently In Use: 0; UST Temp Close: 1; AST Currently In Use: 0; AST Temp Closed: 0 | 0 | 1 | 3 | 15682-085-002909 | BILL JONES
36876 | Permanently Closed | 1993-11-01 | 1959-01-01 | 1993-12-14 | Petroleum | Unleaded gasoline | Unleaded gasoline |  | Steel | Steel |  | Painted or None | Steel |  | 1901-01-01 | [15 empty] | UST Currently In Use: 0; UST Temp Close: 1; AST Currently In Use: 0; AST Temp Closed: 0 | 0 | 1 | 3 | 15682-085-002909 | BILL JONES
36877 | Permanently Closed | 1993-11-01 | 1959-01-01 | 1993-12-14 | Petroleum | Kerosene | Kerosene |  | Steel | Steel |  | Painted or None | Steel |  | 1901-01-01 | [15 empty] | UST Currently In Use: 0; UST Temp Close: 1; AST Currently In Use: 0; AST Temp Closed: 0 | 0 | 1 | 3 | 15682-085-002909 | BILL JONES
36878 | Permanently Closed | 1996-05-01 | 1980-01-01 | 1999-11-12 | Petroleum | Unleaded gasoline | Unleaded gasoline | Retail | Steel | Steel |  | Painted or None | Steel |  | 1901-01-01 | None | [11 empty] | Annual line testing | Annual line testing |  | UST Currently In Use: 0; UST Temp Close: 0; AST Currently In Use: 0; AST Temp Closed: 0 | 0 | 0 | 4 | 17133-077-005923 | DENNIS WALLACE
36879 | Permanently Closed | 1996-05-01 | 1980-01-01 | 1999-11-12 | Petroleum | Unleaded gasoline | Unleaded gasoline | Retail | Steel | Steel |  | Painted or None | Steel |  | 1901-01-01 | None | [11 empty] | Annual line testing | Annual line testing |  | UST Currently In Use: 0; UST Temp Close: 0; AST Currently In Use: 0; AST Temp Closed: 0 | 0 | 0 | 4 | 17133-077-005923 | DENNIS WALLACE
36880 | Currently in Use |  | 1980-01-01 |  | Petroleum | On road diesel | On road diesel | Retail | Single Wall, Steel | Steel | Field installed cathodic protection |  | Double Wall, Flexible |  |  |  | Catchment Basin, Single walled catchment basin | Automatic shutoff device At 95% full | Automatic shutoff device At 95% full |  |  | Automatic Tank Gauge | Single walled submersible pump containment sump | Automatic flow restrictor (MLLD) | Automatic flow restrictor (MLLD) |  | SENSOR TO ATG | Annual line testing | Annual line testing | Pressurized Piping | UST Currently In Use: 5; UST Temp Close: 0; AST Currently In Use: 0; AST Temp Closed: 0 | 5 | 0 | 0 | 21346-103-012466 | JAY SALAMEH
36881 | Currently in Use |  | 1980-01-01 |  | Petroleum | Premium gasoline | Premium gasoline | Retail | Single Wall, Steel | Steel | Field installed cathodic protection |  | Double Wall, Flexible |  |  |  | Catchment Basin, Single walled catchment basin | Automatic shutoff device At 95% full | Automatic shutoff device At 95% full |  |  | Automatic Tank Gauge | Single walled submersible pump containment sump | Automatic flow restrictor (MLLD) | Automatic flow restrictor (MLLD) |  | SENSOR TO ATG | Annual line testing | Annual line testing | Pressurized Piping | UST Currently In Use: 5; UST Temp Close: 0; AST Currently In Use: 0; AST Temp Closed: 0 | 5 | 0 | 0 | 21346-103-012466 | JAY SALAMEH
36882 | Currently in Use |  | 1980-01-01 |  | Petroleum | Kerosene | Kerosene | Retail | Single Wall, Steel | Steel | Field installed cathodic protection |  | Fiberglass reinforced plastic, Single Wall |  |  |  | Catchment Basin, Single walled catchment basin | Automatic shutoff device At 95% full | Automatic shutoff device At 95% full |  |  | Automatic Tank Gauge | Direct Bury submersible pump | [6 empty] | Suction Piping | UST Currently In Use: 5; UST Temp Close: 0; AST Currently In Use: 0; AST Temp Closed: 0 | 5 | 0 | 0 | 21346-103-012466 | JAY SALAMEH
36883 | Currently in Use |  | 1983-01-01 |  | Petroleum | On road diesel | On road diesel | Retail | Single Wall, Steel | Steel | Field installed cathodic protection |  | Fiberglass reinforced plastic, Single Wall |  |  |  | Catchment Basin, Single walled catchment basin | Automatic shutoff device At 95% full | Automatic shutoff device At 95% full |  |  | Automatic Tank Gauge | Direct Bury submersible pump | [6 empty] | Suction Piping | UST Currently In Use: 5; UST Temp Close: 0; AST Currently In Use: 0; AST Temp Closed: 0 | 5 | 0 | 0 | 21346-103-012466 | JAY SALAMEH
36884 | Retired | 1988-08-08 | 1978-01-01 |  | Petroleum | Unleaded gasoline | Unleaded gasoline |  | Steel | Steel |  | Painted or None | Steel |  | 1901-01-01 | [15 empty] | UST Currently In Use: 0; UST Temp Close: 0; AST Currently In Use: 0; AST Temp Closed: 0 | 0 | 0 | 0 | 15686-023-002756 | CLINTON RIDGEWAY
36885 | Retired | 1988-08-08 | 1978-01-01 |  | Petroleum | Unleaded gasoline | Unleaded gasoline |  | Steel | Steel |  | Painted or None | Steel |  | 1901-01-01 | [15 empty] | UST Currently In Use: 0; UST Temp Close: 0; AST Currently In Use: 0; AST Temp Closed: 0 | 0 | 0 | 0 | 15686-023-002756 | CLINTON RIDGEWAY
36886 | Retired | 1988-08-08 | 1978-01-01 |  | Petroleum | Unleaded gasoline | Unleaded gasoline |  | Steel | Steel |  | Painted or None | Steel |  | 1901-01-01 | [15 empty] | UST Currently In Use: 0; UST Temp Close: 0; AST Currently In Use: 0; AST Temp Closed: 0 | 0 | 0 | 0 | 15686-023-002756 | CLINTON RIDGEWAY
36887 | Permanently Closed | 1901-01-01 | 1973-01-01 | 1987-07-01 | Petroleum | Unleaded gasoline | Unleaded gasoline |  | Steel | Steel |  |  |  |  | 1901-01-01 | [15 empty] | UST Currently In Use: 0; UST Temp Close: 0; AST Currently In Use: 0; AST Temp Closed: 0 | 0 | 0 | 5 | 15687-097-008383 | LL & T PROPERTIES, LTD
36888 | Permanently Closed | 1901-01-01 | 1973-01-01 | 1987-07-01 | Petroleum | Unleaded gasoline | Unleaded gasoline |  | Steel | Steel |  |  |  |  | 1901-01-01 | [15 empty] | UST Currently In Use: 0; UST Temp Close: 0; AST Currently In Use: 0; AST Temp Closed: 0 | 0 | 0 | 5 | 15687-097-008383 | LL & T PROPERTIES, LTD
36889 | Permanently Closed | 1901-01-01 | 1973-01-01 | 1987-07-01 | Petroleum | Unleaded gasoline | Unleaded gasoline |  | Steel | Steel |  |  |  |  | 1901-01-01 | [15 empty] | UST Currently In Use: 0; UST Temp Close: 0; AST Currently In Use: 0; AST Temp Closed: 0 | 0 | 0 | 5 | 15687-097-008383 | LL & T PROPERTIES, LTD
36890 | Permanently Closed | 1901-01-01 | 1973-01-01 | 1987-07-01 | Petroleum | Unleaded gasoline | Unleaded gasoline |  | Steel | Steel |  |  |  |  | 1901-01-01 | [15 empty] | UST Currently In Use: 0; UST Temp Close: 0; AST Currently In Use: 0; AST Temp Closed: 0 | 0 | 0 | 5 | 15687-097-008383 | LL & T PROPERTIES, LTD
36891 | Permanently Closed | 1901-01-01 | 1973-01-01 | 1987-07-01 | Petroleum | Unleaded gasoline | Unleaded gasoline |  | Steel | Steel |  |  |  |  | 1901-01-01 | [15 empty] | UST Currently In Use: 0; UST Temp Close: 0; AST Currently In Use: 0; AST Temp Closed: 0 | 0 | 0 | 5 | 15687-097-008383 | LL & T PROPERTIES, LTD
36892 | Permanently Closed | 1996-05-10 | 1989-01-01 | 1996-05-14 | Petroleum | Unleaded gasoline | Unleaded gasoline | Retail | Steel | Steel | Coated & cathodic protection (sti-P3) |  | Fiberglass reinforced plastic |  | 1901-01-01 | None | Catchment Basin, Single walled catchment basin |  |  |  |  | Automatic Tank Gauge | [5 empty] | Continuous alarm system | Continuous alarm system |  | UST Currently In Use: 0; UST Temp Close: 0; AST Currently In Use: 0; AST Temp Closed: 0 | 0 | 0 | 3 | 20034-125-013702 | BARRY BOYD
36893 | Permanently Closed | 1996-05-10 | 1989-01-01 | 1996-05-14 | Petroleum | Unleaded gasoline | Unleaded gasoline | Retail | Steel | Steel | Coated & cathodic protection (sti-P3) |  | Fiberglass reinforced plastic |  | 1901-01-01 | None | Catchment Basin, Single walled catchment basin |  |  |  |  | Automatic Tank Gauge | [5 empty] | Continuous alarm system | Continuous alarm system |  | UST Currently In Use: 0; UST Temp Close: 0; AST Currently In Use: 0; AST Temp Closed: 0 | 0 | 0 | 3 | 20034-125-013702 | BARRY BOYD
36894 | Permanently Closed | 1996-05-10 | 1989-01-01 | 1996-05-14 | Petroleum | Unleaded gasoline | Unleaded gasoline | Retail | Steel | Steel | Coated & cathodic protection (sti-P3) |  | Fiberglass reinforced plastic |  | 1901-01-01 | None | Catchment Basin, Single walled catchment basin |  |  |  |  | Automatic Tank Gauge | [5 empty] | Continuous alarm system | Continuous alarm system |  | UST Currently In Use: 0; UST Temp Close: 0; AST Currently In Use: 0; AST Temp Closed: 0 | 0 | 0 | 3 | 20034-125-013702 | BARRY BOYD
36895 | Permanently Closed | 1990-01-01 | 1901-01-01 | 1990-01-01 | Petroleum | Unleaded gasoline | Unleaded gasoline | Local government | Steel | Steel |  |  |  |  | 1901-01-01 | [15 empty] | UST Currently In Use: 0; UST Temp Close: 0; AST Currently In Use: 0; AST Temp Closed: 0 | 0 | 0 | 1 | 15689-097-013703 | BOARD OF WATER AND SEWER COMM
36896 | Permanently Closed | 1999-01-05 | 1984-01-01 | 1999-01-05 | Petroleum | On road diesel | On road diesel | Local government | Steel | Steel |  |  | Steel |  | 1901-01-01 | [15 empty] | UST Currently In Use: 0; UST Temp Close: 0; AST Currently In Use: 0; AST Temp Closed: 0 | 0 | 0 | 1 | 15689-097-013704 | BOARD OF WATER AND SEWER COMM
36897 | Permanently Closed |  | 1984-01-01 | 2023-11-15 | Petroleum | On road diesel | On road diesel | Emergency Power Generator, Local Government | Fiberglass reinforced plastic | Fiberglass reinforced plastic |  |  | Fiberglass reinforced plastic |  | 1901-01-01 |  | Catchment Basin, Single walled catchment basin | Automatic shutoff device At 95% full | Automatic shutoff device At 95% full | [11 empty] | UST Currently In Use: 0; UST Temp Close: 0; AST Currently In Use: 0; AST Temp Closed: 0 | 0 | 0 | 1 | 15689-097-013705 | BOARD OF WATER AND SEWER COMM
36898 | Permanently Closed | 1998-12-21 | 1984-01-01 | 1998-12-18 | Petroleum | On road diesel | On road diesel | Local government | Steel | Steel |  |  | Steel |  | 1901-01-01 | [15 empty] | UST Currently In Use: 0; UST Temp Close: 0; AST Currently In Use: 0; AST Temp Closed: 0 | 0 | 0 | 1 | 15689-097-013706 | BOARD OF WATER AND SEWER COMM
36899 | Permanently Closed |  | 1984-01-01 | 2023-09-19 | Petroleum | On road diesel | On road diesel | Emergency Power Generator, Local Government | Fiberglass reinforced plastic | Fiberglass reinforced plastic |  |  | Fiberglass reinforced plastic |  | 1901-01-01 |  | Catchment Basin, Single walled catchment basin | Automatic shutoff device At 95% full | Automatic shutoff device At 95% full | [11 empty] | UST Currently In Use: 0; UST Temp Close: 0; AST Currently In Use: 0; AST Temp Closed: 0 | 0 | 0 | 1 | 15689-097-013707 | BOARD OF WATER AND SEWER COMM
36900 | Permanently Closed |  | 1983-01-01 | 2023-11-07 | Petroleum | On road diesel | On road diesel | Emergency Power Generator, Local Government | Fiberglass reinforced plastic | Fiberglass reinforced plastic |  |  | Fiberglass reinforced plastic |  | 1901-01-01 |  | Catchment Basin, Single walled catchment basin | Automatic shutoff device At 95% full | Automatic shutoff device At 95% full | [11 empty] | UST Currently In Use: 0; UST Temp Close: 0; AST Currently In Use: 0; AST Temp Closed: 0 | 0 | 0 | 1 | 15689-097-013708 | BOARD OF WATER AND SEWER COMM
36901 | Permanently Closed | 1998-12-21 | 1976-01-01 | 1999-04-23 | Petroleum | On road diesel | On road diesel | Local government | Steel | Steel |  | Painted or None | Steel |  | 1901-01-01 | [15 empty] | UST Currently In Use: 0; UST Temp Close: 0; AST Currently In Use: 0; AST Temp Closed: 0 | 0 | 0 | 1 | 15689-097-013709 | BOARD OF WATER AND SEWER COMM
36902 | Permanently Closed |  | 1989-01-01 | 2022-10-24 | Petroleum | On road diesel | On road diesel | Emergency Power Generator, Local Government | Fiberglass reinforced plastic | Fiberglass reinforced plastic |  |  | Flexible |  | 1901-01-01 |  | Catchment Basin, Single walled catchment basin | Automatic shutoff device At 95% full | Automatic shutoff device At 95% full | [11 empty] | UST Currently In Use: 0; UST Temp Close: 0; AST Currently In Use: 0; AST Temp Closed: 0 | 0 | 0 | 1 | 15689-097-013710 | BOARD OF WATER AND SEWER COMM
36903 | Permanently Closed | 1998-12-21 | 1982-01-01 | 1998-12-17 | Petroleum | On road diesel | On road diesel | Local government |  |  |  |  | Steel |  | 1901-01-01 | [15 empty] | UST Currently In Use: 0; UST Temp Close: 0; AST Currently In Use: 0; AST Temp Closed: 0 | 0 | 0 | 1 | 15689-097-013711 | BOARD OF WATER AND SEWER COMM
36904 | Permanently Closed | 1997-12-10 | 1980-01-01 | 1997-12-11 | Petroleum | On road diesel | On road diesel | Local government | Steel | Steel |  | Painted or None | Steel |  | 1901-01-01 | [15 empty] | UST Currently In Use: 0; UST Temp Close: 0; AST Currently In Use: 0; AST Temp Closed: 0 | 0 | 0 | 1 | 15689-097-013712 | BOARD OF WATER AND SEWER COMM
36905 | Permanently Closed | 1998-12-21 | 1965-01-01 | 1999-05-05 | Petroleum | Unleaded gasoline | Unleaded gasoline | Local government | Steel | Steel |  | Painted or None | Steel |  | 1901-01-01 | [15 empty] | UST Currently In Use: 0; UST Temp Close: 0; AST Currently In Use: 2; AST Temp Closed: 0 | 0 | 0 | 2 | 15689-097-013713 | BOARD OF WATER AND SEWER COMM
36906 | Permanently Closed | 1998-12-21 | 1977-01-01 | 1999-05-05 | Petroleum | Unleaded gasoline | Unleaded gasoline | Local government | Steel | Steel |  | Painted or None | Steel |  | 1901-01-01 | [15 empty] | UST Currently In Use: 0; UST Temp Close: 0; AST Currently In Use: 2; AST Temp Closed: 0 | 0 | 0 | 2 | 15689-097-013713 | BOARD OF WATER AND SEWER COMM
36907 | Permanently Closed | 1998-01-14 | 1974-01-01 | 2000-11-07 | Petroleum | Unleaded gasoline | Unleaded gasoline | Retail | Steel | Steel |  | Painted or None | Steel |  | 1901-01-01 | [15 empty] | UST Currently In Use: 0; UST Temp Close: 0; AST Currently In Use: 0; AST Temp Closed: 0 | 0 | 0 | 2 | 19675-097-007174 | JAKE LAPORTE
36908 | Permanently Closed | 1998-01-14 | 1974-01-01 | 2000-11-07 | Petroleum | Unleaded gasoline | Unleaded gasoline |  | Steel | Steel |  | Painted or None | Steel |  | 1901-01-01 | [15 empty] | UST Currently In Use: 0; UST Temp Close: 0; AST Currently In Use: 0; AST Temp Closed: 0 | 0 | 0 | 2 | 19675-097-007174 | JAKE LAPORTE
36912 | Permanently Closed | 1996-04-01 | 1976-01-01 | 1996-04-01 | Petroleum | Unleaded gasoline | Unleaded gasoline |  | Steel | Steel |  | Painted or None | Steel |  | 1901-01-01 | [15 empty] | UST Currently In Use: 0; UST Temp Close: 0; AST Currently In Use: 0; AST Temp Closed: 0 | 0 | 0 | 3 | 15692-097-007175 | ZUHAIR AL-AZZEH
36913 | Permanently Closed | 1996-04-01 | 1976-01-01 | 1996-04-01 | Petroleum | Unleaded gasoline | Unleaded gasoline |  | Steel | Steel |  | Painted or None | Steel |  | 1901-01-01 | [15 empty] | UST Currently In Use: 0; UST Temp Close: 0; AST Currently In Use: 0; AST Temp Closed: 0 | 0 | 0 | 3 | 15692-097-007175 | ZUHAIR AL-AZZEH
36914 | Permanently Closed | 1996-04-01 | 1976-01-01 | 1996-04-01 | Petroleum | Unleaded gasoline | Unleaded gasoline |  | Steel | Steel |  | Painted or None | Steel |  | 1901-01-01 | [15 empty] | UST Currently In Use: 0; UST Temp Close: 0; AST Currently In Use: 0; AST Temp Closed: 0 | 0 | 0 | 3 | 15692-097-007175 | ZUHAIR AL-AZZEH
36915 | Permanently Closed | 1988-01-01 | 1974-01-01 | 1988-01-01 | Petroleum | Unleaded gasoline | Unleaded gasoline |  | Steel | Steel |  | Painted or None | Steel |  | 1901-01-01 | [15 empty] | UST Currently In Use: 0; UST Temp Close: 0; AST Currently In Use: 0; AST Temp Closed: 0 | 0 | 0 | 3 | 15693-097-007179 | WILLIE LOUISE BRYANT
36916 | Permanently Closed | 1988-01-01 | 1974-01-01 | 1988-01-01 | Petroleum | Unleaded gasoline | Unleaded gasoline |  | Steel | Steel |  | Painted or None | Steel |  | 1901-01-01 | [15 empty] | UST Currently In Use: 0; UST Temp Close: 0; AST Currently In Use: 0; AST Temp Closed: 0 | 0 | 0 | 3 | 15693-097-007179 | WILLIE LOUISE BRYANT
36917 | Permanently Closed | 1984-12-01 | 1974-01-01 | 1988-01-01 | Petroleum | On road diesel | On road diesel |  | Steel | Steel |  | Painted or None | Steel |  | 1901-01-01 | [15 empty] | UST Currently In Use: 0; UST Temp Close: 0; AST Currently In Use: 0; AST Temp Closed: 0 | 0 | 0 | 3 | 15693-097-007179 | WILLIE LOUISE BRYANT
36918 | Retired | 1988-12-22 | 1968-01-01 |  | Petroleum | Unleaded gasoline | Unleaded gasoline |  | Steel | Steel |  | Painted or None | Steel |  | 1901-01-01 | [15 empty] | UST Currently In Use: 0; UST Temp Close: 0; AST Currently In Use: 0; AST Temp Closed: 0 | 0 | 0 | 0 | 15694-025-009458 | GEORGE E WHITE
36919 | Retired | 1988-12-22 | 1968-01-01 |  | Petroleum | Unleaded gasoline | Unleaded gasoline |  | Steel | Steel |  | Painted or None | Steel |  | 1901-01-01 | [15 empty] | UST Currently In Use: 0; UST Temp Close: 0; AST Currently In Use: 0; AST Temp Closed: 0 | 0 | 0 | 0 | 15694-025-009458 | GEORGE E WHITE
36920 | Retired | 1988-12-22 | 1968-01-01 |  | Petroleum | On road diesel | On road diesel |  | Steel | Steel |  | Painted or None | Steel |  | 1901-01-01 | [15 empty] | UST Currently In Use: 0; UST Temp Close: 0; AST Currently In Use: 0; AST Temp Closed: 0 | 0 | 0 | 0 | 15694-025-009458 | GEORGE E WHITE
36921 | Retired | 1988-12-22 | 1968-01-01 |  | Petroleum | Kerosene | Kerosene |  | Steel | Steel |  | Painted or None | Steel |  | 1901-01-01 | [15 empty] | UST Currently In Use: 0; UST Temp Close: 0; AST Currently In Use: 0; AST Temp Closed: 0 | 0 | 0 | 0 | 15694-025-009458 | GEORGE E WHITE
36922 | Permanently Closed | 1986-08-01 | 1977-01-01 | 1988-10-01 | Petroleum | On road diesel | On road diesel |  | Steel | Steel |  | Painted or None | Steel |  | 1901-01-01 | [15 empty] | UST Currently In Use: 0; UST Temp Close: 0; AST Currently In Use: 0; AST Temp Closed: 0 | 0 | 0 | 1 | 15695-025-008223 | DEAS TIRE CO
36923 | Permanently Closed | 1992-09-10 | 1969-01-01 | 1992-09-10 | Petroleum | Unleaded gasoline | Unleaded gasoline | Retail | Steel | Steel |  | Painted or None | Steel |  | 1901-01-01 | [15 empty] | UST Currently In Use: 4; UST Temp Close: 0; AST Currently In Use: 1; AST Temp Closed: 0 | 4 | 0 | 3 | 23319-057-005883 | JIMMY HOCUTT
36924 | Permanently Closed | 1992-09-10 | 1969-01-01 | 1992-09-10 | Petroleum | Unleaded gasoline | Unleaded gasoline | Retail | Steel | Steel |  | Painted or None | Steel |  | 1901-01-01 | [15 empty] | UST Currently In Use: 4; UST Temp Close: 0; AST Currently In Use: 1; AST Temp Closed: 0 | 4 | 0 | 3 | 23319-057-005883 | JIMMY HOCUTT
36925 | Permanently Closed | 1992-09-10 | 1969-01-01 | 1992-09-10 | Petroleum | Unleaded gasoline | Unleaded gasoline | Retail | Steel | Steel |  | Painted or None | Steel |  | 1901-01-01 | [15 empty] | UST Currently In Use: 4; UST Temp Close: 0; AST Currently In Use: 1; AST Temp Closed: 0 | 4 | 0 | 3 | 23319-057-005883 | JIMMY HOCUTT
36926 | Permanently Closed | 1989-12-01 | 1975-01-01 | 1997-05-30 | Petroleum | Unleaded gasoline | Unleaded gasoline |  | Steel | Steel |  | Painted or None | Steel |  | 1901-01-01 | [15 empty] | UST Currently In Use: 0; UST Temp Close: 0; AST Currently In Use: 0; AST Temp Closed: 0 | 0 | 0 | 2 | 15698-069-007931 | EDDIE GLASS
36927 | Permanently Closed | 1989-12-01 | 1975-01-01 | 1997-05-30 | Petroleum | Unleaded gasoline | Unleaded gasoline |  | Steel | Steel |  | Painted or None | Steel |  | 1901-01-01 | [15 empty] | UST Currently In Use: 0; UST Temp Close: 0; AST Currently In Use: 0; AST Temp Closed: 0 | 0 | 0 | 2 | 15698-069-007931 | EDDIE GLASS
36928 | Cannot Locate or abandoned | 1994-12-05 | 1976-01-01 |  | Petroleum | Unleaded gasoline | Unleaded gasoline |  | Steel | Steel |  | Painted or None | Steel |  | 1901-01-01 | [15 empty] | UST Currently In Use: 0; UST Temp Close: 0; AST Currently In Use: 0; AST Temp Closed: 0 | 0 | 0 | 0 | 18032-089-009846 | LEWIS REED
36929 | Cannot Locate or abandoned | 1995-12-04 | 1976-01-01 |  | Petroleum | Unleaded gasoline | Unleaded gasoline |  | Steel | Steel |  | Painted or None | Steel |  | 1901-01-01 | [15 empty] | UST Currently In Use: 0; UST Temp Close: 0; AST Currently In Use: 0; AST Temp Closed: 0 | 0 | 0 | 0 | 18032-089-009846 | LEWIS REED
36933 | Retired | 1988-08-08 | 1901-01-01 |  | Petroleum | Unleaded gasoline | Unleaded gasoline |  | Steel | Steel |  | Painted or None | Steel |  | 1901-01-01 | [15 empty] | UST Currently In Use: 0; UST Temp Close: 0; AST Currently In Use: 0; AST Temp Closed: 0 | 0 | 0 | 0 | 15702-073-009250 | D M MCCFARLAND
36934 | Retired | 1988-08-08 | 1901-01-01 |  | Petroleum | Unleaded gasoline | Unleaded gasoline |  | Steel | Steel |  | Painted or None | Steel |  | 1901-01-01 | [15 empty] | UST Currently In Use: 0; UST Temp Close: 0; AST Currently In Use: 0; AST Temp Closed: 0 | 0 | 0 | 0 | 15702-073-009250 | D M MCCFARLAND
36935 | Retired | 1988-08-08 | 1901-01-01 |  | Petroleum | Unleaded gasoline | Unleaded gasoline |  | Steel | Steel |  | Painted or None | Steel |  | 1901-01-01 | [15 empty] | UST Currently In Use: 0; UST Temp Close: 0; AST Currently In Use: 0; AST Temp Closed: 0 | 0 | 0 | 0 | 15702-073-009250 | D M MCCFARLAND
36936 | Retired | 1988-08-08 | 1901-01-01 |  | Petroleum | Unleaded gasoline | Unleaded gasoline |  | Steel | Steel |  | Painted or None | Steel |  | 1901-01-01 | [15 empty] | UST Currently In Use: 0; UST Temp Close: 0; AST Currently In Use: 0; AST Temp Closed: 0 | 0 | 0 | 0 | 15702-073-009250 | D M MCCFARLAND
36937 | Retired | 1988-10-01 | 1901-01-01 |  | Petroleum | Unleaded gasoline | Unleaded gasoline |  | Steel | Steel |  | Painted or None | Steel |  | 1901-01-01 | [15 empty] | UST Currently In Use: 0; UST Temp Close: 0; AST Currently In Use: 0; AST Temp Closed: 0 | 0 | 0 | 0 | 15703-073-009254 | JAMES SNELL
36938 | Retired | 1988-10-01 | 1901-01-01 |  | Petroleum | Unleaded gasoline | Unleaded gasoline |  | Steel | Steel |  | Painted or None | Steel |  | 1901-01-01 | [15 empty] | UST Currently In Use: 0; UST Temp Close: 0; AST Currently In Use: 0; AST Temp Closed: 0 | 0 | 0 | 0 | 15703-073-009254 | JAMES SNELL
36939 | Retired | 1988-10-01 | 1901-01-01 |  | Petroleum | Unleaded gasoline | Unleaded gasoline |  | Steel | Steel |  | Painted or None | Steel |  | 1901-01-01 | [15 empty] | UST Currently In Use: 0; UST Temp Close: 0; AST Currently In Use: 0; AST Temp Closed: 0 | 0 | 0 | 0 | 15703-073-009254 | JAMES SNELL
36940 | Retired | 1988-10-01 | 1901-01-01 |  | Petroleum | Unleaded gasoline | Unleaded gasoline |  | Steel | Steel |  | Painted or None | Steel |  | 1901-01-01 | [15 empty] | UST Currently In Use: 0; UST Temp Close: 0; AST Currently In Use: 0; AST Temp Closed: 0 | 0 | 0 | 0 | 15703-073-009254 | JAMES SNELL
36941 | Retired | 1988-10-01 | 1901-01-01 |  | Petroleum | Kerosene | Kerosene |  | Steel | Steel |  | Painted or None | Steel |  | 1901-01-01 | [15 empty] | UST Currently In Use: 0; UST Temp Close: 0; AST Currently In Use: 0; AST Temp Closed: 0 | 0 | 0 | 0 | 15703-073-009254 | JAMES SNELL
36942 | Permanently Closed | 1996-01-01 | 1901-01-01 | 1997-06-04 | Petroleum | Unleaded gasoline | Unleaded gasoline | Industrial | Steel | Steel |  | Painted or None | Steel |  | 1901-01-01 | [12 empty] | Annual line testing | Annual line testing |  | UST Currently In Use: 0; UST Temp Close: 0; AST Currently In Use: 0; AST Temp Closed: 0 | 0 | 0 | 1 | 15704-073-012563 | SOUTHEASTERN BOLT AND SCREW
36943 | Permanently Closed | 1996-12-21 | 1969-01-01 | 1999-01-26 | Petroleum | Unleaded gasoline | Unleaded gasoline |  | Steel | Steel |  | Painted or None | Steel |  | 1901-01-01 | [15 empty] | UST Currently In Use: 0; UST Temp Close: 3; AST Currently In Use: 0; AST Temp Closed: 0 | 0 | 3 | 3 | 15705-073-009249 | ENSLEY OIL CO INC
36944 | Permanently Closed | 1996-12-21 | 1969-01-01 | 1999-01-26 | Petroleum | Unleaded gasoline | Unleaded gasoline |  | Steel | Steel |  | Painted or None | Steel |  | 1901-01-01 | [15 empty] | UST Currently In Use: 0; UST Temp Close: 3; AST Currently In Use: 0; AST Temp Closed: 0 | 0 | 3 | 3 | 15705-073-009249 | ENSLEY OIL CO INC
36945 | Permanently Closed | 1996-12-21 | 1969-01-01 | 1999-01-26 | Petroleum | Unleaded gasoline | Unleaded gasoline |  | Steel | Steel |  | Painted or None | Steel |  | 1901-01-01 | [15 empty] | UST Currently In Use: 0; UST Temp Close: 3; AST Currently In Use: 0; AST Temp Closed: 0 | 0 | 3 | 3 | 15705-073-009249 | ENSLEY OIL CO INC
36946 | Retired | 1985-05-21 | 1901-01-01 |  | Petroleum | Unleaded gasoline | Unleaded gasoline |  | Steel | Steel |  | Painted or None | Steel |  | 1901-01-01 | [15 empty] | UST Currently In Use: 0; UST Temp Close: 0; AST Currently In Use: 0; AST Temp Closed: 0 | 0 | 0 | 0 | 15706-073-009231 | D E PARKER
36947 | Retired | 1985-05-21 | 1901-01-01 |  | Petroleum | Unleaded gasoline | Unleaded gasoline |  | Steel | Steel |  | Painted or None | Steel |  | 1901-01-01 | [15 empty] | UST Currently In Use: 0; UST Temp Close: 0; AST Currently In Use: 0; AST Temp Closed: 0 | 0 | 0 | 0 | 15706-073-009231 | D E PARKER
36948 | Retired | 1985-05-21 | 1901-01-01 |  | Petroleum | Unleaded gasoline | Unleaded gasoline |  | Steel | Steel |  | Painted or None | Steel |  | 1901-01-01 | [15 empty] | UST Currently In Use: 0; UST Temp Close: 0; AST Currently In Use: 0; AST Temp Closed: 0 | 0 | 0 | 0 | 15706-073-009231 | D E PARKER
36949 | Retired | 1975-01-01 | 1901-01-01 |  | Petroleum | Unleaded gasoline | Unleaded gasoline |  | Steel | Steel |  | Painted or None | Steel |  | 1901-01-01 | [15 empty] | UST Currently In Use: 0; UST Temp Close: 0; AST Currently In Use: 0; AST Temp Closed: 0 | 0 | 0 | 0 | 15706-073-009231 | D E PARKER
36950 | Temporary Closed | 2012-11-01 | 1976-01-01 |  | Petroleum | Unleaded gasoline | Unleaded gasoline | Retail | Steel | Steel | Field installed cathodic protection |  | Steel |  |  | Field installed cathodic protection | Catchment Basin, Single walled catchment basin | Automatic shutoff device At 95% full | Automatic shutoff device At 95% full |  |  | Statistical Inventory Reconciliation (SIR) | [8 empty] | UST Currently In Use: 0; UST Temp Close: 4; AST Currently In Use: 0; AST Temp Closed: 0 | 0 | 4 | 0 | 22180-023-007532 | WILLIE L CHANEY & FELICIA J CHANEY
36951 | Temporary Closed | 2012-11-01 | 1976-01-01 |  | Petroleum | Unleaded gasoline | Unleaded gasoline | Retail | Steel | Steel | Field installed cathodic protection |  | Steel |  |  | Field installed cathodic protection | Catchment Basin, Single walled catchment basin | Automatic shutoff device At 95% full | Automatic shutoff device At 95% full |  |  | Statistical Inventory Reconciliation (SIR) | [8 empty] | UST Currently In Use: 0; UST Temp Close: 4; AST Currently In Use: 0; AST Temp Closed: 0 | 0 | 4 | 0 | 22180-023-007532 | WILLIE L CHANEY & FELICIA J CHANEY
36952 | Temporary Closed | 2012-11-01 | 1976-01-01 |  | Petroleum | Mid-grade gasoline | Mid-grade gasoline | Retail | Steel | Steel | Field installed cathodic protection |  | Steel |  |  | Field installed cathodic protection | Catchment Basin, Single walled catchment basin | Automatic shutoff device At 95% full | Automatic shutoff device At 95% full |  |  | Statistical Inventory Reconciliation (SIR) | [8 empty] | UST Currently In Use: 0; UST Temp Close: 4; AST Currently In Use: 0; AST Temp Closed: 0 | 0 | 4 | 0 | 22180-023-007532 | WILLIE L CHANEY & FELICIA J CHANEY
36953 | Temporary Closed | 2005-12-08 | 1981-01-01 |  | Petroleum | On road diesel | On road diesel | Retail | Steel | Steel | Field installed cathodic protection |  | Steel |  |  | Field installed cathodic protection | Catchment Basin, Single walled catchment basin | Automatic shutoff device At 95% full | Automatic shutoff device At 95% full |  |  | Statistical Inventory Reconciliation (SIR) |  | Automatic flow restrictor (MLLD) | Automatic flow restrictor (MLLD) |  |  | Statistical inventory reconciliation (SIR) | Statistical inventory reconciliation (SIR) |  | UST Currently In Use: 0; UST Temp Close: 4; AST Currently In Use: 0; AST Temp Closed: 0 | 0 | 4 | 0 | 22180-023-007532 | WILLIE L CHANEY & FELICIA J CHANEY
36954 | Permanently Closed | 1989-12-14 | 1964-01-01 | 1989-12-14 | Petroleum | Unleaded gasoline | Unleaded gasoline | [7 empty] | 1901-01-01 | [15 empty] | UST Currently In Use: 0; UST Temp Close: 0; AST Currently In Use: 0; AST Temp Closed: 0 | 0 | 0 | 4 | 15709-097-013667 | PAUL E FEARN
36955 | Permanently Closed | 1989-12-14 | 1964-01-01 | 1989-12-14 | Petroleum | Unleaded gasoline | Unleaded gasoline | [7 empty] | 1901-01-01 | [15 empty] | UST Currently In Use: 0; UST Temp Close: 0; AST Currently In Use: 0; AST Temp Closed: 0 | 0 | 0 | 4 | 15709-097-013667 | PAUL E FEARN
36956 | Permanently Closed | 1989-12-14 | 1964-01-01 | 1989-12-14 | Petroleum | Unleaded gasoline | Unleaded gasoline | [7 empty] | 1901-01-01 | [15 empty] | UST Currently In Use: 0; UST Temp Close: 0; AST Currently In Use: 0; AST Temp Closed: 0 | 0 | 0 | 4 | 15709-097-013667 | PAUL E FEARN
36957 | Permanently Closed | 1989-12-14 | 1964-01-01 | 1989-12-14 | Petroleum | Used oil | Used oil | [7 empty] | 1901-01-01 | [15 empty] | UST Currently In Use: 0; UST Temp Close: 0; AST Currently In Use: 0; AST Temp Closed: 0 | 0 | 0 | 4 | 15709-097-013667 | PAUL E FEARN
36958 | Permanently Closed | 1989-12-09 | 1901-01-01 | 1989-12-09 | Petroleum | Unleaded gasoline | Unleaded gasoline | [7 empty] | 1901-01-01 | [15 empty] | UST Currently In Use: 0; UST Temp Close: 0; AST Currently In Use: 0; AST Temp Closed: 0 | 0 | 0 | 2 | 21109-001-013669 | FRANKIE CARROLL
36959 | Permanently Closed | 1989-12-09 | 1901-01-01 | 1989-12-09 | Petroleum | Unleaded gasoline | Unleaded gasoline | [7 empty] | 1901-01-01 | [15 empty] | UST Currently In Use: 0; UST Temp Close: 0; AST Currently In Use: 0; AST Temp Closed: 0 | 0 | 0 | 2 | 21109-001-013669 | FRANKIE CARROLL
36960 | Cannot Locate or abandoned | 2003-10-01 | 1989-12-13 |  | Petroleum | Unleaded gasoline | Unleaded gasoline | Retail | Steel | Steel | Coated & cathodic protection (sti-P3) |  | Fiberglass reinforced plastic |  | 1901-01-01 | None | Catchment Basin, Single walled catchment basin | Automatic shutoff device At 95% full, Flow Rest 90% Full | Flow Rest 90% Full |  |  | Statistical Inventory Reconciliation (SIR) | [8 empty] | UST Currently In Use: 0; UST Temp Close: 0; AST Currently In Use: 0; AST Temp Closed: 0 | 0 | 0 | 2 | 21109-001-013669 | FRANKIE CARROLL
36961 |  | 1999-11-29 | 1987-01-01 |  | Petroleum | Unleaded gasoline | Unleaded gasoline |  | Steel | Steel |  | Painted or None | Steel |  | 1901-01-01 | [6 empty] | Statistical Inventory Reconciliation (SIR) | [8 empty] | UST Currently In Use: 0; UST Temp Close: 0; AST Currently In Use: 0; AST Temp Closed: 0 | 0 | 0 | 0 | 17856-019-013670 | RICKY HARRELL
36962 |  | 1999-11-29 | 1987-01-01 |  | Petroleum | Unleaded gasoline | Unleaded gasoline |  | Steel | Steel |  | Painted or None | Steel |  | 1901-01-01 | [6 empty] | Statistical Inventory Reconciliation (SIR) | [8 empty] | UST Currently In Use: 0; UST Temp Close: 0; AST Currently In Use: 0; AST Temp Closed: 0 | 0 | 0 | 0 | 17856-019-013670 | RICKY HARRELL
36963 |  | 1997-01-14 | 1987-01-01 |  | Petroleum | Unleaded gasoline | Unleaded gasoline |  | Steel | Steel |  | Painted or None | Steel |  | 1901-01-01 | [6 empty] | Statistical Inventory Reconciliation (SIR) | [8 empty] | UST Currently In Use: 0; UST Temp Close: 0; AST Currently In Use: 0; AST Temp Closed: 0 | 0 | 0 | 0 | 17856-019-013670 | RICKY HARRELL
36965 |  | 1999-11-29 | 1987-01-01 |  | Petroleum | Unleaded gasoline | Unleaded gasoline |  | Steel | Steel |  | Painted or None | Steel |  | 1901-01-01 | [6 empty] | Statistical Inventory Reconciliation (SIR) | [8 empty] | UST Currently In Use: 0; UST Temp Close: 0; AST Currently In Use: 0; AST Temp Closed: 0 | 0 | 0 | 0 | 17856-019-013670 | RICKY HARRELL
36967 | Retired | 1988-08-08 | 1971-01-01 |  | Petroleum | Unleaded gasoline | Unleaded gasoline |  | Steel | Steel |  | Painted or None | Steel |  | 1901-01-01 | [15 empty] | UST Currently In Use: 0; UST Temp Close: 0; AST Currently In Use: 0; AST Temp Closed: 0 | 0 | 0 | 0 | 15715-117-013674 | MILTON PEARSON
36968 | Retired | 1988-08-08 | 1971-01-01 |  | Petroleum | Unleaded gasoline | Unleaded gasoline |  | Steel | Steel |  | Painted or None | Steel |  | 1901-01-01 | [15 empty] | UST Currently In Use: 0; UST Temp Close: 0; AST Currently In Use: 0; AST Temp Closed: 0 | 0 | 0 | 0 | 15715-117-013674 | MILTON PEARSON
36969 | Permanently Closed | 1998-12-11 | 1972-01-01 | 1998-12-11 | Petroleum | Unleaded gasoline | Unleaded gasoline |  | Steel | Steel |  |  |  |  | 1901-01-01 | [12 empty] | Annual line testing | Annual line testing |  | UST Currently In Use: 0; UST Temp Close: 0; AST Currently In Use: 3; AST Temp Closed: 0 | 0 | 0 | 6 | 15716-033-013675 | MUSCLE SHOALS REGIONAL AIRPORT AUTH
36970 | Permanently Closed | 1996-01-01 | 1974-01-01 | 1996-01-10 | Petroleum | Aviation fuel (JP-4; etc.) | Aviation fuel (JP-4; etc.) |  | Steel | Steel |  |  |  |  | 1901-01-01 | [12 empty] | Annual line testing | Annual line testing |  | UST Currently In Use: 0; UST Temp Close: 0; AST Currently In Use: 3; AST Temp Closed: 0 | 0 | 0 | 6 | 15716-033-013675 | MUSCLE SHOALS REGIONAL AIRPORT AUTH
36971 | Permanently Closed | 1994-09-08 | 1969-01-01 | 1994-09-09 | Petroleum | On road diesel | On road diesel |  | Steel | Steel |  |  |  |  | 1901-01-01 | [12 empty] | Annual line testing | Annual line testing |  | UST Currently In Use: 0; UST Temp Close: 0; AST Currently In Use: 3; AST Temp Closed: 0 | 0 | 0 | 6 | 15716-033-013675 | MUSCLE SHOALS REGIONAL AIRPORT AUTH
36972 | Permanently Closed | 1997-11-21 | 1977-01-01 | 1998-12-30 | Petroleum | Unleaded gasoline | Unleaded gasoline |  | Steel | Steel |  | Painted or None | Steel |  | 1901-01-01 | [12 empty] | Annual line testing | Annual line testing |  | UST Currently In Use: 0; UST Temp Close: 0; AST Currently In Use: 0; AST Temp Closed: 0 | 0 | 0 | 3 | 15717-003-013676 | ROBERT MESZAROS
36973 | Permanently Closed | 1998-12-30 | 1974-01-01 | 1998-12-30 | Petroleum | Unleaded gasoline | Unleaded gasoline |  | Steel | Steel |  | Painted or None | Steel |  | 1901-01-01 | [15 empty] | UST Currently In Use: 0; UST Temp Close: 0; AST Currently In Use: 0; AST Temp Closed: 0 | 0 | 0 | 3 | 15717-003-013676 | ROBERT MESZAROS
36974 | Permanently Closed | 1986-12-01 | 1974-01-01 |  | Petroleum | Unleaded gasoline | Unleaded gasoline |  | Steel | Steel |  | Painted or None | Steel |  | 1901-01-01 | [15 empty] | UST Currently In Use: 0; UST Temp Close: 0; AST Currently In Use: 0; AST Temp Closed: 0 | 0 | 0 | 3 | 15717-003-013676 | ROBERT MESZAROS
36975 | Retired | 1988-10-01 | 1963-01-01 |  | Petroleum | Unleaded gasoline | Unleaded gasoline | [5 empty] | Steel |  | 1901-01-01 | [15 empty] | UST Currently In Use: 0; UST Temp Close: 0; AST Currently In Use: 0; AST Temp Closed: 0 | 0 | 0 | 0 | 15718-073-013677 | MONEZ MCKINNEY
36976 | Retired | 1988-10-01 | 1963-01-01 |  | Petroleum | Unleaded gasoline | Unleaded gasoline | [5 empty] | Steel |  | 1901-01-01 | [15 empty] | UST Currently In Use: 0; UST Temp Close: 0; AST Currently In Use: 0; AST Temp Closed: 0 | 0 | 0 | 0 | 15718-073-013677 | MONEZ MCKINNEY
36977 | Retired | 1988-10-01 | 1979-01-01 |  | Petroleum | Unleaded gasoline | Unleaded gasoline | [5 empty] | Steel |  | 1901-01-01 | [15 empty] | UST Currently In Use: 0; UST Temp Close: 0; AST Currently In Use: 0; AST Temp Closed: 0 | 0 | 0 | 0 | 15718-073-013677 | MONEZ MCKINNEY
36978 | Permanently Closed | 1990-07-13 | 1901-01-01 | 1990-07-13 | Petroleum | Unleaded gasoline | Unleaded gasoline |  | Steel | Steel |  |  | Steel |  | 1901-01-01 | [15 empty] | UST Currently In Use: 0; UST Temp Close: 0; AST Currently In Use: 0; AST Temp Closed: 0 | 0 | 0 | 2 | 15719-101-013678 | LEVERETT & JERRY CALLOWAY
36979 | Permanently Closed | 1990-07-13 | 1901-01-01 | 1990-07-13 | Petroleum | Unleaded gasoline | Unleaded gasoline |  | Steel | Steel |  |  | Steel |  | 1901-01-01 | [15 empty] | UST Currently In Use: 0; UST Temp Close: 0; AST Currently In Use: 0; AST Temp Closed: 0 | 0 | 0 | 2 | 15719-101-013678 | LEVERETT & JERRY CALLOWAY
36980 | Permanently Closed | 1989-09-11 | 1981-01-01 | 1989-09-11 | Petroleum | On road diesel | On road diesel |  | Steel | Steel |  | Painted or None | Steel |  | 1901-01-01 | [15 empty] | UST Currently In Use: 0; UST Temp Close: 0; AST Currently In Use: 1; AST Temp Closed: 0 | 0 | 0 | 1 | 15720-117-013679 | NORTHCUTT-THORNTON INC
36981 | Permanently Closed | 1991-10-18 | 1977-01-01 | 1991-10-18 | Petroleum | Unleaded gasoline | Unleaded gasoline |  | Steel | Steel |  | Painted or None | Steel |  | 1901-01-01 | [15 empty] | UST Currently In Use: 0; UST Temp Close: 0; AST Currently In Use: 0; AST Temp Closed: 0 | 0 | 0 | 5 | 15721-053-009412 | BAG IT N SHAG IT INC
36982 | Permanently Closed | 1991-10-18 | 1977-01-01 | 1991-10-18 | Petroleum | Unleaded gasoline | Unleaded gasoline |  | Steel | Steel |  | Painted or None | Steel |  | 1901-01-01 | [15 empty] | UST Currently In Use: 0; UST Temp Close: 0; AST Currently In Use: 0; AST Temp Closed: 0 | 0 | 0 | 5 | 15721-053-009412 | BAG IT N SHAG IT INC
36983 | Permanently Closed | 1991-10-18 | 1977-01-01 | 1991-10-18 | Petroleum | Unleaded gasoline | Unleaded gasoline |  | Steel | Steel |  | Painted or None | Steel |  | 1901-01-01 | [15 empty] | UST Currently In Use: 0; UST Temp Close: 0; AST Currently In Use: 0; AST Temp Closed: 0 | 0 | 0 | 5 | 15721-053-009412 | BAG IT N SHAG IT INC
36984 | Permanently Closed | 1991-10-18 | 1980-01-01 | 1991-10-18 | Petroleum | On road diesel | On road diesel |  | Steel | Steel |  | Painted or None | Steel |  | 1901-01-01 | [15 empty] | UST Currently In Use: 0; UST Temp Close: 0; AST Currently In Use: 0; AST Temp Closed: 0 | 0 | 0 | 5 | 15721-053-009412 | BAG IT N SHAG IT INC
36985 | Permanently Closed | 1991-10-18 | 1977-01-01 | 1991-10-18 | Petroleum | On road diesel | On road diesel |  | Steel | Steel |  | Painted or None | Steel |  | 1901-01-01 | [15 empty] | UST Currently In Use: 0; UST Temp Close: 0; AST Currently In Use: 0; AST Temp Closed: 0 | 0 | 0 | 5 | 15721-053-009412 | BAG IT N SHAG IT INC
36986 | Permanently Closed | 2012-05-31 | 1988-12-22 | 2012-09-11 | Petroleum | Unleaded gasoline | Unleaded gasoline | Retail | Steel | Steel | Coated & cathodic protection (sti-P3) | Painted or None | Fiberglass reinforced plastic |  |  |  | Catchment Basin, Single walled catchment basin | Flow Rest 90% Full | Flow Rest 90% Full |  |  | Statistical Inventory Reconciliation (SIR) | [5 empty] | Statistical inventory reconciliation (SIR) | Statistical inventory reconciliation (SIR) |  | UST Currently In Use: 0; UST Temp Close: 0; AST Currently In Use: 0; AST Temp Closed: 0 | 0 | 0 | 4 | 17222-053-009414 | GLEN'S SERVICE STATIONS OF ALABAMA
36987 | Permanently Closed | 2012-05-31 | 1988-12-22 | 2012-09-11 | Petroleum | Unleaded gasoline | Unleaded gasoline | Retail | Steel | Steel | Coated & cathodic protection (sti-P3) | Painted or None | Fiberglass reinforced plastic |  |  |  | Catchment Basin, Single walled catchment basin | Flow Rest 90% Full | Flow Rest 90% Full |  |  | Statistical Inventory Reconciliation (SIR) | [5 empty] | Statistical inventory reconciliation (SIR) | Statistical inventory reconciliation (SIR) |  | UST Currently In Use: 0; UST Temp Close: 0; AST Currently In Use: 0; AST Temp Closed: 0 | 0 | 0 | 4 | 17222-053-009414 | GLEN'S SERVICE STATIONS OF ALABAMA
36988 | Permanently Closed | 2010-03-01 | 1988-12-22 | 2012-09-11 | Petroleum | Mid-grade gasoline | Mid-grade gasoline | Retail | Steel | Steel | Coated & cathodic protection (sti-P3) | Painted or None | Fiberglass reinforced plastic |  |  |  | Catchment Basin, Single walled catchment basin | Flow Rest 90% Full | Flow Rest 90% Full |  |  | Statistical Inventory Reconciliation (SIR) | [5 empty] | Statistical inventory reconciliation (SIR) | Statistical inventory reconciliation (SIR) |  | UST Currently In Use: 0; UST Temp Close: 0; AST Currently In Use: 0; AST Temp Closed: 0 | 0 | 0 | 4 | 17222-053-009414 | GLEN'S SERVICE STATIONS OF ALABAMA
36989 | Permanently Closed | 2010-03-01 | 1988-12-22 | 2012-09-11 | Petroleum | Premium gasoline | Premium gasoline | Retail | Steel | Steel | Coated & cathodic protection (sti-P3) | Painted or None | Fiberglass reinforced plastic |  |  |  | Catchment Basin, Single walled catchment basin | Flow Rest 90% Full | Flow Rest 90% Full |  |  | Statistical Inventory Reconciliation (SIR) | [5 empty] | Statistical inventory reconciliation (SIR) | Statistical inventory reconciliation (SIR) |  | UST Currently In Use: 0; UST Temp Close: 0; AST Currently In Use: 0; AST Temp Closed: 0 | 0 | 0 | 4 | 17222-053-009414 | GLEN'S SERVICE STATIONS OF ALABAMA
36990 | Permanently Closed | 1990-10-09 | 1959-01-01 | 1990-10-09 | Petroleum | Used oil | Used oil |  | Steel | Steel |  |  | Steel |  | 1901-01-01 | [15 empty] | UST Currently In Use: 0; UST Temp Close: 0; AST Currently In Use: 0; AST Temp Closed: 0 | 0 | 0 | 1 | 15722-103-013682 | LEON W EDWARDS
36991 | Permanently Closed | 1990-06-24 | 1969-01-01 | 1990-06-25 | Petroleum | Unleaded gasoline | Unleaded gasoline | Local government | Steel | Steel |  | Painted or None | Steel |  | 1901-01-01 | [15 empty] | UST Currently In Use: 0; UST Temp Close: 0; AST Currently In Use: 2; AST Temp Closed: 0 | 0 | 0 | 3 | 15723-109-013683 | PIKE COUNTY BOARD OF EDUCATION
36992 | Permanently Closed | 2008-07-01 | 1990-08-31 | 2008-07-01 | Petroleum | Unleaded gasoline | Unleaded gasoline | Local Government, Retail | Steel | Steel | Coated & cathodic protection (sti-P3) |  | Steel, SACANODES |  | 1901-01-01 |  | Catchment Basin, Single walled catchment basin | Flow Rest 90% Full | Flow Rest 90% Full |  |  | Automatic Tank Gauge | [8 empty] | UST Currently In Use: 0; UST Temp Close: 0; AST Currently In Use: 2; AST Temp Closed: 0 | 0 | 0 | 3 | 15723-109-013683 | PIKE COUNTY BOARD OF EDUCATION
36993 | Permanently Closed | 1992-10-01 | 1969-01-01 | 1993-05-19 | Petroleum | Unleaded gasoline | Unleaded gasoline | Local government | Steel | Steel |  | Painted or None | Steel |  | 1901-01-01 | [15 empty] | UST Currently In Use: 0; UST Temp Close: 0; AST Currently In Use: 0; AST Temp Closed: 0 | 0 | 0 | 1 | 15723-109-013684 | PIKE COUNTY BOARD OF EDUCATION
36997 | Permanently Closed | 1993-04-22 | 1969-01-01 | 1993-04-22 | Petroleum | Unleaded gasoline | Unleaded gasoline | Local government | Steel | Steel |  | Painted or None | Steel |  | 1901-01-01 | [15 empty] | UST Currently In Use: 0; UST Temp Close: 0; AST Currently In Use: 1; AST Temp Closed: 0 | 0 | 0 | 1 | 15723-109-013687 | PIKE COUNTY BOARD OF EDUCATION
36998 | Permanently Closed | 1998-11-24 | 1969-01-01 | 1998-11-24 | Petroleum | On road diesel | On road diesel | Local Government, Retail | Steel | Steel | Coated & cathodic protection (sti-P3) |  | Steel |  | 1901-01-01 | [8 empty] | Containment Sump | Containment Sump | [5 empty] | UST Currently In Use: 0; UST Temp Close: 0; AST Currently In Use: 1; AST Temp Closed: 0 | 0 | 0 | 1 | 15723-109-013688 | PIKE COUNTY BOARD OF EDUCATION
36999 | Permanently Closed | 1995-11-01 | 1969-01-01 | 1998-01-19 | Petroleum | Unleaded gasoline | Unleaded gasoline | Retail | Steel | Steel |  |  | Steel |  | 1901-01-01 |  | Catchment Basin, Single walled catchment basin | [10 empty] | Annual line testing | Annual line testing |  | UST Currently In Use: 0; UST Temp Close: 0; AST Currently In Use: 0; AST Temp Closed: 0 | 0 | 0 | 5 | 15724-069-013689 | TAMI S SCOTT
37000 | Permanently Closed | 1995-11-01 | 1969-01-01 | 1998-01-19 | Petroleum | Unleaded gasoline | Unleaded gasoline | Retail | Steel | Steel |  |  | Steel |  | 1901-01-01 |  | Catchment Basin, Single walled catchment basin | [10 empty] | Annual line testing | Annual line testing |  | UST Currently In Use: 0; UST Temp Close: 0; AST Currently In Use: 0; AST Temp Closed: 0 | 0 | 0 | 5 | 15724-069-013689 | TAMI S SCOTT
37001 | Permanently Closed | 1995-11-01 | 1971-01-01 | 1998-01-19 | Petroleum | Unleaded gasoline | Unleaded gasoline | Retail | Steel | Steel |  |  | Steel |  | 1901-01-01 | [12 empty] | Annual line testing | Annual line testing |  | UST Currently In Use: 0; UST Temp Close: 0; AST Currently In Use: 0; AST Temp Closed: 0 | 0 | 0 | 5 | 15724-069-013689 | TAMI S SCOTT
37002 | Permanently Closed | 1995-11-01 | 1969-01-01 | 1998-01-19 | Petroleum | Unleaded gasoline | Unleaded gasoline | Retail | Steel | Steel |  |  | Steel |  | 1901-01-01 |  | Catchment Basin, Single walled catchment basin | [10 empty] | Annual line testing | Annual line testing |  | UST Currently In Use: 0; UST Temp Close: 0; AST Currently In Use: 0; AST Temp Closed: 0 | 0 | 0 | 5 | 15724-069-013689 | TAMI S SCOTT
37003 | Permanently Closed | 1995-11-01 | 1984-01-01 | 1998-01-19 | Petroleum | On road diesel | On road diesel | Retail | Steel | Steel |  |  | Steel |  | 1901-01-01 |  | Catchment Basin, Single walled catchment basin | [10 empty] | Annual line testing | Annual line testing |  | UST Currently In Use: 0; UST Temp Close: 0; AST Currently In Use: 0; AST Temp Closed: 0 | 0 | 0 | 5 | 15724-069-013689 | TAMI S SCOTT
37004 | Temporary Closed | 2008-05-01 | 1986-01-01 |  | Petroleum | Other, CONV | Other | Retail | Single Wall, Steel | Steel | Coated & cathodic protection (sti-P3) |  | Fiberglass reinforced plastic |  |  | Other, FLXS ISOLA | Catchment Basin, Single walled catchment basin | Automatic shutoff device At 95% full | Automatic shutoff device At 95% full |  |  | Continuous Automatic Tank Gauge | [8 empty] | UST Currently In Use: 0; UST Temp Close: 2; AST Currently In Use: 0; AST Temp Closed: 0 | 0 | 2 | 0 | 25913-017-013716 | MOHINDER SINGH
37006 | Permanently Closed | 1998-12-01 | 1980-01-01 | 1999-11-18 | Petroleum | Unleaded gasoline | Unleaded gasoline |  | Steel | Steel |  | Painted or None | Steel |  | 1901-01-01 | [15 empty] | UST Currently In Use: 0; UST Temp Close: 0; AST Currently In Use: 0; AST Temp Closed: 0 | 0 | 0 | 2 | 15726-055-013717 | BOATNER CONSTRUCTION CO INC
37007 | Permanently Closed | 1998-12-01 | 1978-01-01 | 1999-11-18 | Petroleum | On road diesel | On road diesel |  | Steel | Steel |  | Painted or None | Steel |  | 1901-01-01 | [15 empty] | UST Currently In Use: 0; UST Temp Close: 0; AST Currently In Use: 0; AST Temp Closed: 0 | 0 | 0 | 2 | 15726-055-013717 | BOATNER CONSTRUCTION CO INC
37008 | Permanently Closed | 1994-09-01 | 1979-01-01 | 1994-01-01 | Petroleum | Unleaded gasoline | Unleaded gasoline | [7 empty] | 1901-01-01 | [15 empty] | UST Currently In Use: 0; UST Temp Close: 0; AST Currently In Use: 0; AST Temp Closed: 0 | 0 | 0 | 2 | 15727-121-013728 | DONALD COCKRELL
37009 | Permanently Closed | 1994-09-01 | 1979-01-01 | 1994-01-01 | Petroleum | Unleaded gasoline | Unleaded gasoline | [7 empty] | 1901-01-01 | [15 empty] | UST Currently In Use: 0; UST Temp Close: 0; AST Currently In Use: 0; AST Temp Closed: 0 | 0 | 0 | 2 | 15727-121-013728 | DONALD COCKRELL
37010 | Permanently Closed | 1901-01-01 | 1976-01-01 | 1988-09-01 | Petroleum | Unleaded gasoline | Unleaded gasoline |  | Steel | Steel |  |  | Steel |  | 1901-01-01 | [15 empty] | UST Currently In Use: 0; UST Temp Close: 3; AST Currently In Use: 0; AST Temp Closed: 0 | 0 | 3 | 2 | 20489-089-000909 | KEITH MITCHELL
37011 | Permanently Closed | 1901-01-01 | 1976-01-01 | 1988-09-01 | Petroleum | Unleaded gasoline | Unleaded gasoline |  | Steel | Steel |  |  | Steel |  | 1901-01-01 | [15 empty] | UST Currently In Use: 0; UST Temp Close: 3; AST Currently In Use: 0; AST Temp Closed: 0 | 0 | 3 | 2 | 20489-089-000909 | KEITH MITCHELL
37012 | Temporary Closed | 2005-09-28 | 1988-01-01 |  | Petroleum | Unleaded gasoline | Unleaded gasoline | Retail | Steel | Steel | Coated & cathodic protection (sti-P3) |  | Fiberglass reinforced plastic |  |  |  | Catchment Basin, Single walled catchment basin | Automatic shutoff device At 95% full | Automatic shutoff device At 95% full |  |  | Statistical Inventory Reconciliation (SIR) | [8 empty] | UST Currently In Use: 0; UST Temp Close: 3; AST Currently In Use: 0; AST Temp Closed: 0 | 0 | 3 | 2 | 20489-089-000909 | KEITH MITCHELL
37013 | Temporary Closed | 2005-09-28 | 1988-01-01 |  | Petroleum | On road diesel | On road diesel | Retail | Steel | Steel | Coated & cathodic protection (sti-P3) |  | Fiberglass reinforced plastic |  |  |  | Catchment Basin, Single walled catchment basin | Automatic shutoff device At 95% full | Automatic shutoff device At 95% full |  |  | Statistical Inventory Reconciliation (SIR) | [8 empty] | UST Currently In Use: 0; UST Temp Close: 3; AST Currently In Use: 0; AST Temp Closed: 0 | 0 | 3 | 2 | 20489-089-000909 | KEITH MITCHELL
37014 | Temporary Closed | 2005-09-28 | 1988-01-01 |  | Petroleum | Mid-grade gasoline | Mid-grade gasoline | Retail | Steel | Steel | Coated & cathodic protection (sti-P3) |  | Fiberglass reinforced plastic |  |  |  | Catchment Basin, Single walled catchment basin | Automatic shutoff device At 95% full | Automatic shutoff device At 95% full |  |  | Statistical Inventory Reconciliation (SIR) | [8 empty] | UST Currently In Use: 0; UST Temp Close: 3; AST Currently In Use: 0; AST Temp Closed: 0 | 0 | 3 | 2 | 20489-089-000909 | KEITH MITCHELL
37015 | Permanently Closed | 1901-01-01 | 1980-01-01 | 1989-04-02 | Petroleum | Unleaded gasoline | Unleaded gasoline |  | Steel | Steel |  | Painted or None | Steel |  | 1901-01-01 | [15 empty] | UST Currently In Use: 0; UST Temp Close: 0; AST Currently In Use: 0; AST Temp Closed: 0 | 0 | 0 | 1 | 15729-027-010388 | W M KING
37016 | Permanently Closed | 1901-01-01 | 1976-01-01 | 1989-04-27 | Petroleum | Unleaded gasoline | Unleaded gasoline |  | Steel | Steel |  | Painted or None | Steel |  | 1901-01-01 | [15 empty] | UST Currently In Use: 0; UST Temp Close: 0; AST Currently In Use: 0; AST Temp Closed: 0 | 0 | 0 | 4 | 15730-121-004379 | MERELE WINGO
37017 | Permanently Closed | 1901-01-01 | 1976-01-01 | 1989-04-27 | Petroleum | Unleaded gasoline | Unleaded gasoline |  | Steel | Steel |  | Painted or None | Steel |  | 1901-01-01 | [15 empty] | UST Currently In Use: 0; UST Temp Close: 0; AST Currently In Use: 0; AST Temp Closed: 0 | 0 | 0 | 4 | 15730-121-004379 | MERELE WINGO
37018 | Permanently Closed | 1979-04-01 | 1901-01-01 |  | Petroleum | Unleaded gasoline | Unleaded gasoline |  | Steel | Steel |  |  | Steel |  | 1901-01-01 | [15 empty] | UST Currently In Use: 0; UST Temp Close: 0; AST Currently In Use: 0; AST Temp Closed: 0 | 0 | 0 | 4 | 15730-121-004379 | MERELE WINGO
37019 | Permanently Closed | 1979-04-01 | 1901-01-01 |  | Petroleum | Unleaded gasoline | Unleaded gasoline |  | Steel | Steel |  |  | Steel |  | 1901-01-01 | [15 empty] | UST Currently In Use: 0; UST Temp Close: 0; AST Currently In Use: 0; AST Temp Closed: 0 | 0 | 0 | 4 | 15730-121-004379 | MERELE WINGO
37020 | Permanently Closed | 1990-06-20 | 1982-01-01 | 1990-06-20 | Petroleum | On road diesel | On road diesel |  | Steel | Steel | Other, STI-P3 |  | Steel |  | 1901-01-01 | Field installed cathodic protection | [14 empty] | UST Currently In Use: 0; UST Temp Close: 0; AST Currently In Use: 0; AST Temp Closed: 0 | 0 | 0 | 2 | 15731-117-012265 | BAMA TRUSS CO
37021 | Permanently Closed | 1990-06-20 | 1982-01-01 | 1990-06-20 | Petroleum | Unleaded gasoline | Unleaded gasoline |  | Steel | Steel | Other, STI-P3 |  | Steel |  | 1901-01-01 | Field installed cathodic protection | [14 empty] | UST Currently In Use: 0; UST Temp Close: 0; AST Currently In Use: 0; AST Temp Closed: 0 | 0 | 0 | 2 | 15731-117-012265 | BAMA TRUSS CO
37024 | Permanently Closed | 1989-01-01 | 1965-01-01 | 1989-01-01 | Petroleum | Unleaded gasoline | Unleaded gasoline |  | Steel | Steel |  | Painted or None | Steel |  | 1901-01-01 | [15 empty] | UST Currently In Use: 0; UST Temp Close: 0; AST Currently In Use: 2; AST Temp Closed: 0 | 0 | 0 | 2 | 15733-053-010675 | HELEN K MCNEIL
37025 | Permanently Closed | 1989-01-01 | 1965-01-01 | 1989-01-01 | Petroleum | Unleaded gasoline | Unleaded gasoline |  | Steel | Steel |  | Painted or None | Steel |  | 1901-01-01 | [15 empty] | UST Currently In Use: 0; UST Temp Close: 0; AST Currently In Use: 2; AST Temp Closed: 0 | 0 | 0 | 2 | 15733-053-010675 | HELEN K MCNEIL
37026 | Retired | 1984-12-31 | 1968-01-01 |  | Petroleum | Unleaded gasoline | Unleaded gasoline |  | Steel | Steel |  | Painted or None | Steel |  | 1901-01-01 | [15 empty] | UST Currently In Use: 0; UST Temp Close: 0; AST Currently In Use: 0; AST Temp Closed: 0 | 0 | 0 | 0 | 15734-131-010653 | JAMES E BROOK
37027 | Retired | 1984-12-31 | 1968-01-01 |  | Petroleum | Unleaded gasoline | Unleaded gasoline |  | Steel | Steel |  | Painted or None | Steel |  | 1901-01-01 | [15 empty] | UST Currently In Use: 0; UST Temp Close: 0; AST Currently In Use: 0; AST Temp Closed: 0 | 0 | 0 | 0 | 15734-131-010653 | JAMES E BROOK
37028 | Permanently Closed | 1989-10-01 | 1968-01-01 | 1989-10-01 | Petroleum | On road diesel | On road diesel |  | Steel | Steel |  | Painted or None | Steel |  | 1901-01-01 | [15 empty] | UST Currently In Use: 0; UST Temp Close: 0; AST Currently In Use: 0; AST Temp Closed: 0 | 0 | 0 | 2 | 15735-003-010685 | JESSIE RHODES
37029 | Permanently Closed | 1989-10-01 | 1968-01-01 | 1989-10-01 | Petroleum | Unleaded gasoline | Unleaded gasoline |  | Steel | Steel |  | Painted or None | Steel |  | 1901-01-01 | [15 empty] | UST Currently In Use: 0; UST Temp Close: 0; AST Currently In Use: 0; AST Temp Closed: 0 | 0 | 0 | 2 | 15735-003-010685 | JESSIE RHODES
37030 | Temporary Closed | 2009-11-24 | 1974-01-01 |  | Petroleum | On road diesel | On road diesel | Retail | Steel | Steel | Field installed cathodic protection |  | Steel |  |  | Field installed cathodic protection | Catchment Basin, Single walled catchment basin | Flow Rest 90% Full | Flow Rest 90% Full |  |  | Statistical Inventory Reconciliation (SIR) | [8 empty] | UST Currently In Use: 0; UST Temp Close: 4; AST Currently In Use: 1; AST Temp Closed: 0 | 0 | 4 | 0 | 22962-025-010690 | JIMMY A. PAPIS, JR.
37031 | Temporary Closed | 1998-05-08 | 1974-01-01 |  | Petroleum | Other, EMPTY | Other | Retail | Steel | Steel | Field installed cathodic protection |  | Steel |  |  | Field installed cathodic protection | Catchment Basin, Single walled catchment basin | Flow Rest 90% Full | Flow Rest 90% Full |  |  | Statistical Inventory Reconciliation (SIR) | [8 empty] | UST Currently In Use: 0; UST Temp Close: 4; AST Currently In Use: 1; AST Temp Closed: 0 | 0 | 4 | 0 | 22962-025-010690 | JIMMY A. PAPIS, JR.
37032 | Temporary Closed | 2009-11-24 | 1974-01-01 |  | Petroleum | Unleaded gasoline | Unleaded gasoline | Retail | Steel | Steel | Field installed cathodic protection |  | Steel |  |  | Field installed cathodic protection | Catchment Basin, Single walled catchment basin | Flow Rest 90% Full | Flow Rest 90% Full |  |  | Statistical Inventory Reconciliation (SIR) | [8 empty] | UST Currently In Use: 0; UST Temp Close: 4; AST Currently In Use: 1; AST Temp Closed: 0 | 0 | 4 | 0 | 22962-025-010690 | JIMMY A. PAPIS, JR.
37033 | Temporary Closed | 2007-01-01 | 1974-01-01 |  | Petroleum | Unleaded gasoline | Unleaded gasoline | Retail | Steel | Steel | Field installed cathodic protection |  | Steel |  |  | Field installed cathodic protection | Catchment Basin, Single walled catchment basin | Flow Rest 90% Full | Flow Rest 90% Full |  |  | Statistical Inventory Reconciliation (SIR) | [8 empty] | UST Currently In Use: 0; UST Temp Close: 4; AST Currently In Use: 1; AST Temp Closed: 0 | 0 | 4 | 0 | 22962-025-010690 | JIMMY A. PAPIS, JR.
37034 | Permanently Closed | 1998-12-22 | 1953-01-01 | 1999-04-20 | Petroleum | Unleaded gasoline | Unleaded gasoline |  | Steel | Steel |  | Painted or None | Steel |  | 1901-01-01 | [6 empty] | Statistical Inventory Reconciliation (SIR) | [8 empty] | UST Currently In Use: 0; UST Temp Close: 0; AST Currently In Use: 0; AST Temp Closed: 0 | 0 | 0 | 3 | 15737-025-010689 | H M DOWNEY
37035 | Permanently Closed | 1990-08-01 | 1953-01-01 | 1990-08-01 | Petroleum | Unleaded gasoline | Unleaded gasoline |  | Steel | Steel |  | Painted or None | Steel |  | 1901-01-01 | [15 empty] | UST Currently In Use: 0; UST Temp Close: 0; AST Currently In Use: 0; AST Temp Closed: 0 | 0 | 0 | 3 | 15737-025-010689 | H M DOWNEY
37036 | Permanently Closed | 1998-12-22 | 1953-01-01 | 1999-04-20 | Petroleum | Unleaded gasoline | Unleaded gasoline |  | Steel | Steel |  | Painted or None | Steel |  | 1901-01-01 | [6 empty] | Statistical Inventory Reconciliation (SIR) | [8 empty] | UST Currently In Use: 0; UST Temp Close: 0; AST Currently In Use: 0; AST Temp Closed: 0 | 0 | 0 | 3 | 15737-025-010689 | H M DOWNEY
37037 | Permanently Closed | 1996-11-01 | 1958-01-01 | 1997-02-19 | Petroleum | Unleaded gasoline | Unleaded gasoline |  | Steel | Steel |  | Painted or None | Steel |  | 1901-01-01 | [15 empty] | UST Currently In Use: 0; UST Temp Close: 0; AST Currently In Use: 0; AST Temp Closed: 0 | 0 | 0 | 2 | 15738-131-010697 | SHELDON R BOGGS SR
37038 | Permanently Closed | 1997-02-01 | 1958-01-01 | 1997-02-19 | Petroleum | Unleaded gasoline | Unleaded gasoline |  | Steel | Steel |  | Painted or None | Steel |  | 1901-01-01 | [15 empty] | UST Currently In Use: 0; UST Temp Close: 0; AST Currently In Use: 0; AST Temp Closed: 0 | 0 | 0 | 2 | 15738-131-010697 | SHELDON R BOGGS SR
37039 | Retired | 1988-12-21 | 1959-01-01 |  | Petroleum | Unleaded gasoline | Unleaded gasoline |  | Steel | Steel |  | Painted or None | Steel |  | 1901-01-01 | [15 empty] | UST Currently In Use: 0; UST Temp Close: 0; AST Currently In Use: 0; AST Temp Closed: 0 | 0 | 0 | 0 | 15739-047-010698 | BOYKIN HUNTER
37040 | Cannot Locate or abandoned |  | 1960-01-01 |  | Petroleum | Unleaded gasoline | Unleaded gasoline |  | Steel | Steel |  | Painted or None | Steel |  | 1901-01-01 | [15 empty] | UST Currently In Use: 0; UST Temp Close: 0; AST Currently In Use: 0; AST Temp Closed: 0 | 0 | 0 | 0 | 15740-129-010702 | DAVE JOHNSON
37041 | Cannot Locate or abandoned |  | 1960-01-01 |  | Petroleum | Unleaded gasoline | Unleaded gasoline |  | Steel | Steel |  | Painted or None | Steel |  | 1901-01-01 | [15 empty] | UST Currently In Use: 0; UST Temp Close: 0; AST Currently In Use: 0; AST Temp Closed: 0 | 0 | 0 | 0 | 15740-129-010702 | DAVE JOHNSON
37042 |  | 2001-09-12 | 1973-01-01 |  | Petroleum | Unleaded gasoline | Unleaded gasoline |  | Steel | Steel |  | Painted or None | Steel |  | 1901-01-01 | [15 empty] | UST Currently In Use: 0; UST Temp Close: 0; AST Currently In Use: 0; AST Temp Closed: 0 | 0 | 0 | 0 | 11999-099-010659 | GANDY OIL COMPANY
37043 |  | 2001-09-12 | 1958-01-01 |  | Petroleum | Unleaded gasoline | Unleaded gasoline |  | Steel | Steel |  | Painted or None | Steel |  | 1901-01-01 | [15 empty] | UST Currently In Use: 0; UST Temp Close: 0; AST Currently In Use: 0; AST Temp Closed: 0 | 0 | 0 | 0 | 11999-099-010659 | GANDY OIL COMPANY
37044 |  | 2001-09-12 | 1958-01-01 |  | Petroleum | Unleaded gasoline | Unleaded gasoline |  | Steel | Steel |  | Painted or None | Steel |  | 1901-01-01 | [15 empty] | UST Currently In Use: 0; UST Temp Close: 0; AST Currently In Use: 0; AST Temp Closed: 0 | 0 | 0 | 0 | 11999-099-010659 | GANDY OIL COMPANY
37045 |  | 2001-09-12 | 1958-01-01 |  | Petroleum | On road diesel | On road diesel |  | Steel | Steel |  | Painted or None | Steel |  | 1901-01-01 | [15 empty] | UST Currently In Use: 0; UST Temp Close: 0; AST Currently In Use: 0; AST Temp Closed: 0 | 0 | 0 | 0 | 11999-099-010659 | GANDY OIL COMPANY
37046 | Permanently Closed | 1998-12-21 | 1975-01-01 | 1999-12-07 | Petroleum | Unleaded gasoline | Unleaded gasoline |  | Steel | Steel |  | Painted or None | Steel |  | 1901-01-01 | [12 empty] | Annual line testing | Annual line testing |  | UST Currently In Use: 0; UST Temp Close: 0; AST Currently In Use: 0; AST Temp Closed: 0 | 0 | 0 | 2 | 15742-099-010668 | CHRISTINE BOATWRIGHT
37047 | Permanently Closed | 1998-12-21 | 1975-01-01 | 1999-12-07 | Petroleum | Unleaded gasoline | Unleaded gasoline |  | Steel | Steel |  | Painted or None | Steel |  | 1901-01-01 | [12 empty] | Annual line testing | Annual line testing |  | UST Currently In Use: 0; UST Temp Close: 0; AST Currently In Use: 0; AST Temp Closed: 0 | 0 | 0 | 2 | 15742-099-010668 | CHRISTINE BOATWRIGHT
37048 | Permanently Closed | 1991-02-21 | 1969-01-01 | 1991-02-21 | Petroleum | Unleaded gasoline | Unleaded gasoline |  | Steel | Steel |  | Painted or None | Steel |  | 1901-01-01 | [15 empty] | UST Currently In Use: 0; UST Temp Close: 0; AST Currently In Use: 0; AST Temp Closed: 0 | 0 | 0 | 1 | 15743-077-003439 | FLORENCE CONCRETE PIPE CO
37051 | Permanently Closed | 1901-01-01 | 1956-01-01 | 1990-08-30 | Petroleum | Unleaded gasoline | Unleaded gasoline |  | Steel | Steel |  |  |  |  | 1901-01-01 | [15 empty] | UST Currently In Use: 0; UST Temp Close: 0; AST Currently In Use: 0; AST Temp Closed: 0 | 0 | 0 | 3 | 15744-069-012675 | JERRY DORMINEY C/O CHARLES MADDOX
37052 | Permanently Closed | 1901-01-01 | 1956-01-01 | 1990-08-30 | Petroleum | Unleaded gasoline | Unleaded gasoline |  | Steel | Steel |  |  |  |  | 1901-01-01 | [15 empty] | UST Currently In Use: 0; UST Temp Close: 0; AST Currently In Use: 0; AST Temp Closed: 0 | 0 | 0 | 3 | 15744-069-012675 | JERRY DORMINEY C/O CHARLES MADDOX
37053 | Permanently Closed | 1901-01-01 | 1956-01-01 | 1990-08-30 | Petroleum | Unleaded gasoline | Unleaded gasoline |  | Steel | Steel |  |  |  |  | 1901-01-01 | [15 empty] | UST Currently In Use: 0; UST Temp Close: 0; AST Currently In Use: 0; AST Temp Closed: 0 | 0 | 0 | 3 | 15744-069-012675 | JERRY DORMINEY C/O CHARLES MADDOX
37054 | Permanently Closed | 1989-10-26 | 1973-01-01 | 1989-10-26 | Petroleum | Unleaded gasoline | Unleaded gasoline |  | Steel | Steel |  | Painted or None | Steel |  | 1901-01-01 | [15 empty] | UST Currently In Use: 0; UST Temp Close: 0; AST Currently In Use: 0; AST Temp Closed: 0 | 0 | 0 | 3 | 15745-093-010921 | MAX MCCLUSKEY
37055 | Permanently Closed | 1989-10-26 | 1973-01-01 | 1989-10-26 | Petroleum | Unleaded gasoline | Unleaded gasoline |  | Steel | Steel |  | Painted or None | Steel |  | 1901-01-01 | [15 empty] | UST Currently In Use: 0; UST Temp Close: 0; AST Currently In Use: 0; AST Temp Closed: 0 | 0 | 0 | 3 | 15745-093-010921 | MAX MCCLUSKEY
37056 | Permanently Closed | 1989-10-26 | 1981-01-01 | 1989-10-26 | Petroleum | Unleaded gasoline | Unleaded gasoline |  | Steel | Steel |  | Painted or None | Steel |  | 1901-01-01 | [15 empty] | UST Currently In Use: 0; UST Temp Close: 0; AST Currently In Use: 0; AST Temp Closed: 0 | 0 | 0 | 3 | 15745-093-010921 | MAX MCCLUSKEY
37057 | Permanently Closed | 1992-06-02 | 1977-01-01 | 1992-06-02 | Petroleum | Kerosene | Kerosene | Local government | Steel | Steel |  | Painted or None | Steel |  | 1901-01-01 | [15 empty] | UST Currently In Use: 0; UST Temp Close: 0; AST Currently In Use: 2; AST Temp Closed: 0 | 0 | 0 | 1 | 15746-123-013723 | CITY OF ALEXANDER CITY
37058 | Permanently Closed | 1998-01-28 | 1901-01-01 | 1998-01-28 | Petroleum | Unleaded gasoline | Unleaded gasoline | Local government | Steel | Steel |  | Painted or None | Steel |  | 1901-01-01 | [15 empty] | UST Currently In Use: 2; UST Temp Close: 0; AST Currently In Use: 0; AST Temp Closed: 0 | 2 | 0 | 3 | 15746-123-013724 | CITY OF ALEXANDER CITY
37059 | Permanently Closed | 1998-01-28 | 1901-01-01 | 1998-01-28 | Petroleum | Unleaded gasoline | Unleaded gasoline | Local government | Steel | Steel |  | Painted or None | Steel |  | 1901-01-01 | [15 empty] | UST Currently In Use: 2; UST Temp Close: 0; AST Currently In Use: 0; AST Temp Closed: 0 | 2 | 0 | 3 | 15746-123-013724 | CITY OF ALEXANDER CITY
37060 | Permanently Closed | 1998-01-28 | 1901-01-01 | 1998-01-28 | Petroleum | On road diesel | On road diesel | Local government | Steel | Steel |  | Painted or None | Steel |  | 1901-01-01 | [15 empty] | UST Currently In Use: 2; UST Temp Close: 0; AST Currently In Use: 0; AST Temp Closed: 0 | 2 | 0 | 3 | 15746-123-013724 | CITY OF ALEXANDER CITY
37061 | Permanently Closed | 1992-01-28 | 1968-01-01 | 1992-01-28 | Petroleum | Unleaded gasoline | Unleaded gasoline | Local government | Steel | Steel |  |  | Steel |  | 1901-01-01 | [15 empty] | UST Currently In Use: 0; UST Temp Close: 0; AST Currently In Use: 0; AST Temp Closed: 0 | 0 | 0 | 2 | 15747-051-013725 | CITY OF WETUMPKA
37062 | Permanently Closed | 1991-12-10 | 1968-01-01 | 1991-12-10 | Petroleum | Unleaded gasoline | Unleaded gasoline | Local government | Steel | Steel |  |  | Steel |  | 1901-01-01 | [15 empty] | UST Currently In Use: 0; UST Temp Close: 0; AST Currently In Use: 0; AST Temp Closed: 0 | 0 | 0 | 2 | 15747-051-013725 | CITY OF WETUMPKA
37063 | Permanently Closed | 1993-10-01 | 1974-01-01 | 1995-10-03 | Petroleum | On road diesel | On road diesel | Bulk facility, Local Government | Steel | Steel |  | Painted or None | Steel |  | 1901-01-01 | [15 empty] | UST Currently In Use: 0; UST Temp Close: 0; AST Currently In Use: 0; AST Temp Closed: 0 | 0 | 0 | 2 | 15748-039-013726 | CITY OF ANDALUSIA
37064 | Permanently Closed | 1993-10-01 | 1974-01-01 | 1995-10-03 | Petroleum | On road diesel | On road diesel | Bulk facility, Local Government | Steel | Steel |  | Painted or None | Steel |  | 1901-01-01 | [15 empty] | UST Currently In Use: 0; UST Temp Close: 0; AST Currently In Use: 0; AST Temp Closed: 0 | 0 | 0 | 2 | 15748-039-013726 | CITY OF ANDALUSIA
37065 | Permanently Closed | 1998-12-22 | 1978-01-01 | 1999-07-13 | Petroleum | Unleaded gasoline | Unleaded gasoline | Local government | Steel | Steel |  | Painted or None | Steel |  | 1901-01-01 | [15 empty] | UST Currently In Use: 0; UST Temp Close: 0; AST Currently In Use: 0; AST Temp Closed: 0 | 0 | 0 | 3 | 15748-039-013727 | CITY OF ANDALUSIA
37066 | Permanently Closed | 1998-12-22 | 1978-01-01 | 1999-07-13 | Petroleum | On road diesel | On road diesel | Local government | Steel | Steel |  | Painted or None | Steel |  | 1901-01-01 | [15 empty] | UST Currently In Use: 0; UST Temp Close: 0; AST Currently In Use: 0; AST Temp Closed: 0 | 0 | 0 | 3 | 15748-039-013727 | CITY OF ANDALUSIA
37067 | Permanently Closed | 1992-09-25 | 1978-01-01 | 1992-09-25 | Petroleum | On road diesel | On road diesel | Local government | Steel | Steel |  | Painted or None | Steel |  | 1901-01-01 | [15 empty] | UST Currently In Use: 0; UST Temp Close: 0; AST Currently In Use: 0; AST Temp Closed: 0 | 0 | 0 | 3 | 15748-039-013727 | CITY OF ANDALUSIA
37068 | Permanently Closed | 1988-01-01 | 1981-01-01 | 1995-11-08 | Petroleum | Used oil | Used oil |  | Steel | Steel |  |  |  |  | 1901-01-01 | [15 empty] | UST Currently In Use: 0; UST Temp Close: 0; AST Currently In Use: 0; AST Temp Closed: 0 | 0 | 0 | 1 | 15749-077-013729 | CHARLES & FRANK LONG
37069 | Permanently Closed | 1993-07-21 | 1976-01-01 | 1993-07-21 | Petroleum | Unleaded gasoline | Unleaded gasoline |  | Steel | Steel |  | Painted or None | Steel |  | 1901-01-01 | [12 empty] | Annual line testing | Annual line testing |  | UST Currently In Use: 0; UST Temp Close: 0; AST Currently In Use: 0; AST Temp Closed: 0 | 0 | 0 | 3 | 15750-089-003869 | JACK SHELTON
37070 | Permanently Closed | 1996-08-26 | 1976-01-01 | 1996-08-26 | Petroleum | Unleaded gasoline | Unleaded gasoline |  | Steel | Steel |  | Painted or None | Steel |  | 1901-01-01 | [12 empty] | Annual line testing | Annual line testing |  | UST Currently In Use: 0; UST Temp Close: 0; AST Currently In Use: 0; AST Temp Closed: 0 | 0 | 0 | 3 | 15750-089-003869 | JACK SHELTON
37071 | Permanently Closed | 1996-08-26 | 1976-01-01 | 1996-08-26 | Petroleum | Unleaded gasoline | Unleaded gasoline |  | Steel | Steel |  | Painted or None | Steel |  | 1901-01-01 | [12 empty] | Annual line testing | Annual line testing |  | UST Currently In Use: 0; UST Temp Close: 0; AST Currently In Use: 0; AST Temp Closed: 0 | 0 | 0 | 3 | 15750-089-003869 | JACK SHELTON
37072 | Permanently Closed | 1991-03-05 | 1956-01-01 | 1991-03-05 | Petroleum | Unleaded gasoline | Unleaded gasoline |  | Steel | Steel |  | Painted or None | Steel |  | 1901-01-01 | [15 empty] | UST Currently In Use: 0; UST Temp Close: 0; AST Currently In Use: 0; AST Temp Closed: 0 | 0 | 0 | 3 | 15751-091-000872 | DONALD HOGGLE
37073 | Permanently Closed | 1991-03-05 | 1956-01-01 | 1991-03-05 | Petroleum | Unleaded gasoline | Unleaded gasoline |  | Steel | Steel |  | Painted or None | Steel |  | 1901-01-01 | [15 empty] | UST Currently In Use: 0; UST Temp Close: 0; AST Currently In Use: 0; AST Temp Closed: 0 | 0 | 0 | 3 | 15751-091-000872 | DONALD HOGGLE
37074 | Permanently Closed | 1991-03-05 | 1956-01-01 | 1991-03-05 | Petroleum | Unleaded gasoline | Unleaded gasoline |  | Steel | Steel |  | Painted or None | Steel |  | 1901-01-01 | [15 empty] | UST Currently In Use: 0; UST Temp Close: 0; AST Currently In Use: 0; AST Temp Closed: 0 | 0 | 0 | 3 | 15751-091-000872 | DONALD HOGGLE
37075 | Temporary Closed | 2005-02-24 | 1988-01-01 |  | Petroleum | Unleaded gasoline | Unleaded gasoline | Retail | Fiberglass coated steel | Fiberglass coated steel |  |  | Steel |  | 1901-01-01 | Field installed cathodic protection | Catchment Basin, Single walled catchment basin | Automatic shutoff device At 95% full | Automatic shutoff device At 95% full |  |  | Statistical Inventory Reconciliation (SIR) | [8 empty] | UST Currently In Use: 0; UST Temp Close: 2; AST Currently In Use: 0; AST Temp Closed: 0 | 0 | 2 | 0 | 24881-023-013637 | LILLIE V. STANFORD
37076 | Temporary Closed | 2005-02-24 | 1988-01-01 |  | Petroleum | Premium gasoline | Premium gasoline | Retail | Fiberglass coated steel | Fiberglass coated steel |  |  | Steel |  | 1901-01-01 | Field installed cathodic protection | Catchment Basin, Single walled catchment basin | Automatic shutoff device At 95% full | Automatic shutoff device At 95% full |  |  | Statistical Inventory Reconciliation (SIR) | [8 empty] | UST Currently In Use: 0; UST Temp Close: 2; AST Currently In Use: 0; AST Temp Closed: 0 | 0 | 2 | 0 | 24881-023-013637 | LILLIE V. STANFORD
37077 | Permanently Closed | 1990-06-18 | 1980-01-01 | 1990-06-18 | Petroleum | Unleaded gasoline | Unleaded gasoline |  | Steel | Steel |  | Painted or None | Steel |  | 1901-01-01 | [15 empty] | UST Currently In Use: 0; UST Temp Close: 0; AST Currently In Use: 0; AST Temp Closed: 0 | 0 | 0 | 1 | 15754-095-013640 | DECKER TRACTOR CO
37078 | Permanently Closed | 1901-01-01 | 1968-01-01 | 1988-12-21 | Petroleum | Unleaded gasoline | Unleaded gasoline |  | Steel | Steel |  | Painted or None | Steel |  | 1901-01-01 | [15 empty] | UST Currently In Use: 0; UST Temp Close: 0; AST Currently In Use: 0; AST Temp Closed: 0 | 0 | 0 | 2 | 15755-111-011790 | WENONA SMITH
37079 | Permanently Closed | 1901-01-01 | 1968-01-01 | 1988-12-21 | Petroleum | Unleaded gasoline | Unleaded gasoline |  | Steel | Steel |  | Painted or None | Steel |  | 1901-01-01 | [15 empty] | UST Currently In Use: 0; UST Temp Close: 0; AST Currently In Use: 0; AST Temp Closed: 0 | 0 | 0 | 2 | 15755-111-011790 | WENONA SMITH
37080 | Permanently Closed | 1992-10-06 | 1959-01-01 | 1992-10-06 | Petroleum | Unleaded gasoline | Unleaded gasoline |  | Steel | Steel |  | Painted or None | Steel |  | 1901-01-01 | [15 empty] | UST Currently In Use: 0; UST Temp Close: 0; AST Currently In Use: 0; AST Temp Closed: 0 | 0 | 0 | 1 | 15756-123-013641 | DARWIN DOBBS CO
37081 | Permanently Closed | 1994-03-01 | 1976-01-01 | 1994-03-01 | Petroleum | Unleaded gasoline | Unleaded gasoline |  | Steel | Steel |  | Painted or None | Steel |  | 1901-01-01 | [15 empty] | UST Currently In Use: 0; UST Temp Close: 0; AST Currently In Use: 0; AST Temp Closed: 0 | 0 | 0 | 2 | 15757-099-002232 | S A MARTIN
37082 | Permanently Closed | 1994-03-01 | 1976-01-01 | 1994-03-01 | Petroleum | Unleaded gasoline | Unleaded gasoline |  | Steel | Steel |  | Painted or None | Steel |  | 1901-01-01 | [15 empty] | UST Currently In Use: 0; UST Temp Close: 0; AST Currently In Use: 0; AST Temp Closed: 0 | 0 | 0 | 2 | 15757-099-002232 | S A MARTIN
37083 | Permanently Closed | 1998-04-01 | 1970-01-01 | 1998-04-01 | Petroleum | Used oil | Used oil |  | Steel | Steel |  | Painted or None | Steel |  | 1901-01-01 | [15 empty] | UST Currently In Use: 0; UST Temp Close: 0; AST Currently In Use: 0; AST Temp Closed: 0 | 0 | 0 | 6 | 15758-073-000598 | H AND J OIL COMPANY
37084 | Permanently Closed | 1972-01-01 | 1955-01-01 | 1972-01-01 | Petroleum | Used oil | Used oil |  | Steel | Steel |  | Painted or None | Steel |  | 1901-01-01 | [15 empty] | UST Currently In Use: 0; UST Temp Close: 0; AST Currently In Use: 0; AST Temp Closed: 0 | 0 | 0 | 6 | 15758-073-000598 | H AND J OIL COMPANY
37085 | Permanently Closed | 1998-04-01 | 1955-01-01 | 1998-04-01 | Petroleum | Unleaded gasoline | Unleaded gasoline |  | Steel | Steel |  | Painted or None | Steel |  | 1901-01-01 | [6 empty] | Statistical Inventory Reconciliation (SIR) | [8 empty] | UST Currently In Use: 0; UST Temp Close: 0; AST Currently In Use: 0; AST Temp Closed: 0 | 0 | 0 | 6 | 15758-073-000598 | H AND J OIL COMPANY
37086 | Permanently Closed | 1998-04-01 | 1955-01-01 | 1998-04-01 | Petroleum | Unleaded gasoline | Unleaded gasoline |  | Steel | Steel |  | Painted or None | Steel |  | 1901-01-01 | [6 empty] | Statistical Inventory Reconciliation (SIR) | [8 empty] | UST Currently In Use: 0; UST Temp Close: 0; AST Currently In Use: 0; AST Temp Closed: 0 | 0 | 0 | 6 | 15758-073-000598 | H AND J OIL COMPANY
37087 | Permanently Closed | 1998-04-01 | 1955-01-01 | 1998-04-01 | Petroleum | Unleaded gasoline | Unleaded gasoline |  | Steel | Steel |  | Painted or None | Steel |  | 1901-01-01 | [6 empty] | Statistical Inventory Reconciliation (SIR) | [8 empty] | UST Currently In Use: 0; UST Temp Close: 0; AST Currently In Use: 0; AST Temp Closed: 0 | 0 | 0 | 6 | 15758-073-000598 | H AND J OIL COMPANY
37088 | Permanently Closed | 1998-04-01 | 1962-01-01 | 1998-04-01 | Petroleum | Unleaded gasoline | Unleaded gasoline |  | Steel | Steel |  | Painted or None | Steel |  | 1901-01-01 | [6 empty] | Statistical Inventory Reconciliation (SIR) | [8 empty] | UST Currently In Use: 0; UST Temp Close: 0; AST Currently In Use: 0; AST Temp Closed: 0 | 0 | 0 | 6 | 15758-073-000598 | H AND J OIL COMPANY
37089 | Permanently Closed | 1901-01-01 | 1979-01-01 | 1988-12-19 | Petroleum | On road diesel | On road diesel |  | Steel | Steel |  | Painted or None | Steel |  | 1901-01-01 | [15 empty] | UST Currently In Use: 0; UST Temp Close: 0; AST Currently In Use: 0; AST Temp Closed: 0 | 0 | 0 | 2 | 15759-051-003645 | D C MERCER
37090 | Permanently Closed | 1901-01-01 | 1979-01-01 | 1988-12-19 | Petroleum | On road diesel | On road diesel |  | Steel | Steel |  | Painted or None | Steel |  | 1901-01-01 | [15 empty] | UST Currently In Use: 0; UST Temp Close: 0; AST Currently In Use: 0; AST Temp Closed: 0 | 0 | 0 | 2 | 15759-051-003645 | D C MERCER
37094 | Permanently Closed | 1991-08-01 | 1988-01-01 | 1991-08-01 | Petroleum | Unleaded gasoline | Unleaded gasoline |  | Steel | Steel | Coated & cathodic protection (sti-P3) |  | Steel |  | 1901-01-01 | [15 empty] | UST Currently In Use: 0; UST Temp Close: 0; AST Currently In Use: 0; AST Temp Closed: 0 | 0 | 0 | 4 | 15761-071-013644 | R D AND BYRON HICKS
37095 | Permanently Closed | 1991-08-01 | 1988-01-01 | 1991-08-01 | Petroleum | Unleaded gasoline | Unleaded gasoline |  | Steel | Steel | Coated & cathodic protection (sti-P3) |  | Steel |  | 1901-01-01 | [15 empty] | UST Currently In Use: 0; UST Temp Close: 0; AST Currently In Use: 0; AST Temp Closed: 0 | 0 | 0 | 4 | 15761-071-013644 | R D AND BYRON HICKS
37096 | Permanently Closed | 1991-08-01 | 1988-01-01 | 1991-08-01 | Petroleum | Unleaded gasoline | Unleaded gasoline |  | Steel | Steel | Coated & cathodic protection (sti-P3) |  | Steel |  | 1901-01-01 | [15 empty] | UST Currently In Use: 0; UST Temp Close: 0; AST Currently In Use: 0; AST Temp Closed: 0 | 0 | 0 | 4 | 15761-071-013644 | R D AND BYRON HICKS
37097 | Permanently Closed | 1991-08-01 | 1988-01-01 | 1991-08-01 | Petroleum | On road diesel | On road diesel |  | Steel | Steel | Coated & cathodic protection (sti-P3) |  | Steel |  | 1901-01-01 | [15 empty] | UST Currently In Use: 0; UST Temp Close: 0; AST Currently In Use: 0; AST Temp Closed: 0 | 0 | 0 | 4 | 15761-071-013644 | R D AND BYRON HICKS
37098 | Currently in Use |  | 1985-01-01 |  | Petroleum | Unleaded gasoline | Unleaded gasoline | Retail | Steel | Steel | Field installed cathodic protection |  | Steel |  |  | Field installed cathodic protection | Catchment Basin, Single walled catchment basin | Automatic shutoff device At 95% full | Automatic shutoff device At 95% full |  |  | Statistical Inventory Reconciliation (SIR) | [8 empty] | UST Currently In Use: 2; UST Temp Close: 0; AST Currently In Use: 0; AST Temp Closed: 0 | 2 | 0 | 0 | 24111-097-013645 | BASEM SAHAWNEH
37099 | Currently in Use |  | 1985-01-01 |  | Petroleum | Unleaded gasoline | Unleaded gasoline | Retail | Steel | Steel | Field installed cathodic protection |  | Steel |  |  | Field installed cathodic protection | Catchment Basin, Single walled catchment basin | Automatic shutoff device At 95% full | Automatic shutoff device At 95% full |  |  | Statistical Inventory Reconciliation (SIR) | [8 empty] | UST Currently In Use: 2; UST Temp Close: 0; AST Currently In Use: 0; AST Temp Closed: 0 | 2 | 0 | 0 | 24111-097-013645 | BASEM SAHAWNEH
37100 | Temporary Closed | 2008-08-31 | 1988-01-01 |  | Petroleum | Unleaded gasoline | Unleaded gasoline | Retail | Single Wall, Steel | Steel | Coated & cathodic protection (sti-P3) |  | Fiberglass reinforced plastic, Single Wall |  |  | Other, FLXS ISOLA | Catchment Basin, Single walled catchment basin | Automatic shutoff device At 95% full | Automatic shutoff device At 95% full |  |  | Statistical Inventory Reconciliation (SIR) | [8 empty] | UST Currently In Use: 0; UST Temp Close: 1; AST Currently In Use: 0; AST Temp Closed: 0 | 0 | 1 | 0 | 15763-079-007602 | JOHNNY RIGGS
37101 | Permanently Closed | 1996-09-20 | 1984-11-15 | 1996-10-16 | Petroleum | Unleaded gasoline | Unleaded gasoline | Retail | Steel | Steel |  | Painted or None | Steel |  | 1901-01-01 | [12 empty] | Annual line testing | Annual line testing |  | UST Currently In Use: 1; UST Temp Close: 0; AST Currently In Use: 1; AST Temp Closed: 0 | 1 | 0 | 5 | 21720-115-013647 | DJG, INC
37102 | Permanently Closed | 1996-09-27 | 1984-11-15 | 1996-10-16 | Petroleum | Unleaded gasoline | Unleaded gasoline | Retail | Steel | Steel |  | Painted or None | Steel |  | 1901-01-01 | [12 empty] | Annual line testing | Annual line testing |  | UST Currently In Use: 1; UST Temp Close: 0; AST Currently In Use: 1; AST Temp Closed: 0 | 1 | 0 | 5 | 21720-115-013647 | DJG, INC
37103 | Permanently Closed | 1984-11-01 | 1973-05-01 | 1988-12-21 | Petroleum | Unleaded gasoline | Unleaded gasoline |  | Steel | Steel |  | Painted or None | Steel |  | 1901-01-01 | [15 empty] | UST Currently In Use: 1; UST Temp Close: 0; AST Currently In Use: 1; AST Temp Closed: 0 | 1 | 0 | 5 | 21720-115-013647 | DJG, INC
37104 | Permanently Closed | 1984-11-01 | 1973-05-01 | 1988-12-21 | Petroleum | Unleaded gasoline | Unleaded gasoline |  | Steel | Steel |  | Painted or None | Steel |  | 1901-01-01 | [15 empty] | UST Currently In Use: 1; UST Temp Close: 0; AST Currently In Use: 1; AST Temp Closed: 0 | 1 | 0 | 5 | 21720-115-013647 | DJG, INC
37105 | Permanently Closed | 1984-11-01 | 1980-05-01 | 1988-12-21 | Petroleum | Unleaded gasoline | Unleaded gasoline |  | Steel | Steel |  | Painted or None | Steel |  | 1901-01-01 | [15 empty] | UST Currently In Use: 1; UST Temp Close: 0; AST Currently In Use: 1; AST Temp Closed: 0 | 1 | 0 | 5 | 21720-115-013647 | DJG, INC
37106 | Currently in Use |  | 1986-01-01 |  | Petroleum | Unleaded gasoline | Unleaded gasoline | Retail | Single Wall, Steel | Steel | Coated & cathodic protection (sti-P3), Field installed cathodic protection |  | Double Wall, Flexible |  |  |  | Catchment Basin, Single walled catchment basin | Automatic shutoff device At 95% full | Automatic shutoff device At 95% full |  |  | Continuous Automatic Tank Gauge | Single walled submersible pump containment sump | Automatic flow restrictor (MLLD), Containment Sump | Containment Sump |  |  | Annual line testing | Annual line testing |  | UST Currently In Use: 4; UST Temp Close: 0; AST Currently In Use: 0; AST Temp Closed: 0 | 4 | 0 | 1 | 15765-077-013649 | THOMAS O. AND DERRILL HADDOCK
37107 | Currently in Use |  | 1986-01-01 |  | Petroleum | Unleaded gasoline | Unleaded gasoline | Retail | Single Wall, Steel | Steel | Coated & cathodic protection (sti-P3), Field installed cathodic protection |  | Double Wall, Flexible |  |  |  | Catchment Basin, Single walled catchment basin | Automatic shutoff device At 95% full | Automatic shutoff device At 95% full |  |  | Continuous Automatic Tank Gauge | Single walled submersible pump containment sump | Automatic flow restrictor (MLLD), Containment Sump | Containment Sump |  |  | Annual line testing | Annual line testing |  | UST Currently In Use: 4; UST Temp Close: 0; AST Currently In Use: 0; AST Temp Closed: 0 | 4 | 0 | 1 | 15765-077-013649 | THOMAS O. AND DERRILL HADDOCK
37108 | Currently in Use |  | 1986-01-01 |  | Petroleum | Premium gasoline | Premium gasoline | Retail | Steel | Steel | Field installed cathodic protection |  | Double Wall, Flexible |  |  |  | Catchment Basin, Single walled catchment basin | Automatic shutoff device At 95% full | Automatic shutoff device At 95% full |  |  | Automatic Tank Gauge | Single walled submersible pump containment sump | Automatic flow restrictor (MLLD), Containment Sump | Containment Sump |  |  | Annual line testing | Annual line testing |  | UST Currently In Use: 4; UST Temp Close: 0; AST Currently In Use: 0; AST Temp Closed: 0 | 4 | 0 | 1 | 15765-077-013649 | THOMAS O. AND DERRILL HADDOCK
37109 | Permanently Closed | 2009-03-10 | 1986-01-01 | 2009-03-10 | Petroleum | On road diesel | On road diesel | Retail | Steel | Steel | Coated & cathodic protection (sti-P3), Field installed cathodic protection |  | Flexible |  |  |  | Catchment Basin, Single walled catchment basin | Automatic shutoff device At 95% full | Automatic shutoff device At 95% full |  |  | Automatic Tank Gauge | [5 empty] | Annual line testing | Annual line testing |  | UST Currently In Use: 4; UST Temp Close: 0; AST Currently In Use: 0; AST Temp Closed: 0 | 4 | 0 | 1 | 15765-077-013649 | THOMAS O. AND DERRILL HADDOCK
37110 | Permanently Closed | 1995-11-05 | 1968-01-01 | 1998-11-05 | Petroleum | Unleaded gasoline | Unleaded gasoline |  | Steel | Steel |  |  | Steel |  | 1901-01-01 | [6 empty] | Manual Tank Gauging (only tanks 1000 gal. or less and 48” or 64” in diameter) | [8 empty] | UST Currently In Use: 0; UST Temp Close: 0; AST Currently In Use: 0; AST Temp Closed: 0 | 0 | 0 | 1 | 15766-099-013648 | TRI MOTOR CO INC
37111 | Retired | 1979-11-01 | 1969-01-01 |  | Petroleum | Unleaded gasoline | Unleaded gasoline |  | Steel | Steel |  | Painted or None | Steel |  | 1901-01-01 | [15 empty] | UST Currently In Use: 0; UST Temp Close: 0; AST Currently In Use: 0; AST Temp Closed: 0 | 0 | 0 | 0 | 15767-017-005068 | TRAVIS D SMITH
37116 | Permanently Closed | 1991-02-07 | 1964-01-01 | 1991-02-07 | Petroleum | Unleaded gasoline | Unleaded gasoline |  | Steel | Steel |  | Painted or None | Steel |  | 1901-01-01 | [15 empty] | UST Currently In Use: 0; UST Temp Close: 0; AST Currently In Use: 0; AST Temp Closed: 0 | 0 | 0 | 3 | 15769-123-005073 | J A DANIEL C/O JAMES P DANIEL
37117 | Permanently Closed | 1991-02-07 | 1964-01-01 | 1991-02-07 | Petroleum | Unleaded gasoline | Unleaded gasoline |  | Steel | Steel |  | Painted or None | Steel |  | 1901-01-01 | [15 empty] | UST Currently In Use: 0; UST Temp Close: 0; AST Currently In Use: 0; AST Temp Closed: 0 | 0 | 0 | 3 | 15769-123-005073 | J A DANIEL C/O JAMES P DANIEL
37118 | Permanently Closed | 1991-02-07 | 1972-01-01 | 1991-02-07 | Petroleum | Unleaded gasoline | Unleaded gasoline |  | Steel | Steel |  | Painted or None | Steel |  | 1901-01-01 | [15 empty] | UST Currently In Use: 0; UST Temp Close: 0; AST Currently In Use: 0; AST Temp Closed: 0 | 0 | 0 | 3 | 15769-123-005073 | J A DANIEL C/O JAMES P DANIEL
37119 | Permanently Closed | 1990-06-13 | 1964-01-01 | 1990-06-13 | Petroleum | Unleaded gasoline | Unleaded gasoline |  | Steel | Steel |  |  | Steel |  | 1901-01-01 | [15 empty] | UST Currently In Use: 0; UST Temp Close: 0; AST Currently In Use: 0; AST Temp Closed: 0 | 0 | 0 | 5 | 15770-073-003409 | SUZIE K GURLEY
37120 | Permanently Closed | 1990-06-13 | 1964-01-01 | 1990-06-13 | Petroleum | Unleaded gasoline | Unleaded gasoline |  | Steel | Steel |  |  | Steel |  | 1901-01-01 | [15 empty] | UST Currently In Use: 0; UST Temp Close: 0; AST Currently In Use: 0; AST Temp Closed: 0 | 0 | 0 | 5 | 15770-073-003409 | SUZIE K GURLEY
37121 | Permanently Closed | 1979-09-01 | 1964-01-01 | 1990-06-13 | Petroleum | On road diesel | On road diesel |  | Steel | Steel |  |  | Steel |  | 1901-01-01 | [15 empty] | UST Currently In Use: 0; UST Temp Close: 0; AST Currently In Use: 0; AST Temp Closed: 0 | 0 | 0 | 5 | 15770-073-003409 | SUZIE K GURLEY
37122 | Permanently Closed | 1990-06-13 | 1964-01-01 | 1990-06-13 | Petroleum | Used oil | Used oil |  | Steel | Steel |  |  | Steel |  | 1901-01-01 | [15 empty] | UST Currently In Use: 0; UST Temp Close: 0; AST Currently In Use: 0; AST Temp Closed: 0 | 0 | 0 | 5 | 15770-073-003409 | SUZIE K GURLEY
37123 | Permanently Closed | 1979-09-01 | 1964-01-01 | 1990-06-13 | Petroleum | Kerosene | Kerosene |  | Steel | Steel |  |  | Steel |  | 1901-01-01 | [15 empty] | UST Currently In Use: 0; UST Temp Close: 0; AST Currently In Use: 0; AST Temp Closed: 0 | 0 | 0 | 5 | 15770-073-003409 | SUZIE K GURLEY
37124 | Permanently Closed | 1998-10-22 | 1968-01-01 | 2000-10-04 | Petroleum | Unleaded gasoline | Unleaded gasoline |  | Steel | Steel |  | Painted or None | Steel |  | 1901-01-01 | [15 empty] | UST Currently In Use: 0; UST Temp Close: 0; AST Currently In Use: 0; AST Temp Closed: 0 | 0 | 0 | 2 | 15771-121-011234 | TERRY CULVER
37125 | Permanently Closed | 1998-10-22 | 1968-01-01 | 2000-10-04 | Petroleum | Unleaded gasoline | Unleaded gasoline |  | Steel | Steel |  | Painted or None | Steel |  | 1901-01-01 | [15 empty] | UST Currently In Use: 0; UST Temp Close: 0; AST Currently In Use: 0; AST Temp Closed: 0 | 0 | 0 | 2 | 15771-121-011234 | TERRY CULVER
37126 | Permanently Closed | 1998-10-20 | 1981-01-01 | 1998-10-20 | Petroleum | Unleaded gasoline | Unleaded gasoline |  | Steel | Steel |  | Painted or None | Steel |  | 1901-01-01 | [15 empty] | UST Currently In Use: 0; UST Temp Close: 0; AST Currently In Use: 0; AST Temp Closed: 0 | 0 | 0 | 2 | 15772-023-013853 | J W EZELL
37127 | Permanently Closed | 1998-10-20 | 1981-01-01 | 1998-10-20 | Petroleum | Kerosene | Kerosene |  | Steel | Steel |  | Painted or None | Steel |  | 1901-01-01 | [15 empty] | UST Currently In Use: 0; UST Temp Close: 0; AST Currently In Use: 0; AST Temp Closed: 0 | 0 | 0 | 2 | 15772-023-013853 | J W EZELL
37128 | Permanently Closed | 1992-09-10 | 1979-01-01 |  | Petroleum | Unleaded gasoline | Unleaded gasoline |  | Steel | Steel |  | Painted or None | Steel |  | 1901-01-01 | [15 empty] | UST Currently In Use: 0; UST Temp Close: 0; AST Currently In Use: 0; AST Temp Closed: 0 | 0 | 0 | 2 | 17629-023-013852 | ALVIN JONES
37129 | Permanently Closed | 1992-09-10 | 1979-01-01 |  | Petroleum | Unleaded gasoline | Unleaded gasoline |  | Steel | Steel |  | Painted or None | Steel |  | 1901-01-01 | [15 empty] | UST Currently In Use: 0; UST Temp Close: 0; AST Currently In Use: 0; AST Temp Closed: 0 | 0 | 0 | 2 | 17629-023-013852 | ALVIN JONES
37130 | Cannot Locate or abandoned |  | 1980-01-01 |  | Petroleum | Unleaded gasoline | Unleaded gasoline |  | Steel | Steel |  | Painted or None | Steel |  | 1901-01-01 | [15 empty] | UST Currently In Use: 0; UST Temp Close: 0; AST Currently In Use: 0; AST Temp Closed: 0 | 0 | 0 | 0 | 15774-129-013851 | EARLINE RIVERS
37131 | Cannot Locate or abandoned |  | 1980-01-01 |  | Petroleum | Unleaded gasoline | Unleaded gasoline |  | Steel | Steel |  | Painted or None | Steel |  | 1901-01-01 | [15 empty] | UST Currently In Use: 0; UST Temp Close: 0; AST Currently In Use: 0; AST Temp Closed: 0 | 0 | 0 | 0 | 15774-129-013851 | EARLINE RIVERS
37132 | Cannot Locate or abandoned |  | 1980-01-01 |  | Petroleum | On road diesel | On road diesel |  | Steel | Steel |  | Painted or None | Steel |  | 1901-01-01 | [15 empty] | UST Currently In Use: 0; UST Temp Close: 0; AST Currently In Use: 0; AST Temp Closed: 0 | 0 | 0 | 0 | 15774-129-013851 | EARLINE RIVERS
37133 | Permanently Closed | 2009-07-13 | 1987-01-01 | 2009-07-13 | Petroleum | Unleaded gasoline | Unleaded gasoline | Industrial | Steel | Steel | Coated & cathodic protection (sti-P3) |  | Fiberglass reinforced plastic, Single Wall |  |  |  | Catchment Basin, Single walled catchment basin | Automatic shutoff device At 95% full | Automatic shutoff device At 95% full |  |  | Continuous Automatic Tank Gauge | [8 empty] | UST Currently In Use: 0; UST Temp Close: 0; AST Currently In Use: 0; AST Temp Closed: 0 | 0 | 0 | 5 | 23351-089-013690 | RLJ MCLARTY LANDERS
37134 | Permanently Closed | 1998-11-01 | 1987-01-01 | 1998-12-04 | Petroleum | Other, NEW OIL | Other |  | Steel | Steel |  |  | Steel |  | 1901-01-01 | [6 empty] | Manual Tank Gauging (only tanks 1000 gal. or less and 48” or 64” in diameter) | [8 empty] | UST Currently In Use: 0; UST Temp Close: 0; AST Currently In Use: 0; AST Temp Closed: 0 | 0 | 0 | 5 | 23351-089-013690 | RLJ MCLARTY LANDERS
37135 | Permanently Closed | 1998-11-01 | 1987-01-01 | 1998-12-04 | Petroleum | Other, TRANSFLUID | Other |  | Steel | Steel |  |  | Steel |  | 1901-01-01 | [6 empty] | Manual Tank Gauging (only tanks 1000 gal. or less and 48” or 64” in diameter) | [8 empty] | UST Currently In Use: 0; UST Temp Close: 0; AST Currently In Use: 0; AST Temp Closed: 0 | 0 | 0 | 5 | 23351-089-013690 | RLJ MCLARTY LANDERS
37136 | Permanently Closed | 1994-05-26 | 1987-01-01 | 1994-05-26 | Petroleum | Used oil | Used oil |  | Steel | Steel |  |  | Steel |  | 1901-01-01 | [6 empty] | Manual Tank Gauging (only tanks 1000 gal. or less and 48” or 64” in diameter) | [8 empty] | UST Currently In Use: 0; UST Temp Close: 0; AST Currently In Use: 0; AST Temp Closed: 0 | 0 | 0 | 5 | 23351-089-013690 | RLJ MCLARTY LANDERS
37137 | Permanently Closed | 1998-11-01 | 1987-01-01 | 1998-12-04 | Petroleum | Used oil | Used oil |  | Steel | Steel |  |  | Steel |  | 1901-01-01 | [6 empty] | Manual Tank Gauging (only tanks 1000 gal. or less and 48” or 64” in diameter) | [8 empty] | UST Currently In Use: 0; UST Temp Close: 0; AST Currently In Use: 0; AST Temp Closed: 0 | 0 | 0 | 5 | 23351-089-013690 | RLJ MCLARTY LANDERS
37138 | Permanently Closed | 2003-07-01 | 1974-01-01 | 2003-07-10 | Petroleum | Unleaded gasoline | Unleaded gasoline | Retail | Steel | Steel |  |  | Steel |  | 1901-01-01 | Field installed cathodic protection | Catchment Basin, Single walled catchment basin | Flow Rest 90% Full | Flow Rest 90% Full |  |  | Statistical Inventory Reconciliation (SIR) | [8 empty] | UST Currently In Use: 0; UST Temp Close: 4; AST Currently In Use: 0; AST Temp Closed: 0 | 0 | 4 | 1 | 25670-095-006217 | RANDALL MARTIN
37139 | Temporary Closed | 2005-09-01 | 1974-01-01 |  | Petroleum | Mid-grade gasoline | Mid-grade gasoline | Retail | Single Wall, Steel | Steel | Field installed cathodic protection, Interior lined (not allowed as a standalone method of corrosion protection) |  | Flexible, Single Wall |  |  |  | Catchment Basin, Single walled catchment basin | Flow Rest 90% Full | Flow Rest 90% Full |  |  | Statistical Inventory Reconciliation (SIR) | [8 empty] | UST Currently In Use: 0; UST Temp Close: 4; AST Currently In Use: 0; AST Temp Closed: 0 | 0 | 4 | 1 | 25670-095-006217 | RANDALL MARTIN
37140 | Temporary Closed | 2005-09-01 | 1974-01-01 |  | Petroleum | Premium gasoline | Premium gasoline | Retail | Single Wall, Steel | Steel | Field installed cathodic protection, Interior lined (not allowed as a standalone method of corrosion protection) |  | Flexible, Single Wall |  |  |  | Catchment Basin, Single walled catchment basin | Flow Rest 90% Full | Flow Rest 90% Full |  |  | Statistical Inventory Reconciliation (SIR) | [8 empty] | UST Currently In Use: 0; UST Temp Close: 4; AST Currently In Use: 0; AST Temp Closed: 0 | 0 | 4 | 1 | 25670-095-006217 | RANDALL MARTIN
37141 | Permanently Closed | 1978-06-01 | 1963-01-01 |  | Petroleum | Unleaded gasoline | Unleaded gasoline |  | Steel | Steel |  | Painted or None | Steel |  | 1901-01-01 | [15 empty] | UST Currently In Use: 0; UST Temp Close: 0; AST Currently In Use: 0; AST Temp Closed: 0 | 0 | 0 | 2 | 15777-009-006230 | WANDA R IVEY
37142 | Permanently Closed | 1978-06-01 | 1963-01-01 |  | Petroleum | Unleaded gasoline | Unleaded gasoline |  | Steel | Steel |  | Painted or None | Steel |  | 1901-01-01 | [15 empty] | UST Currently In Use: 0; UST Temp Close: 0; AST Currently In Use: 0; AST Temp Closed: 0 | 0 | 0 | 2 | 15777-009-006230 | WANDA R IVEY
37143 | Permanently Closed | 1901-01-01 | 1974-01-01 | 1989-05-17 | Petroleum | Unleaded gasoline | Unleaded gasoline |  | Steel | Steel |  | Painted or None | Steel |  | 1901-01-01 | [15 empty] | UST Currently In Use: 0; UST Temp Close: 0; AST Currently In Use: 0; AST Temp Closed: 0 | 0 | 0 | 4 | 15778-095-006227 | LEO STONE
37144 | Permanently Closed | 1901-01-01 | 1969-01-01 | 1989-05-17 | Petroleum | Unleaded gasoline | Unleaded gasoline |  | Steel | Steel |  | Painted or None | Steel |  | 1901-01-01 | [15 empty] | UST Currently In Use: 0; UST Temp Close: 0; AST Currently In Use: 0; AST Temp Closed: 0 | 0 | 0 | 4 | 15778-095-006227 | LEO STONE
37145 | Permanently Closed | 1901-01-01 | 1969-01-01 | 1989-05-17 | Petroleum | Unleaded gasoline | Unleaded gasoline |  | Steel | Steel |  | Painted or None | Steel |  | 1901-01-01 | [15 empty] | UST Currently In Use: 0; UST Temp Close: 0; AST Currently In Use: 0; AST Temp Closed: 0 | 0 | 0 | 4 | 15778-095-006227 | LEO STONE
37146 | Permanently Closed | 1901-01-01 | 1969-01-01 | 1989-05-17 | Petroleum | On road diesel | On road diesel |  | Steel | Steel |  | Painted or None | Steel |  | 1901-01-01 | [15 empty] | UST Currently In Use: 0; UST Temp Close: 0; AST Currently In Use: 0; AST Temp Closed: 0 | 0 | 0 | 4 | 15778-095-006227 | LEO STONE
37147 | Permanently Closed | 1992-02-24 | 1973-01-01 | 1992-02-24 | Petroleum | On road diesel | On road diesel |  | Steel | Steel |  | Painted or None | Steel |  | 1901-01-01 | [15 empty] | UST Currently In Use: 0; UST Temp Close: 0; AST Currently In Use: 0; AST Temp Closed: 0 | 0 | 0 | 1 | 15779-095-006232 | PHILLIP BISHOP
37148 | Permanently Closed | 1998-08-03 | 1982-01-01 | 1998-08-04 | Petroleum | Unleaded gasoline | Unleaded gasoline |  | Steel | Steel |  | Painted or None | Steel |  | 1901-01-01 | [12 empty] | Annual line testing | Annual line testing |  | UST Currently In Use: 0; UST Temp Close: 0; AST Currently In Use: 0; AST Temp Closed: 0 | 0 | 0 | 4 | 15780-053-008300 | HASTEN R DEAN
37149 | Permanently Closed | 1998-08-03 | 1979-01-01 | 1998-08-04 | Petroleum | Unleaded gasoline | Unleaded gasoline |  | Fiberglass reinforced plastic | Fiberglass reinforced plastic |  |  | Steel |  | 1901-01-01 | [12 empty] | Annual line testing | Annual line testing |  | UST Currently In Use: 0; UST Temp Close: 0; AST Currently In Use: 0; AST Temp Closed: 0 | 0 | 0 | 4 | 15780-053-008300 | HASTEN R DEAN
37150 | Permanently Closed | 1998-08-03 | 1982-01-01 | 1998-08-04 | Petroleum | Unleaded gasoline | Unleaded gasoline |  | Steel | Steel |  | Painted or None | Steel |  | 1901-01-01 | [12 empty] | Annual line testing | Annual line testing |  | UST Currently In Use: 0; UST Temp Close: 0; AST Currently In Use: 0; AST Temp Closed: 0 | 0 | 0 | 4 | 15780-053-008300 | HASTEN R DEAN
37151 | Permanently Closed | 1998-08-03 | 1982-01-01 | 1998-08-04 | Petroleum | On road diesel | On road diesel |  | Steel | Steel |  | Painted or None | Steel |  | 1901-01-01 | [12 empty] | Annual line testing | Annual line testing |  | UST Currently In Use: 0; UST Temp Close: 0; AST Currently In Use: 0; AST Temp Closed: 0 | 0 | 0 | 4 | 15780-053-008300 | HASTEN R DEAN
37152 | Permanently Closed | 1998-12-21 | 1975-01-05 | 2000-02-07 | Petroleum | Unleaded gasoline | Unleaded gasoline | Retail | Steel | Steel |  | Painted or None | Steel |  | 1901-01-01 | [12 empty] | Annual line testing | Annual line testing |  | UST Currently In Use: 0; UST Temp Close: 1; AST Currently In Use: 0; AST Temp Closed: 0 | 0 | 1 | 2 | 23476-085-007894 | JIM CROOK
37153 | Permanently Closed | 1998-12-21 | 1975-01-05 | 2000-02-07 | Petroleum | Unleaded gasoline | Unleaded gasoline | Retail | Steel | Steel |  | Painted or None | Steel |  | 1901-01-01 | [12 empty] | Annual line testing | Annual line testing |  | UST Currently In Use: 0; UST Temp Close: 1; AST Currently In Use: 0; AST Temp Closed: 0 | 0 | 1 | 2 | 23476-085-007894 | JIM CROOK
37154 | Permanently Closed | 1990-08-21 | 1966-01-01 | 1990-08-21 | Petroleum | Unleaded gasoline | Unleaded gasoline |  | Steel | Steel |  | Painted or None | Steel |  | 1901-01-01 | [15 empty] | UST Currently In Use: 0; UST Temp Close: 0; AST Currently In Use: 0; AST Temp Closed: 0 | 0 | 0 | 3 | 15783-013-007898 | VERBIE SORRELLS
37155 | Permanently Closed | 1990-08-21 | 1966-01-01 | 1990-08-21 | Petroleum | Unleaded gasoline | Unleaded gasoline |  | Steel | Steel |  | Painted or None | Steel |  | 1901-01-01 | [15 empty] | UST Currently In Use: 0; UST Temp Close: 0; AST Currently In Use: 0; AST Temp Closed: 0 | 0 | 0 | 3 | 15783-013-007898 | VERBIE SORRELLS
37156 | Permanently Closed | 1990-08-21 | 1966-01-01 | 1990-08-21 | Petroleum | Unleaded gasoline | Unleaded gasoline |  | Steel | Steel |  | Painted or None | Steel |  | 1901-01-01 | [15 empty] | UST Currently In Use: 0; UST Temp Close: 0; AST Currently In Use: 0; AST Temp Closed: 0 | 0 | 0 | 3 | 15783-013-007898 | VERBIE SORRELLS
37157 | Permanently Closed | 1996-04-10 | 1974-01-01 | 1996-04-10 | Petroleum | Unleaded gasoline | Unleaded gasoline |  | Steel | Steel |  | Painted or None | Steel |  | 1901-01-01 | [6 empty] | Statistical Inventory Reconciliation (SIR) | [8 empty] | UST Currently In Use: 4; UST Temp Close: 0; AST Currently In Use: 0; AST Temp Closed: 0 | 4 | 0 | 3 | 24654-055-005691 | SANJAY PATEL
37158 | Permanently Closed | 1996-04-10 | 1974-01-01 | 1996-04-10 | Petroleum | Unleaded gasoline | Unleaded gasoline |  | Steel | Steel |  | Painted or None | Steel |  | 1901-01-01 | [6 empty] | Statistical Inventory Reconciliation (SIR) | [8 empty] | UST Currently In Use: 4; UST Temp Close: 0; AST Currently In Use: 0; AST Temp Closed: 0 | 4 | 0 | 3 | 24654-055-005691 | SANJAY PATEL
37159 | Permanently Closed | 1996-04-10 | 1974-01-01 | 1996-04-10 | Petroleum | Unleaded gasoline | Unleaded gasoline |  | Steel | Steel |  | Painted or None | Steel |  | 1901-01-01 | [6 empty] | Statistical Inventory Reconciliation (SIR) | [8 empty] | UST Currently In Use: 4; UST Temp Close: 0; AST Currently In Use: 0; AST Temp Closed: 0 | 4 | 0 | 3 | 24654-055-005691 | SANJAY PATEL
37160 | Cannot Locate or abandoned | 1990-08-01 | 1972-01-01 |  | Petroleum | Unleaded gasoline | Unleaded gasoline |  | Steel | Steel |  | Painted or None | Steel |  | 1901-01-01 | [15 empty] | UST Currently In Use: 0; UST Temp Close: 0; AST Currently In Use: 0; AST Temp Closed: 0 | 0 | 0 | 0 | 15785-019-013693 | CHRIS ST. CLAIR
37161 | Cannot Locate or abandoned | 1990-08-01 | 1972-01-01 |  | Petroleum | Unleaded gasoline | Unleaded gasoline |  | Steel | Steel |  | Painted or None | Steel |  | 1901-01-01 | [15 empty] | UST Currently In Use: 0; UST Temp Close: 0; AST Currently In Use: 0; AST Temp Closed: 0 | 0 | 0 | 0 | 15785-019-013693 | CHRIS ST. CLAIR
37162 | Cannot Locate or abandoned | 1990-08-01 | 1976-01-01 |  | Petroleum | Unleaded gasoline | Unleaded gasoline |  | Steel | Steel |  | Painted or None | Steel |  | 1901-01-01 | [15 empty] | UST Currently In Use: 0; UST Temp Close: 0; AST Currently In Use: 0; AST Temp Closed: 0 | 0 | 0 | 0 | 15785-019-013693 | CHRIS ST. CLAIR
37163 | Cannot Locate or abandoned | 1990-08-01 | 1976-01-01 |  | Petroleum | Unleaded gasoline | Unleaded gasoline |  | Steel | Steel |  | Painted or None | Steel |  | 1901-01-01 | [15 empty] | UST Currently In Use: 0; UST Temp Close: 0; AST Currently In Use: 0; AST Temp Closed: 0 | 0 | 0 | 0 | 15785-019-013693 | CHRIS ST. CLAIR
37164 | Permanently Closed | 1986-01-01 | 1968-01-01 | 1986-01-01 | Petroleum | Other, EMPTY | Other | [7 empty] | 1901-01-01 | [15 empty] | UST Currently In Use: 0; UST Temp Close: 0; AST Currently In Use: 0; AST Temp Closed: 0 | 0 | 0 | 2 | 15786-073-011278 | JACK MONTGOMERY
37165 | Permanently Closed | 1986-01-01 | 1968-01-01 | 1986-01-01 | Petroleum | Other, EMPTY | Other | [7 empty] | 1901-01-01 | [15 empty] | UST Currently In Use: 0; UST Temp Close: 0; AST Currently In Use: 0; AST Temp Closed: 0 | 0 | 0 | 2 | 15786-073-011278 | JACK MONTGOMERY
37166 | Permanently Closed | 1994-08-17 | 1970-01-01 | 1994-08-17 | Petroleum | Unleaded gasoline | Unleaded gasoline |  | Steel | Steel |  | Painted or None | Steel |  | 1901-01-01 | [15 empty] | UST Currently In Use: 0; UST Temp Close: 0; AST Currently In Use: 0; AST Temp Closed: 0 | 0 | 0 | 8 | 21638-097-002733 | BERNARD & WINFRED EATON
37167 | Permanently Closed | 1994-08-17 | 1970-01-01 | 1994-08-17 | Petroleum | Unleaded gasoline | Unleaded gasoline |  | Steel | Steel |  | Painted or None | Steel |  | 1901-01-01 | [15 empty] | UST Currently In Use: 0; UST Temp Close: 0; AST Currently In Use: 0; AST Temp Closed: 0 | 0 | 0 | 8 | 21638-097-002733 | BERNARD & WINFRED EATON
37168 | Permanently Closed | 1994-08-17 | 1970-01-01 | 1994-08-17 | Petroleum | Unleaded gasoline | Unleaded gasoline |  | Steel | Steel |  | Painted or None | Steel |  | 1901-01-01 | [15 empty] | UST Currently In Use: 0; UST Temp Close: 0; AST Currently In Use: 0; AST Temp Closed: 0 | 0 | 0 | 8 | 21638-097-002733 | BERNARD & WINFRED EATON
37169 | Permanently Closed | 1994-08-17 | 1970-01-01 | 1994-08-17 | Petroleum | Unleaded gasoline | Unleaded gasoline |  | Steel | Steel |  | Painted or None | Steel |  | 1901-01-01 | [15 empty] | UST Currently In Use: 0; UST Temp Close: 0; AST Currently In Use: 0; AST Temp Closed: 0 | 0 | 0 | 8 | 21638-097-002733 | BERNARD & WINFRED EATON
37170 | Permanently Closed | 1994-08-17 | 1970-01-01 | 1994-08-17 | Petroleum | Unleaded gasoline | Unleaded gasoline |  | Steel | Steel |  | Painted or None | Steel |  | 1901-01-01 | [15 empty] | UST Currently In Use: 0; UST Temp Close: 0; AST Currently In Use: 0; AST Temp Closed: 0 | 0 | 0 | 8 | 21638-097-002733 | BERNARD & WINFRED EATON
37171 | Temporary Closed | 2000-02-29 | 1964-01-01 |  | Petroleum | Unleaded gasoline | Unleaded gasoline | Retail | Steel | Steel |  | Painted or None | Steel |  | 1901-01-01 |  | Catchment Basin, Single walled catchment basin | Automatic shutoff device At 95% full | Automatic shutoff device At 95% full |  |  | Statistical Inventory Reconciliation (SIR) | [8 empty] | UST Currently In Use: 0; UST Temp Close: 3; AST Currently In Use: 0; AST Temp Closed: 0 | 0 | 3 | 0 | 15788-097-002736 | DAN SMITH
37172 | Temporary Closed | 2000-02-29 | 1964-01-01 |  | Petroleum | Mid-grade gasoline | Mid-grade gasoline | Retail | Steel | Steel |  | Painted or None | Steel |  | 1901-01-01 |  | Catchment Basin, Single walled catchment basin | Automatic shutoff device At 95% full | Automatic shutoff device At 95% full |  |  | Statistical Inventory Reconciliation (SIR) | [8 empty] | UST Currently In Use: 0; UST Temp Close: 3; AST Currently In Use: 0; AST Temp Closed: 0 | 0 | 3 | 0 | 15788-097-002736 | DAN SMITH
37173 | Temporary Closed | 2000-02-29 | 1964-01-01 |  | Petroleum | Premium gasoline | Premium gasoline | Retail | Steel | Steel |  | Painted or None | Steel |  | 1901-01-01 |  | Catchment Basin, Single walled catchment basin | Automatic shutoff device At 95% full | Automatic shutoff device At 95% full |  |  | Statistical Inventory Reconciliation (SIR) | [8 empty] | UST Currently In Use: 0; UST Temp Close: 3; AST Currently In Use: 0; AST Temp Closed: 0 | 0 | 3 | 0 | 15788-097-002736 | DAN SMITH
37174 | Currently in Use |  | 1968-01-05 |  | Petroleum | Unleaded gasoline | Unleaded gasoline | Retail | Single Wall, Steel | Steel | Coated & cathodic protection (sti-P3), Field installed cathodic protection, Interior lined (not allowed as a standalone method of corrosion protection) |  | Double Wall, Fiberglass reinforced plastic |  | 2016-01-08 |  | Catchment Basin, Single walled catchment basin | Automatic shutoff device At 95% full, Flow Rest 90% Full | Flow Rest 90% Full |  |  | Automatic Tank Gauge |  | Automatic flow restrictor (MLLD), Containment Sump | Containment Sump | Interstitial Monitoring within Secondary Containment | MANUAL/VISUAL CHECK |  |  |  | UST Currently In Use: 3; UST Temp Close: 0; AST Currently In Use: 4; AST Temp Closed: 0 | 3 | 0 | 0 | 25647-009-005416 | MAHANTKUPRA LLC
37175 | Currently in Use |  | 1968-01-05 |  | Petroleum | Unleaded gasoline | Unleaded gasoline | Retail | Single Wall, Steel | Steel | Coated & cathodic protection (sti-P3), Field installed cathodic protection, Interior lined (not allowed as a standalone method of corrosion protection) |  | Double Wall, Fiberglass reinforced plastic |  | 2016-01-08 |  | Catchment Basin, Single walled catchment basin | Automatic shutoff device At 95% full, Flow Rest 90% Full | Flow Rest 90% Full |  |  | Automatic Tank Gauge |  | Automatic flow restrictor (MLLD), Containment Sump | Containment Sump | Interstitial Monitoring within Secondary Containment | MANUAL/VISUAL CHECK |  |  |  | UST Currently In Use: 3; UST Temp Close: 0; AST Currently In Use: 4; AST Temp Closed: 0 | 3 | 0 | 0 | 25647-009-005416 | MAHANTKUPRA LLC
37176 | Currently in Use |  | 1968-01-05 |  | Petroleum | Premium gasoline | Premium gasoline | Retail | Single Wall, Steel | Steel | Coated & cathodic protection (sti-P3), Field installed cathodic protection, Interior lined (not allowed as a standalone method of corrosion protection) |  | Double Wall, Fiberglass reinforced plastic |  | 2016-01-08 |  | Catchment Basin, Single walled catchment basin | Automatic shutoff device At 95% full, Flow Rest 90% Full | Flow Rest 90% Full |  |  | Automatic Tank Gauge |  | Automatic flow restrictor (MLLD), Containment Sump | Containment Sump | Interstitial Monitoring within Secondary Containment | MANUAL/VISUAL CHECK |  |  |  | UST Currently In Use: 3; UST Temp Close: 0; AST Currently In Use: 4; AST Temp Closed: 0 | 3 | 0 | 0 | 25647-009-005416 | MAHANTKUPRA LLC
37180 | Permanently Closed | 1991-09-26 | 1971-01-01 |  | Petroleum | Unleaded gasoline | Unleaded gasoline |  | Steel | Steel |  | Painted or None | Steel |  | 1901-01-01 | [15 empty] | UST Currently In Use: 0; UST Temp Close: 0; AST Currently In Use: 0; AST Temp Closed: 0 | 0 | 0 | 5 | 15792-075-007994 | JAMES CRAWFORD
37181 | Permanently Closed | 1991-09-25 | 1963-01-01 | 1991-09-25 | Petroleum | Unleaded gasoline | Unleaded gasoline |  | Steel | Steel |  | Painted or None | Steel |  | 1901-01-01 | [15 empty] | UST Currently In Use: 0; UST Temp Close: 0; AST Currently In Use: 0; AST Temp Closed: 0 | 0 | 0 | 5 | 15792-075-007994 | JAMES CRAWFORD
37182 | Permanently Closed | 1991-09-25 | 1963-01-01 | 1991-09-25 | Petroleum | Unleaded gasoline | Unleaded gasoline |  | Steel | Steel |  | Painted or None | Steel |  | 1901-01-01 | [15 empty] | UST Currently In Use: 0; UST Temp Close: 0; AST Currently In Use: 0; AST Temp Closed: 0 | 0 | 0 | 5 | 15792-075-007994 | JAMES CRAWFORD
37183 | Permanently Closed | 1991-09-25 | 1963-01-01 | 1991-09-25 | Petroleum | Unleaded gasoline | Unleaded gasoline |  | Steel | Steel |  | Painted or None | Steel |  | 1901-01-01 | [15 empty] | UST Currently In Use: 0; UST Temp Close: 0; AST Currently In Use: 0; AST Temp Closed: 0 | 0 | 0 | 5 | 15792-075-007994 | JAMES CRAWFORD
37184 | Permanently Closed | 1901-01-01 | 1963-01-01 |  | Petroleum | On road diesel | On road diesel |  | Steel | Steel |  | Painted or None | Steel |  | 1901-01-01 | [15 empty] | UST Currently In Use: 0; UST Temp Close: 0; AST Currently In Use: 0; AST Temp Closed: 0 | 0 | 0 | 5 | 15792-075-007994 | JAMES CRAWFORD
37185 | Permanently Closed | 1991-02-28 | 1947-01-01 | 1991-02-28 | Petroleum | Unleaded gasoline | Unleaded gasoline |  | Steel | Steel |  | Painted or None | Steel |  | 1901-01-01 | [15 empty] | UST Currently In Use: 0; UST Temp Close: 0; AST Currently In Use: 0; AST Temp Closed: 0 | 0 | 0 | 3 | 15793-125-007984 | JAMES TAYLOR
37186 | Permanently Closed | 1991-02-28 | 1947-01-01 | 1991-02-28 | Petroleum | Unleaded gasoline | Unleaded gasoline |  | Steel | Steel |  | Painted or None | Steel |  | 1901-01-01 | [15 empty] | UST Currently In Use: 0; UST Temp Close: 0; AST Currently In Use: 0; AST Temp Closed: 0 | 0 | 0 | 3 | 15793-125-007984 | JAMES TAYLOR
37187 | Permanently Closed | 1991-02-28 | 1974-01-01 | 1991-02-28 | Petroleum | Unleaded gasoline | Unleaded gasoline |  | Steel | Steel |  | Painted or None | Steel |  | 1901-01-01 | [15 empty] | UST Currently In Use: 0; UST Temp Close: 0; AST Currently In Use: 0; AST Temp Closed: 0 | 0 | 0 | 3 | 15793-125-007984 | JAMES TAYLOR
37188 | Retired | 1987-05-09 | 1973-01-01 |  | Petroleum | Unleaded gasoline | Unleaded gasoline |  | Steel | Steel |  | Painted or None | Steel |  | 1901-01-01 | [15 empty] | UST Currently In Use: 0; UST Temp Close: 0; AST Currently In Use: 0; AST Temp Closed: 0 | 0 | 0 | 0 | 17482-007-007996 | WILLIAM O YOUNG
37189 | Retired | 1987-05-09 | 1973-01-01 |  | Petroleum | Unleaded gasoline | Unleaded gasoline |  | Steel | Steel |  | Painted or None | Steel |  | 1901-01-01 | [15 empty] | UST Currently In Use: 0; UST Temp Close: 0; AST Currently In Use: 0; AST Temp Closed: 0 | 0 | 0 | 0 | 17482-007-007996 | WILLIAM O YOUNG
37190 | Permanently Closed | 1989-09-01 | 1972-01-01 | 1989-09-01 | Petroleum | On road diesel | On road diesel |  | Steel | Steel |  | Painted or None | Steel |  | 1901-01-01 | [15 empty] | UST Currently In Use: 0; UST Temp Close: 0; AST Currently In Use: 0; AST Temp Closed: 0 | 0 | 0 | 1 | 15796-009-004695 | INLAND-ROME INC WOODLANDS DIV
37191 | Permanently Closed | 1993-01-06 | 1972-01-01 | 1993-01-06 | Petroleum | Unleaded gasoline | Unleaded gasoline |  | Steel | Steel |  | Painted or None | Steel |  | 1901-01-01 | [15 empty] | UST Currently In Use: 0; UST Temp Close: 0; AST Currently In Use: 0; AST Temp Closed: 0 | 0 | 0 | 1 | 15797-095-001353 | ROSS GRADEN LUMBER CO
37192 | Permanently Closed | 1993-01-06 | 1972-01-01 | 1993-01-06 | Petroleum | Unleaded gasoline | Unleaded gasoline |  | Steel | Steel |  | Painted or None | Steel |  | 1901-01-01 | [15 empty] | UST Currently In Use: 0; UST Temp Close: 0; AST Currently In Use: 0; AST Temp Closed: 0 | 0 | 0 | 1 | 15797-095-001354 | ROSS GRADEN LUMBER CO
37193 | Permanently Closed | 1980-11-01 | 1964-01-01 |  | Petroleum | Unleaded gasoline | Unleaded gasoline |  | Steel | Steel |  | Painted or None | Steel |  | 1901-01-01 | [15 empty] | UST Currently In Use: 0; UST Temp Close: 0; AST Currently In Use: 0; AST Temp Closed: 0 | 0 | 0 | 3 | 15798-095-001344 | GROSS GROCERY
37194 | Permanently Closed | 1980-11-01 | 1964-01-01 |  | Petroleum | Unleaded gasoline | Unleaded gasoline |  | Steel | Steel |  | Painted or None | Steel |  | 1901-01-01 | [15 empty] | UST Currently In Use: 0; UST Temp Close: 0; AST Currently In Use: 0; AST Temp Closed: 0 | 0 | 0 | 3 | 15798-095-001344 | GROSS GROCERY
37195 | Permanently Closed | 1980-11-01 | 1976-01-01 |  | Petroleum | Unleaded gasoline | Unleaded gasoline |  | Steel | Steel |  | Painted or None | Steel |  | 1901-01-01 | [15 empty] | UST Currently In Use: 0; UST Temp Close: 0; AST Currently In Use: 0; AST Temp Closed: 0 | 0 | 0 | 3 | 15798-095-001344 | GROSS GROCERY
37198 | Permanently Closed | 1988-01-01 | 1973-01-01 | 1988-01-01 | Petroleum | On road diesel | On road diesel |  | Steel | Steel |  | Painted or None | Steel |  | 1901-01-01 | [15 empty] | UST Currently In Use: 0; UST Temp Close: 0; AST Currently In Use: 1; AST Temp Closed: 0 | 0 | 0 | 3 | 21697-101-013740 | EEM LLC
37199 | Permanently Closed | 2010-12-21 | 1973-01-01 |  | Petroleum | On road diesel | On road diesel |  | Steel | Steel | Interior lined (not allowed as a standalone method of corrosion protection) |  | Fiberglass reinforced plastic |  | 1901-01-01 |  | Catchment Basin, Single walled catchment basin | Flow Rest 90% Full | Flow Rest 90% Full |  |  | Automatic Tank Gauge | [8 empty] | UST Currently In Use: 0; UST Temp Close: 0; AST Currently In Use: 1; AST Temp Closed: 0 | 0 | 0 | 3 | 21697-101-013740 | EEM LLC
37200 | Permanently Closed | 2010-12-21 | 1978-01-01 |  | Petroleum | On road diesel | On road diesel | Industrial | Steel | Steel | Interior lined (not allowed as a standalone method of corrosion protection) |  | Fiberglass reinforced plastic |  | 1901-01-01 |  | Catchment Basin, Single walled catchment basin | Flow Rest 90% Full | Flow Rest 90% Full |  |  | Automatic Tank Gauge | [5 empty] | Annual line testing | Annual line testing |  | UST Currently In Use: 0; UST Temp Close: 0; AST Currently In Use: 1; AST Temp Closed: 0 | 0 | 0 | 3 | 21697-101-013740 | EEM LLC
37202 | Retired | 1988-08-08 | 1974-01-01 |  | Petroleum | Unleaded gasoline | Unleaded gasoline |  | Steel | Steel |  | Painted or None | Steel |  | 1901-01-01 | [15 empty] | UST Currently In Use: 0; UST Temp Close: 0; AST Currently In Use: 0; AST Temp Closed: 0 | 0 | 0 | 0 | 15802-023-007547 | CROSSROADS CONVENIENCE CENTER
37203 | Retired | 1988-08-08 | 1974-01-01 |  | Petroleum | Unleaded gasoline | Unleaded gasoline |  | Steel | Steel |  | Painted or None | Steel |  | 1901-01-01 | [15 empty] | UST Currently In Use: 0; UST Temp Close: 0; AST Currently In Use: 0; AST Temp Closed: 0 | 0 | 0 | 0 | 15802-023-007547 | CROSSROADS CONVENIENCE CENTER
37204 | Permanently Closed | 1991-12-10 | 1972-12-01 | 1991-12-10 | Petroleum | Used oil | Used oil |  | Steel | Steel |  | Painted or None | Steel |  | 1901-01-01 | [15 empty] | UST Currently In Use: 0; UST Temp Close: 0; AST Currently In Use: 0; AST Temp Closed: 0 | 0 | 0 | 4 | 15803-089-013741 | CENTURY BUICK CO INC
37205 | Permanently Closed | 1991-12-10 | 1972-12-01 | 1991-12-10 | Petroleum | Other, TRANSFLUID | Other |  | Steel | Steel |  | Painted or None | Steel |  | 1901-01-01 | [15 empty] | UST Currently In Use: 0; UST Temp Close: 0; AST Currently In Use: 0; AST Temp Closed: 0 | 0 | 0 | 4 | 15803-089-013741 | CENTURY BUICK CO INC
37206 | Permanently Closed | 1988-05-01 | 1972-12-01 | 1991-12-10 | Petroleum | Other, ENGINE OIL | Other |  | Steel | Steel |  | Painted or None | Steel |  | 1901-01-01 | [15 empty] | UST Currently In Use: 0; UST Temp Close: 0; AST Currently In Use: 0; AST Temp Closed: 0 | 0 | 0 | 4 | 15803-089-013741 | CENTURY BUICK CO INC
37207 | Permanently Closed | 1991-12-10 | 1972-12-01 | 1991-12-10 | Petroleum | Used oil | Used oil |  | Steel | Steel |  | Painted or None | Steel |  | 1901-01-01 | Field installed cathodic protection | [14 empty] | UST Currently In Use: 0; UST Temp Close: 0; AST Currently In Use: 0; AST Temp Closed: 0 | 0 | 0 | 4 | 15803-089-013741 | CENTURY BUICK CO INC
37208 | Temporary Closed | 2012-10-30 | 1983-01-01 |  | Petroleum | Unleaded gasoline | Unleaded gasoline | Retail | Steel | Steel | Field installed cathodic protection | Painted or None | Steel |  |  | Field installed cathodic protection | Catchment Basin, Single walled catchment basin | Automatic shutoff device At 95% full | Automatic shutoff device At 95% full |  |  | Automatic Tank Gauge | [8 empty] | UST Currently In Use: 0; UST Temp Close: 3; AST Currently In Use: 0; AST Temp Closed: 0 | 0 | 3 | 0 | 15804-117-007074 | LINDAS ETRESS DBA CHARLIE BAITTACKLE
37209 | Temporary Closed | 2012-10-30 | 1983-01-01 |  | Petroleum | Unleaded gasoline | Unleaded gasoline | Retail | Steel | Steel | Field installed cathodic protection | Painted or None | Steel |  |  | Field installed cathodic protection | Catchment Basin, Single walled catchment basin | Automatic shutoff device At 95% full | Automatic shutoff device At 95% full |  |  | Automatic Tank Gauge | [8 empty] | UST Currently In Use: 0; UST Temp Close: 3; AST Currently In Use: 0; AST Temp Closed: 0 | 0 | 3 | 0 | 15804-117-007074 | LINDAS ETRESS DBA CHARLIE BAITTACKLE
37210 | Temporary Closed | 2010-01-01 | 1983-01-01 |  | Petroleum | Premium gasoline | Premium gasoline | Retail | Steel | Steel | Field installed cathodic protection | Painted or None | Steel |  |  | Field installed cathodic protection, 0 | Catchment Basin, Single walled catchment basin | Automatic shutoff device At 95% full | Automatic shutoff device At 95% full |  |  | Automatic Tank Gauge | [8 empty] | UST Currently In Use: 0; UST Temp Close: 3; AST Currently In Use: 0; AST Temp Closed: 0 | 0 | 3 | 0 | 15804-117-007074 | LINDAS ETRESS DBA CHARLIE BAITTACKLE
37211 | Permanently Closed | 1991-11-22 | 1972-01-01 | 1991-11-22 | Petroleum | Unleaded gasoline | Unleaded gasoline |  | Steel | Steel |  | Painted or None | Steel |  | 1901-01-01 | [15 empty] | UST Currently In Use: 0; UST Temp Close: 0; AST Currently In Use: 0; AST Temp Closed: 0 | 0 | 0 | 1 | 15805-117-007123 | BIRD BUILDING MATERIAL
37212 | Currently in Use |  | 1989-08-01 |  | Petroleum | On road diesel | On road diesel | Bulk facility | Steel | Steel | Coated & cathodic protection (sti-P3) |  | Fiberglass reinforced plastic |  |  |  | Catchment Basin, Single walled catchment basin | Automatic shutoff device At 95% full | Automatic shutoff device At 95% full |  |  | Automatic Tank Gauge |  | Automatic flow restrictor (MLLD), Containment Sump | Containment Sump | Interstitial Monitoring within Secondary Containment |  | Annual line testing | Annual line testing |  | UST Currently In Use: 1; UST Temp Close: 0; AST Currently In Use: 0; AST Temp Closed: 0 | 1 | 0 | 1 | 11279-101-013742 | COWIN EQUIPMENT CO INC
37213 | Permanently Closed | 1998-05-19 | 1987-01-01 | 1998-05-19 | Petroleum | Unleaded gasoline | Unleaded gasoline | Bulk facility | Steel | Steel | Coated & cathodic protection (sti-P3) |  | Fiberglass reinforced plastic |  | 1901-01-01 | None | [11 empty] | Annual line testing | Annual line testing |  | UST Currently In Use: 1; UST Temp Close: 0; AST Currently In Use: 0; AST Temp Closed: 0 | 1 | 0 | 1 | 11279-101-013742 | COWIN EQUIPMENT CO INC
37214 | Currently in Use |  | 1985-06-30 |  | Petroleum | On road diesel | On road diesel | Industrial | Single Wall, Steel | Steel | Coated & cathodic protection (sti-P3) |  | Double Wall, Fiberglass reinforced plastic |  |  |  | Catchment Basin, Single walled catchment basin | Automatic shutoff device At 95% full | Automatic shutoff device At 95% full |  |  | Automatic Tank Gauge |  | Automatic flow restrictor (MLLD), Containment Sump | Containment Sump |  |  | Annual line testing | Annual line testing |  | UST Currently In Use: 1; UST Temp Close: 1; AST Currently In Use: 0; AST Temp Closed: 0 | 1 | 1 | 0 | 11279-083-013743 | COWIN EQUIPMENT CO INC
37215 | Temporary Closed | 2012-11-25 | 1985-06-30 |  | Petroleum | On road diesel | On road diesel | Industrial | Single Wall, Steel | Steel | Coated & cathodic protection (sti-P3) |  | Double Wall, Fiberglass reinforced plastic |  | 1901-01-01 |  | Catchment Basin, Single walled catchment basin | Automatic shutoff device At 95% full | Automatic shutoff device At 95% full |  |  | Automatic Tank Gauge |  | Automatic flow restrictor (MLLD), Containment Sump | Containment Sump |  |  | Annual line testing | Annual line testing |  | UST Currently In Use: 1; UST Temp Close: 1; AST Currently In Use: 0; AST Temp Closed: 0 | 1 | 1 | 0 | 11279-083-013743 | COWIN EQUIPMENT CO INC
37216 | Permanently Closed | 1996-05-08 | 1975-01-01 | 1996-05-08 | Petroleum | Unleaded gasoline | Unleaded gasoline |  | Fiberglass reinforced plastic | Fiberglass reinforced plastic |  |  | Steel |  | 1901-01-01 | [15 empty] | UST Currently In Use: 0; UST Temp Close: 0; AST Currently In Use: 0; AST Temp Closed: 0 | 0 | 0 | 3 | 15808-103-001169 | ORR & COMPANY INC
37217 | Permanently Closed | 1996-05-08 | 1974-01-01 | 1996-05-08 | Petroleum | Unleaded gasoline | Unleaded gasoline |  | Steel | Steel |  |  | Steel |  | 1901-01-01 | [15 empty] | UST Currently In Use: 0; UST Temp Close: 0; AST Currently In Use: 0; AST Temp Closed: 0 | 0 | 0 | 3 | 15808-103-001169 | ORR & COMPANY INC
37218 | Permanently Closed | 1996-05-08 | 1974-01-01 | 1996-05-08 | Petroleum | Unleaded gasoline | Unleaded gasoline |  | Steel | Steel |  |  | Steel |  | 1901-01-01 | [15 empty] | UST Currently In Use: 0; UST Temp Close: 0; AST Currently In Use: 0; AST Temp Closed: 0 | 0 | 0 | 3 | 15808-103-001169 | ORR & COMPANY INC
37219 | Permanently Closed | 1901-01-01 | 1974-01-01 | 1987-03-01 | Petroleum | Unleaded gasoline | Unleaded gasoline |  | Steel | Steel |  |  | Steel |  | 1901-01-01 | [15 empty] | UST Currently In Use: 0; UST Temp Close: 0; AST Currently In Use: 0; AST Temp Closed: 0 | 0 | 0 | 2 | 15809-089-000918 | WELDON TOWERY
37220 | Permanently Closed | 1901-01-01 | 1974-01-01 | 1987-03-01 | Petroleum | Unleaded gasoline | Unleaded gasoline |  | Steel | Steel |  |  | Steel |  | 1901-01-01 | [15 empty] | UST Currently In Use: 0; UST Temp Close: 0; AST Currently In Use: 0; AST Temp Closed: 0 | 0 | 0 | 2 | 15809-089-000918 | WELDON TOWERY
37221 | Retired | 1984-01-01 | 1978-01-01 |  | Petroleum | Unleaded gasoline | Unleaded gasoline |  | Steel | Steel |  |  | Steel |  | 1901-01-01 | [15 empty] | UST Currently In Use: 0; UST Temp Close: 0; AST Currently In Use: 0; AST Temp Closed: 0 | 0 | 0 | 0 | 15810-089-000919 | J L MAYHALL
37222 | Retired | 1984-01-01 | 1978-01-01 |  | Petroleum | Unleaded gasoline | Unleaded gasoline |  | Steel | Steel |  |  | Steel |  | 1901-01-01 | [15 empty] | UST Currently In Use: 0; UST Temp Close: 0; AST Currently In Use: 0; AST Temp Closed: 0 | 0 | 0 | 0 | 15810-089-000919 | J L MAYHALL
37223 | Permanently Closed | 1996-10-26 | 1980-08-01 | 1998-10-26 | Petroleum | Unleaded gasoline | Unleaded gasoline |  | Steel | Steel |  | Painted or None | Steel |  | 1901-01-01 | [15 empty] | UST Currently In Use: 0; UST Temp Close: 0; AST Currently In Use: 0; AST Temp Closed: 0 | 0 | 0 | 2 | 15811-125-000888 | CHAPPELL ROOFING
37224 | Permanently Closed | 1996-10-26 | 1980-08-01 | 1998-10-26 | Petroleum | Unleaded gasoline | Unleaded gasoline |  | Steel | Steel |  | Painted or None | Steel |  | 1901-01-01 | [15 empty] | UST Currently In Use: 0; UST Temp Close: 0; AST Currently In Use: 0; AST Temp Closed: 0 | 0 | 0 | 2 | 15811-125-000888 | CHAPPELL ROOFING
37225 | Permanently Closed | 1992-10-01 | 1964-01-01 | 1992-11-05 | Petroleum | On road diesel | On road diesel |  | Steel | Steel |  | Painted or None | Steel |  | 1901-01-01 | [15 empty] | UST Currently In Use: 0; UST Temp Close: 0; AST Currently In Use: 0; AST Temp Closed: 0 | 0 | 0 | 1 | 15812-125-000889 | CONCRETE SUPPLY
37226 | Permanently Closed | 1990-09-10 | 1978-01-01 | 1990-09-10 | Petroleum | On road diesel | On road diesel |  | Steel | Steel |  | Painted or None | Steel |  | 1901-01-01 | [15 empty] | UST Currently In Use: 0; UST Temp Close: 0; AST Currently In Use: 0; AST Temp Closed: 0 | 0 | 0 | 2 | 15813-013-001958 | CONSTRUCTION COMPONENTS
37227 | Permanently Closed | 1990-01-15 | 1966-01-01 | 1990-01-15 | Petroleum | Unleaded gasoline | Unleaded gasoline |  | Steel | Steel |  | Painted or None | Steel |  | 1901-01-01 | [15 empty] | UST Currently In Use: 0; UST Temp Close: 0; AST Currently In Use: 0; AST Temp Closed: 0 | 0 | 0 | 2 | 15813-013-001958 | CONSTRUCTION COMPONENTS
37228 | Permanently Closed | 2002-10-22 | 1982-01-01 | 1994-02-01 | Petroleum | Unleaded gasoline | Unleaded gasoline |  | Steel | Steel |  | Painted or None | Steel |  | 1901-01-01 | [15 empty] | UST Currently In Use: 2; UST Temp Close: 0; AST Currently In Use: 0; AST Temp Closed: 0 | 2 | 0 | 2 | 15814-125-000858 | CANNONS GROCERY
37229 | Permanently Closed | 2002-10-22 | 1982-01-01 | 1994-02-01 | Petroleum | Unleaded gasoline | Unleaded gasoline |  | Steel | Steel |  | Painted or None | Steel |  | 1901-01-01 | [15 empty] | UST Currently In Use: 2; UST Temp Close: 0; AST Currently In Use: 0; AST Temp Closed: 0 | 2 | 0 | 2 | 15814-125-000858 | CANNONS GROCERY
37230 | Currently in Use |  | 1984-01-01 |  | Petroleum | Ethanol free gasoline | Ethanol free gasoline | Retail | Single Wall, Steel | Steel | Field installed cathodic protection |  | Fiberglass reinforced plastic, Single Wall |  |  |  | Catchment Basin, Single walled catchment basin | Flow Rest 90% Full | Flow Rest 90% Full |  |  | Automatic Tank Gauge | [8 empty] | UST Currently In Use: 2; UST Temp Close: 0; AST Currently In Use: 0; AST Temp Closed: 0 | 2 | 0 | 2 | 15814-125-000858 | CANNONS GROCERY
37231 | Permanently Closed |  | 1974-01-01 |  | Petroleum | Mid-grade gasoline | Mid-grade gasoline | Retail | Fiberglass reinforced plastic | Fiberglass reinforced plastic |  |  | Fiberglass reinforced plastic |  | 1901-01-01 |  | Catchment Basin, Single walled catchment basin | Automatic shutoff device At 95% full | Automatic shutoff device At 95% full |  |  | Statistical Inventory Reconciliation (SIR) | [8 empty] | UST Currently In Use: 0; UST Temp Close: 0; AST Currently In Use: 0; AST Temp Closed: 0 | 0 | 0 | 1 | 25964-017-000261 | SOUTHERN HARBOR RESORT MARINA
37232 | Retired | 1988-01-01 | 1974-01-01 |  | Petroleum | Unleaded gasoline | Unleaded gasoline |  | Fiberglass reinforced plastic | Fiberglass reinforced plastic |  |  | Steel |  | 1901-01-01 |  | Catchment Basin, Single walled catchment basin | [13 empty] | UST Currently In Use: 0; UST Temp Close: 0; AST Currently In Use: 0; AST Temp Closed: 0 | 0 | 0 | 1 | 25964-017-000261 | SOUTHERN HARBOR RESORT MARINA
37233 | Retired | 1988-08-08 | 1980-01-01 |  | Petroleum | Unleaded gasoline | Unleaded gasoline |  | Steel | Steel |  | Painted or None | Steel |  | 1901-01-01 | [15 empty] | UST Currently In Use: 0; UST Temp Close: 0; AST Currently In Use: 0; AST Temp Closed: 0 | 0 | 0 | 0 | 15816-017-010903 | DONNA HURST
37234 | Retired | 1988-08-08 | 1980-01-01 |  | Petroleum | Unleaded gasoline | Unleaded gasoline |  | Steel | Steel |  | Painted or None | Steel |  | 1901-01-01 | [15 empty] | UST Currently In Use: 0; UST Temp Close: 0; AST Currently In Use: 0; AST Temp Closed: 0 | 0 | 0 | 0 | 15816-017-010903 | DONNA HURST
37235 | Permanently Closed | 1991-10-01 | 1975-01-01 | 1991-10-01 | Petroleum | Unleaded gasoline | Unleaded gasoline |  | Steel | Steel |  | Painted or None | Steel |  | 1901-01-01 | [15 empty] | UST Currently In Use: 0; UST Temp Close: 0; AST Currently In Use: 0; AST Temp Closed: 0 | 0 | 0 | 2 | 15817-127-006023 | WARRIOR INDUSTRIAL INVESTMENTS INC
37236 | Permanently Closed | 1991-10-01 | 1975-01-01 | 1991-10-01 | Petroleum | Unleaded gasoline | Unleaded gasoline |  | Steel | Steel |  | Painted or None | Steel |  | 1901-01-01 | [15 empty] | UST Currently In Use: 0; UST Temp Close: 0; AST Currently In Use: 0; AST Temp Closed: 0 | 0 | 0 | 2 | 15817-127-006023 | WARRIOR INDUSTRIAL INVESTMENTS INC
37237 | Permanently Closed | 1992-09-15 | 1980-01-01 | 1995-09-07 | Petroleum | Unleaded gasoline | Unleaded gasoline |  | Steel | Steel |  | Painted or None | Steel |  | 1901-01-01 | [15 empty] | UST Currently In Use: 0; UST Temp Close: 0; AST Currently In Use: 0; AST Temp Closed: 0 | 0 | 0 | 3 | 15818-117-007122 | CRUSHER & SCREEN REPAIR SERVICE
37238 | Permanently Closed | 1992-09-15 | 1980-01-01 | 1995-09-07 | Petroleum | On road diesel | On road diesel |  | Steel | Steel |  | Painted or None | Steel |  | 1901-01-01 | [15 empty] | UST Currently In Use: 0; UST Temp Close: 0; AST Currently In Use: 0; AST Temp Closed: 0 | 0 | 0 | 3 | 15818-117-007122 | CRUSHER & SCREEN REPAIR SERVICE
37239 | Permanently Closed | 1992-09-15 | 1988-01-01 | 1995-09-07 | Petroleum | Unleaded gasoline | Unleaded gasoline |  | Steel | Steel |  | Painted or None | Steel |  | 1901-01-01 | [15 empty] | UST Currently In Use: 0; UST Temp Close: 0; AST Currently In Use: 0; AST Temp Closed: 0 | 0 | 0 | 3 | 15818-117-007122 | CRUSHER & SCREEN REPAIR SERVICE
37240 | Permanently Closed | 1998-12-21 | 1987-01-01 | 1998-12-21 | Petroleum | Unleaded gasoline | Unleaded gasoline |  | Steel | Steel | Coated & cathodic protection (sti-P3) |  | Steel |  | 1901-01-01 | [15 empty] | UST Currently In Use: 0; UST Temp Close: 0; AST Currently In Use: 0; AST Temp Closed: 0 | 0 | 0 | 1 | 15819-043-013744 | CULLMAN WAREHOUSE
37241 | Permanently Closed | 1984-01-01 | 1973-01-01 |  | Petroleum | Used oil | Used oil |  | Steel | Steel |  | Painted or None | Steel |  | 1901-01-01 | [15 empty] | UST Currently In Use: 0; UST Temp Close: 0; AST Currently In Use: 0; AST Temp Closed: 0 | 0 | 0 | 2 | 15820-095-008035 | KILPATRICK CHEVY
37242 | Permanently Closed | 1995-10-11 | 1973-01-01 | 1995-10-11 | Petroleum | Used oil | Used oil |  | Steel | Steel |  | Painted or None | Steel |  | 1901-01-01 | [15 empty] | UST Currently In Use: 0; UST Temp Close: 0; AST Currently In Use: 0; AST Temp Closed: 0 | 0 | 0 | 2 | 15820-095-008035 | KILPATRICK CHEVY
37243 | Permanently Closed | 1901-01-01 | 1971-01-01 | 1988-11-15 | Petroleum | Unleaded gasoline | Unleaded gasoline | State/federal government | Steel | Steel |  | Painted or None | Steel |  | 1901-01-01 | [15 empty] | UST Currently In Use: 0; UST Temp Close: 0; AST Currently In Use: 0; AST Temp Closed: 0 | 0 | 0 | 1 | 14587-095-009992 | AL ST MILITARY DEPT - CFMO ENV. OFF.
37244 | Permanently Closed | 1990-04-27 | 1976-01-01 | 1990-04-27 | Petroleum | Unleaded gasoline | Unleaded gasoline |  | Steel | Steel |  | Painted or None | Steel |  | 1901-01-01 | [15 empty] | UST Currently In Use: 0; UST Temp Close: 0; AST Currently In Use: 0; AST Temp Closed: 0 | 0 | 0 | 1 | 15822-095-001352 | CARL J ROEBUCK
37245 | Permanently Closed | 1991-05-24 | 1975-01-01 | 1997-12-12 | Petroleum | Unleaded gasoline | Unleaded gasoline |  | Steel | Steel |  | Painted or None | Steel |  | 1901-01-01 | [15 empty] | UST Currently In Use: 0; UST Temp Close: 0; AST Currently In Use: 0; AST Temp Closed: 0 | 0 | 0 | 3 | 15824-091-004526 | O L HAYNES C/O X-TRA OIL CO
37246 | Permanently Closed | 1991-05-24 | 1971-01-01 | 1997-12-12 | Petroleum | Unleaded gasoline | Unleaded gasoline |  | Steel | Steel |  | Painted or None | Steel |  | 1901-01-01 | [15 empty] | UST Currently In Use: 0; UST Temp Close: 0; AST Currently In Use: 0; AST Temp Closed: 0 | 0 | 0 | 3 | 15824-091-004526 | O L HAYNES C/O X-TRA OIL CO
37247 | Permanently Closed | 1991-05-24 | 1971-01-01 | 1998-12-12 | Petroleum | Unleaded gasoline | Unleaded gasoline |  | Steel | Steel |  | Painted or None | Steel |  | 1901-01-01 | [15 empty] | UST Currently In Use: 0; UST Temp Close: 0; AST Currently In Use: 0; AST Temp Closed: 0 | 0 | 0 | 3 | 15824-091-004526 | O L HAYNES C/O X-TRA OIL CO
37248 | Permanently Closed | 1991-12-18 | 1974-01-01 | 1991-12-18 | Petroleum | On road diesel | On road diesel |  | Steel | Steel |  | Painted or None | Steel |  | 1901-01-01 | [15 empty] | UST Currently In Use: 0; UST Temp Close: 0; AST Currently In Use: 0; AST Temp Closed: 0 | 0 | 0 | 2 | 15825-057-000893 | HOWELL PETROLEUM
37249 | Permanently Closed | 1991-12-18 | 1974-01-01 | 1991-12-18 | Petroleum | Unleaded gasoline | Unleaded gasoline |  | Steel | Steel |  | Painted or None | Steel |  | 1901-01-01 | [15 empty] | UST Currently In Use: 0; UST Temp Close: 0; AST Currently In Use: 0; AST Temp Closed: 0 | 0 | 0 | 2 | 15825-057-000893 | HOWELL PETROLEUM
37250 | Permanently Closed | 1991-09-04 | 1973-01-01 | 1991-09-04 | Petroleum | Unleaded gasoline | Unleaded gasoline |  | Steel | Steel |  | Painted or None | Steel |  | 1901-01-01 | [15 empty] | UST Currently In Use: 0; UST Temp Close: 0; AST Currently In Use: 0; AST Temp Closed: 0 | 0 | 0 | 1 | 15826-125-008097 | ORKIN EXTERMINATING
37251 | Permanently Closed | 1990-02-06 | 1967-01-01 | 1990-02-06 | Petroleum | Unleaded gasoline | Unleaded gasoline |  | Steel | Steel |  | Painted or None | Steel |  | 1901-01-01 | [15 empty] | UST Currently In Use: 0; UST Temp Close: 0; AST Currently In Use: 6; AST Temp Closed: 0 | 0 | 0 | 4 | 20015-093-000902 | FOWLER'S HAMILTON PETROLEUM LLC
37252 | Permanently Closed | 1998-01-01 | 1971-01-01 | 1998-02-11 | Petroleum | Unleaded gasoline | Unleaded gasoline | Retail | Steel | Steel | Coated & cathodic protection (sti-P3) |  | Fiberglass reinforced plastic |  | 1901-01-01 | None | [11 empty] | Annual line testing | Annual line testing |  | UST Currently In Use: 0; UST Temp Close: 0; AST Currently In Use: 6; AST Temp Closed: 0 | 0 | 0 | 4 | 20015-093-000902 | FOWLER'S HAMILTON PETROLEUM LLC
37253 | Permanently Closed | 1998-01-01 | 1975-01-01 | 1998-02-11 | Petroleum | Unleaded gasoline | Unleaded gasoline | Retail | Steel | Steel | Coated & cathodic protection (sti-P3) |  | Fiberglass reinforced plastic |  | 1901-01-01 | None | [11 empty] | Annual line testing | Annual line testing |  | UST Currently In Use: 0; UST Temp Close: 0; AST Currently In Use: 6; AST Temp Closed: 0 | 0 | 0 | 4 | 20015-093-000902 | FOWLER'S HAMILTON PETROLEUM LLC
37254 | Permanently Closed | 1998-01-01 | 1988-01-01 | 1998-02-11 | Petroleum | On road diesel | On road diesel | Retail | Steel | Steel | Coated & cathodic protection (sti-P3) |  | Fiberglass reinforced plastic |  | 1901-01-01 | None | [14 empty] | UST Currently In Use: 0; UST Temp Close: 0; AST Currently In Use: 6; AST Temp Closed: 0 | 0 | 0 | 4 | 20015-093-000902 | FOWLER'S HAMILTON PETROLEUM LLC
37256 | Permanently Closed |  | 1988-01-01 | 2023-02-20 | Petroleum | On road diesel | On road diesel | Retail | Single Wall, Steel | Steel | Coated & cathodic protection (sti-P3) |  | Fiberglass reinforced plastic, Single Wall |  |  |  | Catchment Basin, Single walled catchment basin | Automatic shutoff device At 95% full | Automatic shutoff device At 95% full |  |  | Continuous Automatic Tank Gauge | [8 empty] | UST Currently In Use: 0; UST Temp Close: 0; AST Currently In Use: 0; AST Temp Closed: 0 | 0 | 0 | 5 | 24096-093-010035 | FOWLER'S HAMILTON PETROLEUM, LLC
37257 | Permanently Closed | 2004-07-29 | 1961-01-01 |  | Petroleum | Unleaded gasoline | Unleaded gasoline | Retail | Steel | Steel | Interior lined (not allowed as a standalone method of corrosion protection) | Painted or None | Fiberglass reinforced plastic |  | 1901-01-01 |  | Catchment Basin, Single walled catchment basin | Automatic shutoff device At 95% full | Automatic shutoff device At 95% full | [11 empty] | UST Currently In Use: 0; UST Temp Close: 0; AST Currently In Use: 0; AST Temp Closed: 0 | 0 | 0 | 5 | 24096-093-010035 | FOWLER'S HAMILTON PETROLEUM, LLC
37258 | Permanently Closed | 2004-07-29 | 1961-01-01 |  | Petroleum | Unleaded gasoline | Unleaded gasoline | Retail | Steel | Steel | Interior lined (not allowed as a standalone method of corrosion protection) | Painted or None | Fiberglass reinforced plastic |  |  |  | Catchment Basin, Single walled catchment basin | Automatic shutoff device At 95% full | Automatic shutoff device At 95% full | [11 empty] | UST Currently In Use: 0; UST Temp Close: 0; AST Currently In Use: 0; AST Temp Closed: 0 | 0 | 0 | 5 | 24096-093-010035 | FOWLER'S HAMILTON PETROLEUM, LLC
37259 | Permanently Closed | 1996-01-01 | 1979-01-01 | 1996-08-15 | Petroleum | Unleaded gasoline | Unleaded gasoline | Retail | Steel | Steel |  | Painted or None | Steel |  | 1901-01-01 | None | [11 empty] | Annual line testing | Annual line testing |  | UST Currently In Use: 0; UST Temp Close: 0; AST Currently In Use: 0; AST Temp Closed: 0 | 0 | 0 | 5 | 24096-093-010035 | FOWLER'S HAMILTON PETROLEUM, LLC
37260 | Permanently Closed | 1992-03-23 | 1979-01-01 | 1992-03-23 | Petroleum | Unleaded gasoline | Unleaded gasoline |  | Steel | Steel |  | Painted or None | Steel |  | 1901-01-01 | [15 empty] | UST Currently In Use: 0; UST Temp Close: 0; AST Currently In Use: 0; AST Temp Closed: 0 | 0 | 0 | 2 | 15828-069-013749 | ADAMS BEVERAGES INC
37261 | Permanently Closed | 1992-03-23 | 1979-01-01 | 1992-03-23 | Petroleum | Unleaded gasoline | Unleaded gasoline |  | Steel | Steel |  | Painted or None | Steel |  | 1901-01-01 | [15 empty] | UST Currently In Use: 0; UST Temp Close: 0; AST Currently In Use: 0; AST Temp Closed: 0 | 0 | 0 | 2 | 15828-069-013749 | ADAMS BEVERAGES INC
37262 | Permanently Closed | 1989-11-01 | 1968-01-01 | 1989-11-01 | Petroleum | Unleaded gasoline | Unleaded gasoline | [7 empty] | 1901-01-01 | [15 empty] | UST Currently In Use: 0; UST Temp Close: 0; AST Currently In Use: 0; AST Temp Closed: 0 | 0 | 0 | 5 | 15829-073-013800 | ANTHONY'S CAR CLEAN UP SERVICE INC
37263 | Permanently Closed | 1989-11-01 | 1968-01-01 | 1989-11-01 | Petroleum | Unleaded gasoline | Unleaded gasoline | [7 empty] | 1901-01-01 | [15 empty] | UST Currently In Use: 0; UST Temp Close: 0; AST Currently In Use: 0; AST Temp Closed: 0 | 0 | 0 | 5 | 15829-073-013800 | ANTHONY'S CAR CLEAN UP SERVICE INC
37264 | Permanently Closed | 1989-11-01 | 1968-01-01 | 1989-11-01 | Petroleum | Unleaded gasoline | Unleaded gasoline | [7 empty] | 1901-01-01 | [15 empty] | UST Currently In Use: 0; UST Temp Close: 0; AST Currently In Use: 0; AST Temp Closed: 0 | 0 | 0 | 5 | 15829-073-013800 | ANTHONY'S CAR CLEAN UP SERVICE INC
37265 | Permanently Closed | 1989-11-01 | 1968-01-01 | 1989-11-01 | Petroleum | Unleaded gasoline | Unleaded gasoline | [7 empty] | 1901-01-01 | [15 empty] | UST Currently In Use: 0; UST Temp Close: 0; AST Currently In Use: 0; AST Temp Closed: 0 | 0 | 0 | 5 | 15829-073-013800 | ANTHONY'S CAR CLEAN UP SERVICE INC
37266 | Permanently Closed | 1989-11-01 | 1901-01-01 | 1989-11-01 | Petroleum | Used oil | Used oil | [7 empty] | 1901-01-01 | [15 empty] | UST Currently In Use: 0; UST Temp Close: 0; AST Currently In Use: 0; AST Temp Closed: 0 | 0 | 0 | 5 | 15829-073-013800 | ANTHONY'S CAR CLEAN UP SERVICE INC
37267 | Permanently Closed | 1996-01-24 | 1989-01-01 | 1996-01-24 | Petroleum | On road diesel | On road diesel | Industrial | Fiberglass reinforced plastic | Fiberglass reinforced plastic |  |  | Fiberglass reinforced plastic |  | 1901-01-01 | [6 empty] | Statistical Inventory Reconciliation (SIR) | [5 empty] | Annual line testing, Statistical inventory reconciliation (SIR) | Statistical inventory reconciliation (SIR) |  | UST Currently In Use: 0; UST Temp Close: 0; AST Currently In Use: 0; AST Temp Closed: 0 | 0 | 0 | 2 | 15830-073-013801 | ALABAMA CROWN DISTRIBUTING CO
37268 | Permanently Closed | 1996-01-24 | 1989-01-01 | 1996-01-24 | Petroleum | Unleaded gasoline | Unleaded gasoline | Industrial | Fiberglass reinforced plastic | Fiberglass reinforced plastic |  |  | Fiberglass reinforced plastic |  | 1901-01-01 | [6 empty] | Statistical Inventory Reconciliation (SIR) | [5 empty] | Annual line testing, Statistical inventory reconciliation (SIR) | Statistical inventory reconciliation (SIR) |  | UST Currently In Use: 0; UST Temp Close: 0; AST Currently In Use: 0; AST Temp Closed: 0 | 0 | 0 | 2 | 15830-073-013801 | ALABAMA CROWN DISTRIBUTING CO
37274 | Retired | 1988-12-22 | 1973-01-01 |  | Petroleum | Unleaded gasoline | Unleaded gasoline |  | Steel | Steel |  |  |  |  | 1901-01-01 | [15 empty] | UST Currently In Use: 0; UST Temp Close: 0; AST Currently In Use: 0; AST Temp Closed: 0 | 0 | 0 | 0 | 15832-073-013806 | BENNY PIERCE
37275 | Retired | 1988-12-22 | 1973-01-01 |  | Petroleum | Unleaded gasoline | Unleaded gasoline |  | Steel | Steel |  |  |  |  | 1901-01-01 | [15 empty] | UST Currently In Use: 0; UST Temp Close: 0; AST Currently In Use: 0; AST Temp Closed: 0 | 0 | 0 | 0 | 15832-073-013806 | BENNY PIERCE
37276 | Retired | 1988-12-22 | 1973-01-01 |  | Petroleum | Unleaded gasoline | Unleaded gasoline |  | Steel | Steel |  |  |  |  | 1901-01-01 | [15 empty] | UST Currently In Use: 0; UST Temp Close: 0; AST Currently In Use: 0; AST Temp Closed: 0 | 0 | 0 | 0 | 15832-073-013806 | BENNY PIERCE
37277 | Retired | 1988-12-22 | 1973-01-01 |  | Petroleum | Unleaded gasoline | Unleaded gasoline |  | Steel | Steel |  |  |  |  | 1901-01-01 | [15 empty] | UST Currently In Use: 0; UST Temp Close: 0; AST Currently In Use: 0; AST Temp Closed: 0 | 0 | 0 | 0 | 15832-073-013806 | BENNY PIERCE
37278 | Permanently Closed | 1991-08-16 | 1963-01-01 | 1991-08-16 | Petroleum | Unleaded gasoline | Unleaded gasoline |  | Steel | Steel |  | Painted or None | Steel |  | 1901-01-01 | [15 empty] | UST Currently In Use: 0; UST Temp Close: 0; AST Currently In Use: 0; AST Temp Closed: 0 | 0 | 0 | 4 | 15833-067-007937 | BUDDY CRAWFORD
37279 | Permanently Closed | 1991-08-16 | 1963-01-01 | 1991-08-16 | Petroleum | Unleaded gasoline | Unleaded gasoline |  | Steel | Steel |  | Painted or None | Steel |  | 1901-01-01 | [15 empty] | UST Currently In Use: 0; UST Temp Close: 0; AST Currently In Use: 0; AST Temp Closed: 0 | 0 | 0 | 4 | 15833-067-007937 | BUDDY CRAWFORD
37280 | Permanently Closed | 1991-08-16 | 1963-01-01 | 1991-08-16 | Petroleum | Unleaded gasoline | Unleaded gasoline |  | Steel | Steel |  | Painted or None | Steel |  | 1901-01-01 | [15 empty] | UST Currently In Use: 0; UST Temp Close: 0; AST Currently In Use: 0; AST Temp Closed: 0 | 0 | 0 | 4 | 15833-067-007937 | BUDDY CRAWFORD
37281 | Permanently Closed | 1991-08-16 | 1963-01-01 | 1991-08-16 | Petroleum | Unleaded gasoline | Unleaded gasoline |  | Steel | Steel |  | Painted or None | Steel |  | 1901-01-01 | [15 empty] | UST Currently In Use: 0; UST Temp Close: 0; AST Currently In Use: 0; AST Temp Closed: 0 | 0 | 0 | 4 | 15833-067-007937 | BUDDY CRAWFORD
37282 | Permanently Closed | 1901-01-01 | 1969-01-01 | 1992-12-23 | Petroleum | On road diesel | On road diesel |  | Steel | Steel |  | Painted or None | Steel |  | 1901-01-01 | [15 empty] | UST Currently In Use: 0; UST Temp Close: 0; AST Currently In Use: 0; AST Temp Closed: 0 | 0 | 0 | 2 | 15835-045-013807 | BROWN MANUFACTURING CORP
37283 | Permanently Closed | 1901-01-01 | 1979-01-01 | 1992-12-23 | Petroleum | Unleaded gasoline | Unleaded gasoline |  | Steel | Steel |  | Painted or None | Steel |  | 1901-01-01 | [15 empty] | UST Currently In Use: 0; UST Temp Close: 0; AST Currently In Use: 0; AST Temp Closed: 0 | 0 | 0 | 2 | 15835-045-013807 | BROWN MANUFACTURING CORP
37284 | Permanently Closed | 1996-09-11 | 1978-01-01 | 1996-09-11 | Petroleum | On road diesel | On road diesel |  | Steel | Steel | Interior lined (not allowed as a standalone method of corrosion protection) | Painted or None | Fiberglass reinforced plastic |  | 1901-01-01 | [12 empty] | Annual line testing | Annual line testing |  | UST Currently In Use: 0; UST Temp Close: 0; AST Currently In Use: 2; AST Temp Closed: 0 | 0 | 0 | 4 | 13722-055-009603 | PENSKE TRUCK LEASING CO L P
37285 | Permanently Closed | 1996-09-11 | 1976-01-01 | 1996-09-11 | Petroleum | Unleaded gasoline | Unleaded gasoline |  | Steel | Steel | Interior lined (not allowed as a standalone method of corrosion protection) | Painted or None | Fiberglass reinforced plastic |  | 1901-01-01 | [12 empty] | Annual line testing | Annual line testing |  | UST Currently In Use: 0; UST Temp Close: 0; AST Currently In Use: 2; AST Temp Closed: 0 | 0 | 0 | 4 | 13722-055-009603 | PENSKE TRUCK LEASING CO L P
37286 | Permanently Closed | 1990-08-14 | 1976-01-01 | 1990-08-14 | Petroleum | Used oil | Used oil |  | Steel | Steel |  | Painted or None | Steel |  | 1901-01-01 | [15 empty] | UST Currently In Use: 0; UST Temp Close: 0; AST Currently In Use: 2; AST Temp Closed: 0 | 0 | 0 | 4 | 13722-055-009603 | PENSKE TRUCK LEASING CO L P
37287 | Permanently Closed | 1990-08-14 | 1976-01-01 | 1990-08-14 | Petroleum | Unleaded gasoline | Unleaded gasoline |  | Steel | Steel |  | Painted or None | Steel |  | 1901-01-01 | [15 empty] | UST Currently In Use: 0; UST Temp Close: 0; AST Currently In Use: 2; AST Temp Closed: 0 | 0 | 0 | 4 | 13722-055-009603 | PENSKE TRUCK LEASING CO L P
37288 | Permanently Closed | 1990-10-11 | 1974-01-01 | 1990-10-11 | Petroleum | On road diesel | On road diesel |  | Steel | Steel |  | Painted or None | Steel |  | 1901-01-01 | [15 empty] | UST Currently In Use: 0; UST Temp Close: 0; AST Currently In Use: 0; AST Temp Closed: 0 | 0 | 0 | 7 | 21415-073-009647 | TED PROPERTIES LLC
37289 | Permanently Closed | 1993-01-11 | 1969-01-01 | 1993-01-11 | Petroleum | On road diesel | On road diesel |  | Steel | Steel |  | Painted or None | Steel |  | 1901-01-01 |  | Catchment Basin, Single walled catchment basin | [10 empty] | Annual line testing | Annual line testing |  | UST Currently In Use: 0; UST Temp Close: 0; AST Currently In Use: 0; AST Temp Closed: 0 | 0 | 0 | 7 | 21415-073-009647 | TED PROPERTIES LLC
37290 | Permanently Closed | 1993-01-11 | 1969-01-01 | 1993-01-11 | Petroleum | On road diesel | On road diesel |  | Steel | Steel |  | Painted or None | Steel |  | 1901-01-01 |  | Catchment Basin, Single walled catchment basin | [10 empty] | Annual line testing | Annual line testing |  | UST Currently In Use: 0; UST Temp Close: 0; AST Currently In Use: 0; AST Temp Closed: 0 | 0 | 0 | 7 | 21415-073-009647 | TED PROPERTIES LLC
37291 | Permanently Closed | 1993-01-11 | 1969-01-01 | 1993-01-11 | Petroleum | Other, NEW OIL | Other |  | Steel | Steel |  | Painted or None | Steel |  | 1901-01-01 | [12 empty] | Annual line testing | Annual line testing |  | UST Currently In Use: 0; UST Temp Close: 0; AST Currently In Use: 0; AST Temp Closed: 0 | 0 | 0 | 7 | 21415-073-009647 | TED PROPERTIES LLC
37292 | Permanently Closed | 1993-01-11 | 1969-01-01 | 1993-01-11 | Petroleum | Used oil | Used oil |  | Steel | Steel |  | Painted or None | Steel |  | 1901-01-01 | [12 empty] | Annual line testing | Annual line testing |  | UST Currently In Use: 0; UST Temp Close: 0; AST Currently In Use: 0; AST Temp Closed: 0 | 0 | 0 | 7 | 21415-073-009647 | TED PROPERTIES LLC
37293 | Permanently Closed | 1997-03-01 | 1983-01-01 | 1997-03-19 | Petroleum | On road diesel | On road diesel |  | Steel | Steel |  | Painted or None | Fiberglass reinforced plastic |  | 1901-01-01 | [12 empty] | Annual line testing | Annual line testing |  | UST Currently In Use: 0; UST Temp Close: 0; AST Currently In Use: 0; AST Temp Closed: 0 | 0 | 0 | 6 | 13722-097-002825 | PENSKE TRUCK LEASING CO L P
37294 | Permanently Closed | 1997-03-01 | 1983-01-01 | 1997-03-19 | Petroleum | On road diesel | On road diesel |  | Steel | Steel |  | Painted or None | Fiberglass reinforced plastic |  | 1901-01-01 | [12 empty] | Annual line testing | Annual line testing |  | UST Currently In Use: 0; UST Temp Close: 0; AST Currently In Use: 0; AST Temp Closed: 0 | 0 | 0 | 6 | 13722-097-002825 | PENSKE TRUCK LEASING CO L P
37295 | Permanently Closed | 1997-03-01 | 1983-01-01 | 1997-03-19 | Petroleum | Other, NEW OIL | Other |  | Steel | Steel |  | Painted or None | Fiberglass reinforced plastic |  | 1901-01-01 | [12 empty] | Annual line testing | Annual line testing |  | UST Currently In Use: 0; UST Temp Close: 0; AST Currently In Use: 0; AST Temp Closed: 0 | 0 | 0 | 6 | 13722-097-002825 | PENSKE TRUCK LEASING CO L P
37296 | Permanently Closed | 1997-03-01 | 1983-01-01 | 1997-03-19 | Petroleum | Used oil | Used oil |  | Steel | Steel |  | Painted or None | Fiberglass reinforced plastic |  | 1901-01-01 | [15 empty] | UST Currently In Use: 0; UST Temp Close: 0; AST Currently In Use: 0; AST Temp Closed: 0 | 0 | 0 | 6 | 13722-097-002825 | PENSKE TRUCK LEASING CO L P
37297 | Permanently Closed | 1997-03-01 | 1986-01-01 | 1997-03-19 | Petroleum | On road diesel | On road diesel |  | Steel | Steel | Coated & cathodic protection (sti-P3) |  | Fiberglass reinforced plastic |  | 1901-01-01 | [12 empty] | Annual line testing | Annual line testing |  | UST Currently In Use: 0; UST Temp Close: 0; AST Currently In Use: 0; AST Temp Closed: 0 | 0 | 0 | 6 | 13722-097-002825 | PENSKE TRUCK LEASING CO L P
37298 | Permanently Closed | 1997-10-01 | 1981-01-01 | 1997-10-07 | Petroleum | On road diesel | On road diesel |  | Steel | Steel |  | Painted or None | Steel |  | 1901-01-01 | [6 empty] | Statistical Inventory Reconciliation (SIR) | [5 empty] | Annual line testing, Statistical inventory reconciliation (SIR) | Statistical inventory reconciliation (SIR) |  | UST Currently In Use: 0; UST Temp Close: 0; AST Currently In Use: 0; AST Temp Closed: 0 | 0 | 0 | 2 | 13722-099-001451 | PENSKE TRUCK LEASING CO L P
37299 | Permanently Closed | 1997-10-01 | 1981-01-01 | 1997-10-07 | Petroleum | Unleaded gasoline | Unleaded gasoline |  | Steel | Steel |  | Painted or None | Steel |  | 1901-01-01 | [6 empty] | Statistical Inventory Reconciliation (SIR) | [5 empty] | Annual line testing, Statistical inventory reconciliation (SIR) | Statistical inventory reconciliation (SIR) |  | UST Currently In Use: 0; UST Temp Close: 0; AST Currently In Use: 0; AST Temp Closed: 0 | 0 | 0 | 2 | 13722-099-001451 | PENSKE TRUCK LEASING CO L P
37303 | Permanently Closed | 1993-02-11 | 1972-01-01 | 1993-02-11 | Petroleum | On road diesel | On road diesel |  | Steel | Steel |  |  | Steel |  | 1901-01-01 | [15 empty] | UST Currently In Use: 0; UST Temp Close: 0; AST Currently In Use: 0; AST Temp Closed: 0 | 0 | 0 | 2 | 15836-101-005940 | ROLLINS LEASING CORPORATION
37304 | Retired | 1979-12-20 | 1969-01-01 |  | Petroleum | On road diesel | On road diesel |  | Steel | Steel |  | Painted or None | Steel |  | 1901-01-01 | [15 empty] | UST Currently In Use: 0; UST Temp Close: 0; AST Currently In Use: 0; AST Temp Closed: 0 | 0 | 0 | 0 | 15838-015-001481 | CALHOUN COUNTY HUMANE SOCIETY INC
37305 | Retired | 1979-12-20 | 1969-01-01 |  | Petroleum | Other, NEW OIL | Other |  | Steel | Steel |  | Painted or None | Steel |  | 1901-01-01 | [15 empty] | UST Currently In Use: 0; UST Temp Close: 0; AST Currently In Use: 0; AST Temp Closed: 0 | 0 | 0 | 0 | 15838-015-001481 | CALHOUN COUNTY HUMANE SOCIETY INC
37307 | Retired | 1983-01-01 | 1968-01-01 |  | Petroleum | Unleaded gasoline | Unleaded gasoline |  | Steel | Steel |  | Painted or None |  |  | 1901-01-01 | [15 empty] | UST Currently In Use: 0; UST Temp Close: 0; AST Currently In Use: 0; AST Temp Closed: 0 | 0 | 0 | 0 | 15840-021-013810 | BAMA WOOD INC
37308 | Permanently Closed | 1996-01-01 | 1980-01-01 | 1997-04-29 | Petroleum | On road diesel | On road diesel | Bulk facility | Steel | Steel |  | Painted or None | Steel |  | 1901-01-01 | [15 empty] | UST Currently In Use: 0; UST Temp Close: 0; AST Currently In Use: 0; AST Temp Closed: 0 | 0 | 0 | 2 | 15840-051-013811 | BAMA WOOD INC
37309 | Permanently Closed | 1996-01-01 | 1980-01-01 | 1997-04-29 | Petroleum | Unleaded gasoline | Unleaded gasoline | Bulk facility | Steel | Steel |  | Painted or None | Steel |  | 1901-01-01 | [15 empty] | UST Currently In Use: 0; UST Temp Close: 0; AST Currently In Use: 0; AST Temp Closed: 0 | 0 | 0 | 2 | 15840-051-013811 | BAMA WOOD INC
37310 | Permanently Closed | 1989-10-09 | 1963-01-01 | 1989-10-09 | Petroleum | Unleaded gasoline | Unleaded gasoline |  | Steel | Steel |  | Painted or None | Steel |  | 1901-01-01 | [15 empty] | UST Currently In Use: 0; UST Temp Close: 0; AST Currently In Use: 0; AST Temp Closed: 0 | 0 | 0 | 6 | 15841-089-013812 | BROOKS MEADOW HILL TEXACO
37311 | Permanently Closed | 1989-10-09 | 1963-01-01 | 1989-10-09 | Petroleum | Unleaded gasoline | Unleaded gasoline |  | Steel | Steel |  | Painted or None | Steel |  | 1901-01-01 | [15 empty] | UST Currently In Use: 0; UST Temp Close: 0; AST Currently In Use: 0; AST Temp Closed: 0 | 0 | 0 | 6 | 15841-089-013812 | BROOKS MEADOW HILL TEXACO
37312 | Permanently Closed | 1989-10-09 | 1963-01-01 | 1989-10-09 | Petroleum | Unleaded gasoline | Unleaded gasoline |  | Steel | Steel |  | Painted or None | Steel |  | 1901-01-01 | [15 empty] | UST Currently In Use: 0; UST Temp Close: 0; AST Currently In Use: 0; AST Temp Closed: 0 | 0 | 0 | 6 | 15841-089-013812 | BROOKS MEADOW HILL TEXACO
37313 | Permanently Closed | 1989-10-09 | 1963-01-01 | 1989-10-09 | Petroleum | Unleaded gasoline | Unleaded gasoline |  | Steel | Steel |  | Painted or None | Steel |  | 1901-01-01 | [15 empty] | UST Currently In Use: 0; UST Temp Close: 0; AST Currently In Use: 0; AST Temp Closed: 0 | 0 | 0 | 6 | 15841-089-013812 | BROOKS MEADOW HILL TEXACO
37314 | Permanently Closed | 1989-10-09 | 1982-01-01 | 1989-10-09 | Petroleum | Unleaded gasoline | Unleaded gasoline |  | Steel | Steel |  | Painted or None | Steel |  | 1901-01-01 | [15 empty] | UST Currently In Use: 0; UST Temp Close: 0; AST Currently In Use: 0; AST Temp Closed: 0 | 0 | 0 | 6 | 15841-089-013812 | BROOKS MEADOW HILL TEXACO
37315 | Permanently Closed | 1993-11-27 | 1963-01-01 | 1995-11-24 | Petroleum | Used oil | Used oil |  | Steel | Steel |  | Painted or None | Steel |  | 1901-01-01 | [15 empty] | UST Currently In Use: 0; UST Temp Close: 0; AST Currently In Use: 0; AST Temp Closed: 0 | 0 | 0 | 6 | 15841-089-013812 | BROOKS MEADOW HILL TEXACO
37316 | Temporary Closed | 2008-09-01 | 1975-01-01 |  | Petroleum | Mid-grade gasoline | Mid-grade gasoline | Retail | Steel | Steel | Field installed cathodic protection |  | Steel |  |  | Field installed cathodic protection | Catchment Basin, Single walled catchment basin | Automatic shutoff device At 95% full | Automatic shutoff device At 95% full |  |  | Statistical Inventory Reconciliation (SIR) | [8 empty] | UST Currently In Use: 1; UST Temp Close: 1; AST Currently In Use: 3; AST Temp Closed: 0 | 1 | 1 | 0 | 22347-099-013813 | SCOTT THAMES
37317 | Currently in Use |  | 1975-01-01 |  | Petroleum | Premium gasoline | Premium gasoline | Retail | Steel | Steel | Field installed cathodic protection |  | Steel |  |  | Field installed cathodic protection | Catchment Basin, Single walled catchment basin | Automatic shutoff device At 95% full | Automatic shutoff device At 95% full |  |  | Statistical Inventory Reconciliation (SIR) | [8 empty] | UST Currently In Use: 1; UST Temp Close: 1; AST Currently In Use: 3; AST Temp Closed: 0 | 1 | 1 | 0 | 22347-099-013813 | SCOTT THAMES
37318 | Permanently Closed | 1998-12-22 | 1976-01-01 | 2005-12-01 | Petroleum | Unleaded gasoline | Unleaded gasoline |  | Steel | Steel |  | Painted or None | Steel |  | 1901-01-01 |  | Catchment Basin, Single walled catchment basin | [10 empty] | Annual line testing | Annual line testing |  | UST Currently In Use: 0; UST Temp Close: 0; AST Currently In Use: 0; AST Temp Closed: 0 | 0 | 0 | 3 | 15843-073-013814 | BUGGY BATH CAR WASH
37319 | Permanently Closed | 1998-12-22 | 1976-01-01 | 2005-12-01 | Petroleum | Unleaded gasoline | Unleaded gasoline |  | Steel | Steel |  | Painted or None | Steel |  | 1901-01-01 |  | Catchment Basin, Single walled catchment basin | [10 empty] | Annual line testing | Annual line testing |  | UST Currently In Use: 0; UST Temp Close: 0; AST Currently In Use: 0; AST Temp Closed: 0 | 0 | 0 | 3 | 15843-073-013814 | BUGGY BATH CAR WASH
37320 | Permanently Closed | 1998-12-22 | 1976-01-01 | 2005-12-01 | Petroleum | Unleaded gasoline | Unleaded gasoline |  | Steel | Steel |  | Painted or None | Steel |  | 1901-01-01 |  | Catchment Basin, Single walled catchment basin | [10 empty] | Annual line testing | Annual line testing |  | UST Currently In Use: 0; UST Temp Close: 0; AST Currently In Use: 0; AST Temp Closed: 0 | 0 | 0 | 3 | 15843-073-013814 | BUGGY BATH CAR WASH
37321 | Permanently Closed | 1990-02-07 | 1973-01-01 | 1990-02-07 | Petroleum | On road diesel | On road diesel |  | Steel | Steel |  | Painted or None | Steel |  | 1901-01-01 | [15 empty] | UST Currently In Use: 0; UST Temp Close: 0; AST Currently In Use: 0; AST Temp Closed: 0 | 0 | 0 | 1 | 15844-003-008201 | BALDWIN READY MIX
37322 | Permanently Closed | 1995-08-21 | 1971-01-01 | 1995-08-21 | Petroleum | Unleaded gasoline | Unleaded gasoline |  | Steel | Steel |  | Painted or None | Steel |  | 1901-01-01 | [15 empty] | UST Currently In Use: 0; UST Temp Close: 0; AST Currently In Use: 0; AST Temp Closed: 0 | 0 | 0 | 3 | 15845-091-008214 | ANDERSON TEXACO
37323 | Permanently Closed | 1995-08-21 | 1971-01-01 | 1995-08-21 | Petroleum | Unleaded gasoline | Unleaded gasoline |  | Steel | Steel |  | Painted or None | Steel |  | 1901-01-01 | [15 empty] | UST Currently In Use: 0; UST Temp Close: 0; AST Currently In Use: 0; AST Temp Closed: 0 | 0 | 0 | 3 | 15845-091-008214 | ANDERSON TEXACO
37324 | Permanently Closed | 1995-08-21 | 1971-01-01 | 1995-08-21 | Petroleum | On road diesel | On road diesel |  | Steel | Steel |  | Painted or None | Steel |  | 1901-01-01 | [15 empty] | UST Currently In Use: 0; UST Temp Close: 0; AST Currently In Use: 0; AST Temp Closed: 0 | 0 | 0 | 3 | 15845-091-008214 | ANDERSON TEXACO
37325 | Retired | 1974-01-19 01:00 | 1971-01-01 |  | Petroleum | Other, OTHER | Other |  | Steel | Steel |  | Painted or None | Steel |  | 1901-01-01 | [15 empty] | UST Currently In Use: 0; UST Temp Close: 0; AST Currently In Use: 0; AST Temp Closed: 0 | 0 | 0 | 3 | 15845-091-008214 | ANDERSON TEXACO
37326 | Permanently Closed | 1992-12-21 | 1976-01-01 | 1994-12-21 | Petroleum | Unleaded gasoline | Unleaded gasoline |  | Steel | Steel |  |  | Steel |  | 1901-01-01 | [15 empty] | UST Currently In Use: 0; UST Temp Close: 0; AST Currently In Use: 0; AST Temp Closed: 0 | 0 | 0 | 3 | 15846-009-004485 | PONDEROSA CAFE
37327 | Permanently Closed | 1992-12-21 | 1976-01-01 | 1994-12-21 | Petroleum | Unleaded gasoline | Unleaded gasoline |  | Steel | Steel |  |  | Steel |  | 1901-01-01 | [15 empty] | UST Currently In Use: 0; UST Temp Close: 0; AST Currently In Use: 0; AST Temp Closed: 0 | 0 | 0 | 3 | 15846-009-004485 | PONDEROSA CAFE
37328 | Permanently Closed | 1992-12-21 | 1982-01-01 | 1994-12-21 | Petroleum | On road diesel | On road diesel |  | Steel | Steel |  |  | Steel |  | 1901-01-01 | [15 empty] | UST Currently In Use: 0; UST Temp Close: 0; AST Currently In Use: 0; AST Temp Closed: 0 | 0 | 0 | 3 | 15846-009-004485 | PONDEROSA CAFE
37329 | Permanently Closed | 2007-07-09 | 1990-01-01 |  | Petroleum | Unleaded gasoline | Unleaded gasoline |  | Steel | Steel | Coated & cathodic protection (sti-P3) |  | Fiberglass reinforced plastic |  | 1901-01-01 |  | Catchment Basin, Single walled catchment basin | Flow Rest 90% Full | Flow Rest 90% Full |  |  | Manual Tank Gauging (only tanks 1000 gal. or less and 48” or 64” in diameter) | [8 empty] | UST Currently In Use: 0; UST Temp Close: 0; AST Currently In Use: 0; AST Temp Closed: 0 | 0 | 0 | 3 | 15847-045-008830 | JOSEPH TAYLOR
37330 | Permanently Closed | 2007-07-09 | 1990-01-01 |  | Petroleum | Unleaded gasoline | Unleaded gasoline |  | Steel | Steel | Coated & cathodic protection (sti-P3) |  | Fiberglass reinforced plastic |  | 1901-01-01 |  | Catchment Basin, Single walled catchment basin | Flow Rest 90% Full | Flow Rest 90% Full |  |  | Manual Tank Gauging (only tanks 1000 gal. or less and 48” or 64” in diameter) | [8 empty] | UST Currently In Use: 0; UST Temp Close: 0; AST Currently In Use: 0; AST Temp Closed: 0 | 0 | 0 | 3 | 15847-045-008830 | JOSEPH TAYLOR
37331 | Permanently Closed | 2007-07-09 | 1990-01-01 |  | Petroleum | Unleaded gasoline | Unleaded gasoline |  | Steel | Steel | Coated & cathodic protection (sti-P3) |  | Fiberglass reinforced plastic |  | 1901-01-01 |  | Catchment Basin, Single walled catchment basin | Flow Rest 90% Full | Flow Rest 90% Full |  |  | Manual Tank Gauging (only tanks 1000 gal. or less and 48” or 64” in diameter) | [8 empty] | UST Currently In Use: 0; UST Temp Close: 0; AST Currently In Use: 0; AST Temp Closed: 0 | 0 | 0 | 3 | 15847-045-008830 | JOSEPH TAYLOR
37335 | Retired | 1988-05-01 | 1976-01-01 |  | Petroleum | Unleaded gasoline | Unleaded gasoline |  | Steel | Steel |  | Painted or None | Steel |  | 1901-01-01 | [15 empty] | UST Currently In Use: 0; UST Temp Close: 0; AST Currently In Use: 0; AST Temp Closed: 0 | 0 | 0 | 0 | 15850-107-006493 | GERALD & MARY BRYANT
37336 | Retired | 1988-05-01 | 1976-01-01 |  | Petroleum | Unleaded gasoline | Unleaded gasoline |  | Steel | Steel |  | Painted or None | Steel |  | 1901-01-01 | [15 empty] | UST Currently In Use: 0; UST Temp Close: 0; AST Currently In Use: 0; AST Temp Closed: 0 | 0 | 0 | 0 | 15850-107-006493 | GERALD & MARY BRYANT
37337 | Permanently Closed | 2000-04-27 | 1972-01-01 | 2000-04-27 | Petroleum | Unleaded gasoline | Unleaded gasoline |  | Steel | Steel |  | Painted or None | Steel |  | 1901-01-01 | [6 empty] | Statistical Inventory Reconciliation (SIR) | [8 empty] | UST Currently In Use: 0; UST Temp Close: 0; AST Currently In Use: 0; AST Temp Closed: 0 | 0 | 0 | 3 | 15851-053-009413 | BOBBY JOE RYLAND
37338 | Permanently Closed | 2000-04-27 | 1972-01-01 | 2000-04-27 | Petroleum | Unleaded gasoline | Unleaded gasoline |  | Steel | Steel |  | Painted or None | Steel |  | 1901-01-01 | [6 empty] | Statistical Inventory Reconciliation (SIR) | [8 empty] | UST Currently In Use: 0; UST Temp Close: 0; AST Currently In Use: 0; AST Temp Closed: 0 | 0 | 0 | 3 | 15851-053-009413 | BOBBY JOE RYLAND
37339 | Permanently Closed | 2000-04-27 | 1972-01-01 | 2000-04-27 | Petroleum | Unleaded gasoline | Unleaded gasoline |  | Steel | Steel |  | Painted or None | Steel |  | 1901-01-01 | [6 empty] | Statistical Inventory Reconciliation (SIR) | [8 empty] | UST Currently In Use: 0; UST Temp Close: 0; AST Currently In Use: 0; AST Temp Closed: 0 | 0 | 0 | 3 | 15851-053-009413 | BOBBY JOE RYLAND
37340 | Cannot Locate or abandoned |  | 1980-01-01 |  | Petroleum | Unleaded gasoline | Unleaded gasoline |  | Steel | Steel |  | Painted or None | Steel |  | 1901-01-01 | [15 empty] | UST Currently In Use: 0; UST Temp Close: 0; AST Currently In Use: 0; AST Temp Closed: 0 | 0 | 0 | 0 | 15852-053-009416 | WAYNE & DEBROAH STEWART
37341 | Cannot Locate or abandoned |  | 1967-01-01 |  | Petroleum | Unleaded gasoline | Unleaded gasoline |  | Steel | Steel |  | Painted or None | Steel |  | 1901-01-01 | [15 empty] | UST Currently In Use: 0; UST Temp Close: 0; AST Currently In Use: 0; AST Temp Closed: 0 | 0 | 0 | 0 | 15852-053-009416 | WAYNE & DEBROAH STEWART
37342 | Cannot Locate or abandoned |  | 1980-01-01 |  | Petroleum | Unleaded gasoline | Unleaded gasoline |  | Steel | Steel |  | Painted or None | Steel |  | 1901-01-01 | [15 empty] | UST Currently In Use: 0; UST Temp Close: 0; AST Currently In Use: 0; AST Temp Closed: 0 | 0 | 0 | 0 | 15852-053-009416 | WAYNE & DEBROAH STEWART
37343 | Cannot Locate or abandoned |  | 1980-01-01 |  | Petroleum | On road diesel | On road diesel |  | Steel | Steel |  | Painted or None | Steel |  | 1901-01-01 | [15 empty] | UST Currently In Use: 0; UST Temp Close: 0; AST Currently In Use: 0; AST Temp Closed: 0 | 0 | 0 | 0 | 15852-053-009416 | WAYNE & DEBROAH STEWART
37344 | Retired | 1980-01-01 | 1967-01-01 |  | Petroleum | Other, OTHER | Other |  | Steel | Steel |  | Painted or None | Steel |  | 1901-01-01 | [15 empty] | UST Currently In Use: 0; UST Temp Close: 0; AST Currently In Use: 0; AST Temp Closed: 0 | 0 | 0 | 0 | 15852-053-009416 | WAYNE & DEBROAH STEWART
37345 | Retired | 1980-01-01 | 1967-01-01 |  | Petroleum | Other, OTHER | Other |  | Steel | Steel |  | Painted or None | Steel |  | 1901-01-01 | [15 empty] | UST Currently In Use: 0; UST Temp Close: 0; AST Currently In Use: 0; AST Temp Closed: 0 | 0 | 0 | 0 | 15852-053-009416 | WAYNE & DEBROAH STEWART
37346 | Permanently Closed | 1985-01-01 | 1977-01-01 | 1990-09-14 | Petroleum | Unleaded gasoline | Unleaded gasoline |  | Steel | Steel |  | Painted or None | Steel |  | 1901-01-01 | [15 empty] | UST Currently In Use: 0; UST Temp Close: 0; AST Currently In Use: 0; AST Temp Closed: 0 | 0 | 0 | 2 | 15853-107-009312 | GRADY & JOHN LATHAM
37347 | Permanently Closed | 1985-01-01 | 1977-01-01 | 1990-09-14 | Petroleum | Unleaded gasoline | Unleaded gasoline |  | Steel | Steel |  | Painted or None | Steel |  | 1901-01-01 | [15 empty] | UST Currently In Use: 0; UST Temp Close: 0; AST Currently In Use: 0; AST Temp Closed: 0 | 0 | 0 | 2 | 15853-107-009312 | GRADY & JOHN LATHAM
37348 | Permanently Closed | 1988-12-01 | 1978-01-01 | 1988-12-01 | Petroleum | Unleaded gasoline | Unleaded gasoline |  | Steel | Steel |  | Painted or None | Steel |  | 1901-01-01 | [15 empty] | UST Currently In Use: 0; UST Temp Close: 0; AST Currently In Use: 0; AST Temp Closed: 0 | 0 | 0 | 4 | 15854-049-006134 | L D MCREYNOLDS/COLLINSVILLE
37349 | Permanently Closed | 1988-12-01 | 1981-01-01 | 1988-12-01 | Petroleum | Unleaded gasoline | Unleaded gasoline |  | Steel | Steel |  | Painted or None | Steel |  | 1901-01-01 | [15 empty] | UST Currently In Use: 0; UST Temp Close: 0; AST Currently In Use: 0; AST Temp Closed: 0 | 0 | 0 | 4 | 15854-049-006134 | L D MCREYNOLDS/COLLINSVILLE
37350 | Permanently Closed | 1988-12-01 | 1968-01-01 | 1988-12-01 | Petroleum | Unleaded gasoline | Unleaded gasoline |  | Steel | Steel |  | Painted or None | Steel |  | 1901-01-01 | [15 empty] | UST Currently In Use: 0; UST Temp Close: 0; AST Currently In Use: 0; AST Temp Closed: 0 | 0 | 0 | 4 | 15854-049-006134 | L D MCREYNOLDS/COLLINSVILLE
37351 | Permanently Closed | 1988-12-01 | 1968-01-01 | 1988-12-01 | Petroleum | On road diesel | On road diesel |  | Steel | Steel |  | Painted or None | Steel |  | 1901-01-01 | [15 empty] | UST Currently In Use: 0; UST Temp Close: 0; AST Currently In Use: 0; AST Temp Closed: 0 | 0 | 0 | 4 | 15854-049-006134 | L D MCREYNOLDS/COLLINSVILLE
37352 | Permanently Closed | 1998-05-12 | 1971-01-01 | 1998-05-12 | Petroleum | Unleaded gasoline | Unleaded gasoline |  | Steel | Steel |  | Painted or None | Steel |  | 1901-01-01 | [15 empty] | UST Currently In Use: 0; UST Temp Close: 0; AST Currently In Use: 0; AST Temp Closed: 0 | 0 | 0 | 3 | 15855-121-011224 | LIZZIE MAGUIRE
37353 | Permanently Closed | 1998-05-12 | 1971-01-01 | 1998-05-12 | Petroleum | Unleaded gasoline | Unleaded gasoline |  | Steel | Steel |  | Painted or None | Steel |  | 1901-01-01 | [15 empty] | UST Currently In Use: 0; UST Temp Close: 0; AST Currently In Use: 0; AST Temp Closed: 0 | 0 | 0 | 3 | 15855-121-011224 | LIZZIE MAGUIRE
37354 | Permanently Closed | 1998-05-12 | 1971-01-01 | 1998-05-12 | Petroleum | Unleaded gasoline | Unleaded gasoline |  | Steel | Steel |  | Painted or None | Steel |  | 1901-01-01 | [15 empty] | UST Currently In Use: 0; UST Temp Close: 0; AST Currently In Use: 0; AST Temp Closed: 0 | 0 | 0 | 3 | 15855-121-011224 | LIZZIE MAGUIRE
37355 | Permanently Closed | 1991-09-30 | 1969-01-01 | 1991-09-30 | Petroleum | Unleaded gasoline | Unleaded gasoline |  | Steel | Steel |  | Painted or None | Steel |  | 1901-01-01 | [15 empty] | UST Currently In Use: 0; UST Temp Close: 0; AST Currently In Use: 0; AST Temp Closed: 0 | 0 | 0 | 3 | 15857-101-004568 | RAMER SERVICE STATION
37356 | Permanently Closed | 1991-09-30 | 1969-01-01 | 1991-09-30 | Petroleum | Unleaded gasoline | Unleaded gasoline |  | Steel | Steel |  | Painted or None | Steel |  | 1901-01-01 | [15 empty] | UST Currently In Use: 0; UST Temp Close: 0; AST Currently In Use: 0; AST Temp Closed: 0 | 0 | 0 | 3 | 15857-101-004568 | RAMER SERVICE STATION
37357 | Permanently Closed | 1991-09-30 | 1969-01-01 | 1991-09-30 | Petroleum | Unleaded gasoline | Unleaded gasoline |  | Steel | Steel |  | Painted or None | Steel |  | 1901-01-01 | [15 empty] | UST Currently In Use: 0; UST Temp Close: 0; AST Currently In Use: 0; AST Temp Closed: 0 | 0 | 0 | 3 | 15857-101-004568 | RAMER SERVICE STATION
37358 | Permanently Closed | 1991-03-22 | 1974-01-01 | 1991-03-22 | Petroleum | Unleaded gasoline | Unleaded gasoline |  | Steel | Steel |  |  | Steel |  | 1901-01-01 | [15 empty] | UST Currently In Use: 0; UST Temp Close: 0; AST Currently In Use: 0; AST Temp Closed: 0 | 0 | 0 | 2 | 15858-035-010201 | NELL HOLMES
37359 | Permanently Closed | 1991-03-22 | 1978-01-01 | 1991-03-22 | Petroleum | Unleaded gasoline | Unleaded gasoline |  | Steel | Steel |  |  | Steel |  | 1901-01-01 | [15 empty] | UST Currently In Use: 0; UST Temp Close: 0; AST Currently In Use: 0; AST Temp Closed: 0 | 0 | 0 | 2 | 15858-035-010201 | NELL HOLMES
37360 | Permanently Closed | 1997-07-15 | 1976-01-01 | 1997-07-15 | Petroleum | Unleaded gasoline | Unleaded gasoline |  | Steel | Steel |  | Painted or None | Steel |  | 1901-01-01 | [6 empty] | Statistical Inventory Reconciliation (SIR) | [8 empty] | UST Currently In Use: 0; UST Temp Close: 0; AST Currently In Use: 0; AST Temp Closed: 0 | 0 | 0 | 2 | 15859-023-007531 | O L BANKS
37361 | Permanently Closed | 1997-07-15 | 1976-01-01 | 1997-07-15 | Petroleum | Unleaded gasoline | Unleaded gasoline |  | Steel | Steel |  | Painted or None | Steel |  | 1901-01-01 | [6 empty] | Statistical Inventory Reconciliation (SIR) | [8 empty] | UST Currently In Use: 0; UST Temp Close: 0; AST Currently In Use: 0; AST Temp Closed: 0 | 0 | 0 | 2 | 15859-023-007531 | O L BANKS
37362 | Permanently Closed | 1990-03-16 | 1973-01-01 | 1990-03-16 | Petroleum | Unleaded gasoline | Unleaded gasoline |  | Steel | Steel |  |  | Steel |  | 1901-01-01 | [15 empty] | UST Currently In Use: 2; UST Temp Close: 0; AST Currently In Use: 0; AST Temp Closed: 0 | 2 | 0 | 7 | 21572-073-003398 | M&M PARTNERSHIP
37363 | Permanently Closed | 1990-03-16 | 1973-01-01 | 1990-03-16 | Petroleum | Unleaded gasoline | Unleaded gasoline |  | Steel | Steel |  |  | Steel |  | 1901-01-01 | [15 empty] | UST Currently In Use: 2; UST Temp Close: 0; AST Currently In Use: 0; AST Temp Closed: 0 | 2 | 0 | 7 | 21572-073-003398 | M&M PARTNERSHIP
37364 | Permanently Closed | 1990-03-16 | 1973-01-01 | 1990-03-16 | Petroleum | Unleaded gasoline | Unleaded gasoline |  | Steel | Steel |  |  | Steel |  | 1901-01-01 | [15 empty] | UST Currently In Use: 2; UST Temp Close: 0; AST Currently In Use: 0; AST Temp Closed: 0 | 2 | 0 | 7 | 21572-073-003398 | M&M PARTNERSHIP
37365 | Permanently Closed | 1982-07-01 | 1973-01-01 | 1990-03-16 | Petroleum | Unleaded gasoline | Unleaded gasoline |  | Steel | Steel |  |  | Steel |  | 1901-01-01 | [15 empty] | UST Currently In Use: 2; UST Temp Close: 0; AST Currently In Use: 0; AST Temp Closed: 0 | 2 | 0 | 7 | 21572-073-003398 | M&M PARTNERSHIP
37366 | Permanently Closed | 2009-05-01 | 1990-02-22 | 2010-08-31 | Petroleum | Unleaded gasoline | Unleaded gasoline | Retail | Steel | Steel | Coated & cathodic protection (sti-P3) |  | Fiberglass reinforced plastic |  | 1901-01-01 | None | Catchment Basin, Single walled catchment basin | Automatic shutoff device At 95% full, Flow Rest 90% Full | Flow Rest 90% Full |  |  | Automatic Tank Gauge, Statistical Inventory Reconciliation (SIR) | [8 empty] | UST Currently In Use: 2; UST Temp Close: 0; AST Currently In Use: 0; AST Temp Closed: 0 | 2 | 0 | 7 | 21572-073-003398 | M&M PARTNERSHIP
37367 | Permanently Closed | 2009-05-01 | 1990-02-22 | 2010-08-31 | Petroleum | Premium gasoline | Premium gasoline | Retail | Steel | Steel | Coated & cathodic protection (sti-P3) |  | Fiberglass reinforced plastic |  | 1901-01-01 | None | Catchment Basin, Single walled catchment basin | Automatic shutoff device At 95% full, Flow Rest 90% Full | Flow Rest 90% Full |  |  | Automatic Tank Gauge, Statistical Inventory Reconciliation (SIR) | [8 empty] | UST Currently In Use: 2; UST Temp Close: 0; AST Currently In Use: 0; AST Temp Closed: 0 | 2 | 0 | 7 | 21572-073-003398 | M&M PARTNERSHIP
37368 | Permanently Closed | 2009-05-01 | 1990-02-22 | 2010-08-31 | Petroleum | On road diesel | On road diesel | Retail | Steel | Steel | Coated & cathodic protection (sti-P3) |  | Fiberglass reinforced plastic |  | 1901-01-01 | None | Catchment Basin, Single walled catchment basin | Automatic shutoff device At 95% full, Flow Rest 90% Full | Flow Rest 90% Full |  |  | Automatic Tank Gauge, Statistical Inventory Reconciliation (SIR) | [8 empty] | UST Currently In Use: 2; UST Temp Close: 0; AST Currently In Use: 0; AST Temp Closed: 0 | 2 | 0 | 7 | 21572-073-003398 | M&M PARTNERSHIP
37369 | Permanently Closed | 1995-11-01 | 1966-01-01 | 1996-02-21 | Petroleum | Unleaded gasoline | Unleaded gasoline |  | Steel | Steel |  | Painted or None | Steel |  | 1901-01-01 | [6 empty] | Manual Tank Gauging (only tanks 1000 gal. or less and 48” or 64” in diameter) | [8 empty] | UST Currently In Use: 0; UST Temp Close: 0; AST Currently In Use: 0; AST Temp Closed: 0 | 0 | 0 | 1 | 15861-063-004916 | JOHN FONDREN JR
37370 | Permanently Closed | 1989-11-17 | 1974-01-01 | 1989-11-17 | Hazardous Substance |  |  |  | Steel | Steel |  |  |  |  | 1901-01-01 | [15 empty] | UST Currently In Use: 0; UST Temp Close: 0; AST Currently In Use: 0; AST Temp Closed: 0 | 0 | 0 | 2 | 15862-073-003329 | LINDE GASES OF THE SOUTH INC
37371 | Permanently Closed | 1901-01-01 | 1976-01-01 | 1987-08-01 | Petroleum | On road diesel | On road diesel |  | Steel | Steel |  |  |  |  | 1901-01-01 | [15 empty] | UST Currently In Use: 0; UST Temp Close: 0; AST Currently In Use: 0; AST Temp Closed: 0 | 0 | 0 | 2 | 15862-073-003329 | LINDE GASES OF THE SOUTH INC
37372 | Permanently Closed | 1901-01-01 | 1969-01-01 | 1988-12-22 | Petroleum | Unleaded gasoline | Unleaded gasoline |  | Steel | Steel |  | Painted or None | Steel |  | 1901-01-01 | [15 empty] | UST Currently In Use: 0; UST Temp Close: 0; AST Currently In Use: 0; AST Temp Closed: 0 | 0 | 0 | 2 | 15863-075-012540 | SAM SPRUIELL
37373 | Permanently Closed | 1901-01-01 | 1969-01-01 | 1988-12-22 | Petroleum | Unleaded gasoline | Unleaded gasoline |  | Steel | Steel |  | Painted or None | Steel |  | 1901-01-01 | [15 empty] | UST Currently In Use: 0; UST Temp Close: 0; AST Currently In Use: 0; AST Temp Closed: 0 | 0 | 0 | 2 | 15863-075-012540 | SAM SPRUIELL
37374 | Permanently Closed | 1994-08-01 | 1969-01-01 | 1994-08-23 | Petroleum | Unleaded gasoline | Unleaded gasoline |  | Steel | Steel |  | Painted or None | Steel |  | 1901-01-01 | [12 empty] | Annual line testing | Annual line testing |  | UST Currently In Use: 0; UST Temp Close: 0; AST Currently In Use: 0; AST Temp Closed: 0 | 0 | 0 | 2 | 10407-075-012478 | BAMA OIL SUPPLY
37375 | Permanently Closed | 1994-08-01 | 1969-01-01 | 1994-08-23 | Petroleum | Unleaded gasoline | Unleaded gasoline |  | Steel | Steel |  | Painted or None | Steel |  | 1901-01-01 | [12 empty] | Annual line testing | Annual line testing |  | UST Currently In Use: 0; UST Temp Close: 0; AST Currently In Use: 0; AST Temp Closed: 0 | 0 | 0 | 2 | 10407-075-012478 | BAMA OIL SUPPLY
37376 | Permanently Closed | 1989-10-20 | 1958-01-01 | 1989-12-20 | Petroleum | Unleaded gasoline | Unleaded gasoline |  | Steel | Steel |  | Painted or None | Steel |  | 1901-01-01 | [15 empty] | UST Currently In Use: 0; UST Temp Close: 0; AST Currently In Use: 0; AST Temp Closed: 0 | 0 | 0 | 3 | 15865-111-011662 | BARRY HAMMOND
37377 | Permanently Closed | 1989-12-20 | 1958-01-01 | 1989-12-20 | Petroleum | Unleaded gasoline | Unleaded gasoline |  | Steel | Steel |  | Painted or None | Steel |  | 1901-01-01 | [15 empty] | UST Currently In Use: 0; UST Temp Close: 0; AST Currently In Use: 0; AST Temp Closed: 0 | 0 | 0 | 3 | 15865-111-011662 | BARRY HAMMOND
37378 | Permanently Closed | 1989-12-20 | 1968-01-01 | 1989-12-20 | Petroleum | Unleaded gasoline | Unleaded gasoline |  | Steel | Steel |  | Painted or None | Steel |  | 1901-01-01 | [15 empty] | UST Currently In Use: 0; UST Temp Close: 0; AST Currently In Use: 0; AST Temp Closed: 0 | 0 | 0 | 3 | 15865-111-011662 | BARRY HAMMOND
37379 | Permanently Closed | 1992-11-11 | 1979-01-01 | 1992-11-11 | Petroleum | On road diesel | On road diesel |  | Steel | Steel |  | Painted or None | Steel |  | 1901-01-01 | [15 empty] | UST Currently In Use: 0; UST Temp Close: 0; AST Currently In Use: 0; AST Temp Closed: 0 | 0 | 0 | 3 | 15866-111-011660 | BYRD STEWART
37380 | Permanently Closed | 1997-07-01 | 1963-01-01 | 1998-01-08 | Petroleum | Unleaded gasoline | Unleaded gasoline |  | Steel | Steel |  | Painted or None | Steel |  | 1901-01-01 | [6 empty] | Statistical Inventory Reconciliation (SIR) | [5 empty] | Annual line testing | Annual line testing |  | UST Currently In Use: 0; UST Temp Close: 0; AST Currently In Use: 0; AST Temp Closed: 0 | 0 | 0 | 3 | 15866-111-011660 | BYRD STEWART
37381 | Permanently Closed | 1997-07-01 | 1963-01-01 | 1998-01-08 | Petroleum | Unleaded gasoline | Unleaded gasoline |  | Steel | Steel |  | Painted or None | Steel |  | 1901-01-01 | [6 empty] | Statistical Inventory Reconciliation (SIR) | [5 empty] | Annual line testing | Annual line testing |  | UST Currently In Use: 0; UST Temp Close: 0; AST Currently In Use: 0; AST Temp Closed: 0 | 0 | 0 | 3 | 15866-111-011660 | BYRD STEWART
37382 | Permanently Closed | 1998-12-22 | 1959-01-01 | 1999-10-21 | Petroleum | Unleaded gasoline | Unleaded gasoline |  | Steel | Steel |  | Painted or None | Steel |  | 1901-01-01 | [15 empty] | UST Currently In Use: 0; UST Temp Close: 0; AST Currently In Use: 0; AST Temp Closed: 0 | 0 | 0 | 2 | 15867-015-012697 | JERRY ALRED
37383 | Permanently Closed | 1998-12-22 | 1959-01-01 | 1999-10-21 | Petroleum | Unleaded gasoline | Unleaded gasoline |  | Steel | Steel |  | Painted or None | Steel |  | 1901-01-01 | [15 empty] | UST Currently In Use: 0; UST Temp Close: 0; AST Currently In Use: 0; AST Temp Closed: 0 | 0 | 0 | 2 | 15867-015-012697 | JERRY ALRED
37384 | Permanently Closed | 1901-01-01 | 1958-01-01 | 1988-09-08 | Petroleum | Unleaded gasoline | Unleaded gasoline |  | Steel | Steel |  | Painted or None | Steel |  | 1901-01-01 | [15 empty] | UST Currently In Use: 0; UST Temp Close: 0; AST Currently In Use: 0; AST Temp Closed: 0 | 0 | 0 | 2 | 15868-015-012693 | HOYT SMEDLEY GIBSON
37385 | Permanently Closed | 1901-01-01 | 1958-01-01 | 1988-09-08 | Petroleum | Unleaded gasoline | Unleaded gasoline |  | Steel | Steel |  | Painted or None | Steel |  | 1901-01-01 | [15 empty] | UST Currently In Use: 0; UST Temp Close: 0; AST Currently In Use: 0; AST Temp Closed: 0 | 0 | 0 | 2 | 15868-015-012693 | HOYT SMEDLEY GIBSON
37386 | Retired | 1988-08-08 | 1961-01-01 |  | Petroleum | Unleaded gasoline | Unleaded gasoline |  | Steel | Steel |  | Painted or None | Steel |  | 1901-01-01 | [15 empty] | UST Currently In Use: 0; UST Temp Close: 0; AST Currently In Use: 0; AST Temp Closed: 0 | 0 | 0 | 0 | 15869-015-012692 | ROBERT SHARPTON
37387 | Retired | 1988-08-08 | 1961-01-01 |  | Petroleum | Unleaded gasoline | Unleaded gasoline |  | Steel | Steel |  | Painted or None | Steel |  | 1901-01-01 | [15 empty] | UST Currently In Use: 0; UST Temp Close: 0; AST Currently In Use: 0; AST Temp Closed: 0 | 0 | 0 | 0 | 15869-015-012692 | ROBERT SHARPTON
37388 | Permanently Closed | 1993-09-01 | 1984-01-01 |  | Petroleum | Unleaded gasoline | Unleaded gasoline | Retail | Steel | Steel |  |  | Steel |  | 1901-01-01 | [15 empty] | UST Currently In Use: 0; UST Temp Close: 0; AST Currently In Use: 0; AST Temp Closed: 0 | 0 | 0 | 4 | 15871-061-013698 | J K BRYANT
37389 | Permanently Closed | 1993-09-01 | 1984-01-01 |  | Petroleum | Unleaded gasoline | Unleaded gasoline | Retail | Steel | Steel |  |  | Steel |  | 1901-01-01 | [15 empty] | UST Currently In Use: 0; UST Temp Close: 0; AST Currently In Use: 0; AST Temp Closed: 0 | 0 | 0 | 4 | 15871-061-013698 | J K BRYANT
37390 | Permanently Closed | 1993-09-01 | 1984-01-01 |  | Petroleum | Unleaded gasoline | Unleaded gasoline | Retail | Steel | Steel |  |  | Steel |  | 1901-01-01 | [15 empty] | UST Currently In Use: 0; UST Temp Close: 0; AST Currently In Use: 0; AST Temp Closed: 0 | 0 | 0 | 4 | 15871-061-013698 | J K BRYANT
37391 | Permanently Closed | 1993-09-01 | 1984-01-01 |  | Petroleum | Unleaded gasoline | Unleaded gasoline | Retail | Steel | Steel |  |  | Steel |  | 1901-01-01 | [15 empty] | UST Currently In Use: 0; UST Temp Close: 0; AST Currently In Use: 0; AST Temp Closed: 0 | 0 | 0 | 4 | 15871-061-013698 | J K BRYANT
37392 | Permanently Closed | 2010-09-27 | 1969-01-01 | 2011-01-25 | Petroleum | Unleaded gasoline | Unleaded gasoline |  | Steel | Steel | Field installed cathodic protection |  | Steel |  |  | Field installed cathodic protection | Catchment Basin, Single walled catchment basin | Automatic shutoff device At 95% full | Automatic shutoff device At 95% full |  |  | Automatic Tank Gauge | [5 empty] | Annual line testing | Annual line testing |  | UST Currently In Use: 0; UST Temp Close: 0; AST Currently In Use: 0; AST Temp Closed: 0 | 0 | 0 | 4 | 22147-069-013699 | DOWNTOWN INVESTMENTS LLC
37393 | Permanently Closed | 2010-09-27 | 1969-01-01 | 2011-01-25 | Petroleum | Unleaded gasoline | Unleaded gasoline |  | Steel | Steel | Field installed cathodic protection |  | Steel |  |  | Field installed cathodic protection | Catchment Basin, Single walled catchment basin | Automatic shutoff device At 95% full | Automatic shutoff device At 95% full |  |  | Automatic Tank Gauge | [5 empty] | Annual line testing | Annual line testing |  | UST Currently In Use: 0; UST Temp Close: 0; AST Currently In Use: 0; AST Temp Closed: 0 | 0 | 0 | 4 | 22147-069-013699 | DOWNTOWN INVESTMENTS LLC
37394 | Permanently Closed | 2010-09-27 | 1969-01-01 | 2011-01-25 | Petroleum | Unleaded gasoline | Unleaded gasoline |  | Steel | Steel | Field installed cathodic protection |  | Steel |  |  | Field installed cathodic protection | Catchment Basin, Single walled catchment basin | Automatic shutoff device At 95% full | Automatic shutoff device At 95% full |  |  | Automatic Tank Gauge | [5 empty] | Annual line testing | Annual line testing |  | UST Currently In Use: 0; UST Temp Close: 0; AST Currently In Use: 0; AST Temp Closed: 0 | 0 | 0 | 4 | 22147-069-013699 | DOWNTOWN INVESTMENTS LLC
37395 | Permanently Closed | 2010-09-27 | 1969-01-01 | 2011-01-25 | Petroleum | On road diesel | On road diesel |  | Steel | Steel | Field installed cathodic protection |  | Steel |  |  | Field installed cathodic protection | Catchment Basin, Single walled catchment basin | Automatic shutoff device At 95% full | Automatic shutoff device At 95% full |  |  | Automatic Tank Gauge | [5 empty] | Annual line testing | Annual line testing |  | UST Currently In Use: 0; UST Temp Close: 0; AST Currently In Use: 0; AST Temp Closed: 0 | 0 | 0 | 4 | 22147-069-013699 | DOWNTOWN INVESTMENTS LLC
37396 | Currently in Use |  | 1989-08-12 |  | Petroleum | Unleaded gasoline | Unleaded gasoline | Retail | Fiberglass coated steel, Single Wall, GLSCOTDSTL | Single Wall |  |  | Fiberglass reinforced plastic, Single Wall |  | 1901-01-01 |  | Catchment Basin, Single walled catchment basin | Flow Rest 90% Full | Flow Rest 90% Full |  |  | Continuous Automatic Tank Gauge |  | Automatic flow restrictor (MLLD) | Automatic flow restrictor (MLLD) |  |  | Annual line testing | Annual line testing |  | UST Currently In Use: 4; UST Temp Close: 0; AST Currently In Use: 0; AST Temp Closed: 0 | 4 | 0 | 0 | 22176-015-014512 | Circle K Stores, Inc.
37397 | Currently in Use |  | 1989-08-12 |  | Petroleum | On road diesel | On road diesel | Retail | Fiberglass coated steel, Single Wall, GLSCOTDSTL | Single Wall |  |  | Fiberglass reinforced plastic, Single Wall |  | 1901-01-01 |  | Catchment Basin, Single walled catchment basin | Automatic shutoff device At 95% full | Automatic shutoff device At 95% full |  |  | Continuous Automatic Tank Gauge |  | Automatic flow restrictor (MLLD) | Automatic flow restrictor (MLLD) |  |  | Annual line testing | Annual line testing |  | UST Currently In Use: 4; UST Temp Close: 0; AST Currently In Use: 0; AST Temp Closed: 0 | 4 | 0 | 0 | 22176-015-014512 | Circle K Stores, Inc.
37398 | Currently in Use |  | 1989-08-12 |  | Petroleum | Premium gasoline | Premium gasoline | Retail | Fiberglass coated steel, Single Wall, GLSCOTDSTL | Single Wall |  |  | Fiberglass reinforced plastic, Single Wall |  | 1901-01-01 |  | Catchment Basin, Single walled catchment basin | Automatic shutoff device At 95% full | Automatic shutoff device At 95% full |  |  | Continuous Automatic Tank Gauge |  | Automatic flow restrictor (MLLD) | Automatic flow restrictor (MLLD) |  |  | Annual line testing | Annual line testing |  | UST Currently In Use: 4; UST Temp Close: 0; AST Currently In Use: 0; AST Temp Closed: 0 | 4 | 0 | 0 | 22176-015-014512 | Circle K Stores, Inc.
37399 | Currently in Use |  | 1989-08-12 |  | Petroleum | Kerosene | Kerosene | Retail | Fiberglass coated steel, Single Wall, GLSCOTDSTL | Single Wall |  |  | Fiberglass reinforced plastic, Single Wall |  | 1901-01-01 |  | Catchment Basin, Single walled catchment basin | Flow Rest 90% Full | Flow Rest 90% Full |  |  | Continuous Automatic Tank Gauge |  | Automatic flow restrictor (MLLD) | Automatic flow restrictor (MLLD) |  |  | Annual line testing | Annual line testing |  | UST Currently In Use: 4; UST Temp Close: 0; AST Currently In Use: 0; AST Temp Closed: 0 | 4 | 0 | 0 | 22176-015-014512 | Circle K Stores, Inc.
37400 | Currently in Use |  | 1990-02-19 |  | Petroleum | Unleaded gasoline | Unleaded gasoline | Retail | Fiberglass coated steel, 10K/10K | Fiberglass coated steel |  |  | Fiberglass reinforced plastic |  | 1901-01-01 |  | Catchment Basin, Single walled catchment basin | Flow Rest 90% Full | Flow Rest 90% Full |  |  | Continuous Automatic Tank Gauge |  | Automatic flow restrictor (MLLD) | Automatic flow restrictor (MLLD) |  |  | Annual line testing | Annual line testing |  | UST Currently In Use: 3; UST Temp Close: 0; AST Currently In Use: 0; AST Temp Closed: 0 | 3 | 0 | 0 | 15873-015-015015 | LARRY MARTIN
37402 | Currently in Use |  | 1990-02-19 |  | Petroleum | Premium gasoline | Premium gasoline | Retail | Fiberglass coated steel | Fiberglass coated steel |  |  | Fiberglass reinforced plastic |  | 1901-01-01 |  | Catchment Basin, Single walled catchment basin | Flow Rest 90% Full | Flow Rest 90% Full |  |  | Continuous Automatic Tank Gauge |  | Automatic flow restrictor (MLLD) | Automatic flow restrictor (MLLD) |  |  | Annual line testing | Annual line testing |  | UST Currently In Use: 3; UST Temp Close: 0; AST Currently In Use: 0; AST Temp Closed: 0 | 3 | 0 | 0 | 15873-015-015015 | LARRY MARTIN
37403 | Currently in Use |  | 1990-02-19 |  | Petroleum | On road diesel | On road diesel | Retail | Fiberglass coated steel | Fiberglass coated steel |  |  | Fiberglass reinforced plastic |  | 1901-01-01 |  | Catchment Basin, Single walled catchment basin | Flow Rest 90% Full | Flow Rest 90% Full |  |  | Continuous Automatic Tank Gauge |  | Automatic flow restrictor (MLLD) | Automatic flow restrictor (MLLD) |  |  | Annual line testing | Annual line testing |  | UST Currently In Use: 3; UST Temp Close: 0; AST Currently In Use: 0; AST Temp Closed: 0 | 3 | 0 | 0 | 15873-015-015015 | LARRY MARTIN
37404 | Currently in Use |  | 1989-01-30 |  | Petroleum | On road diesel | On road diesel | Retail | Fiberglass coated steel, Single Wall | Single Wall |  |  | Fiberglass reinforced plastic, Single Wall |  |  |  | Catchment Basin, Single walled catchment basin | Automatic shutoff device At 95% full | Automatic shutoff device At 95% full |  |  | Continuous Automatic Tank Gauge | Direct Bury submersible pump | Automatic flow restrictor (MLLD) | Automatic flow restrictor (MLLD) |  |  | Annual line testing | Annual line testing |  | UST Currently In Use: 4; UST Temp Close: 0; AST Currently In Use: 0; AST Temp Closed: 0 | 4 | 0 | 0 | 22176-033-013750 | Circle K Stores, Inc.
37405 | Currently in Use |  | 1989-01-30 |  | Petroleum | Unleaded gasoline | Unleaded gasoline | Retail | Fiberglass coated steel, Single Wall | Single Wall |  |  | Fiberglass reinforced plastic, Single Wall |  |  |  | Catchment Basin, Single walled catchment basin | Automatic shutoff device At 95% full | Automatic shutoff device At 95% full |  |  | Continuous Automatic Tank Gauge | Direct Bury submersible pump | Automatic flow restrictor (MLLD) | Automatic flow restrictor (MLLD) |  |  | Annual line testing | Annual line testing |  | UST Currently In Use: 4; UST Temp Close: 0; AST Currently In Use: 0; AST Temp Closed: 0 | 4 | 0 | 0 | 22176-033-013750 | Circle K Stores, Inc.
37406 | Currently in Use |  | 1989-01-30 |  | Petroleum | Premium gasoline | Premium gasoline | Retail | Fiberglass coated steel, Single Wall | Single Wall |  |  | Fiberglass reinforced plastic, Single Wall |  |  |  | Catchment Basin, Single walled catchment basin | Automatic shutoff device At 95% full | Automatic shutoff device At 95% full |  |  | Continuous Automatic Tank Gauge | Direct Bury submersible pump | Automatic flow restrictor (MLLD) | Automatic flow restrictor (MLLD) |  |  | Annual line testing | Annual line testing |  | UST Currently In Use: 4; UST Temp Close: 0; AST Currently In Use: 0; AST Temp Closed: 0 | 4 | 0 | 0 | 22176-033-013750 | Circle K Stores, Inc.
37407 | Currently in Use |  | 1989-01-30 |  | Petroleum | Kerosene | Kerosene | Retail | Fiberglass coated steel, Single Wall | Single Wall |  |  | Fiberglass reinforced plastic, Single Wall |  |  |  | Catchment Basin, Single walled catchment basin | Automatic shutoff device At 95% full | Automatic shutoff device At 95% full |  |  | Continuous Automatic Tank Gauge | Direct Bury submersible pump | Automatic flow restrictor (MLLD) | Automatic flow restrictor (MLLD) |  |  | Annual line testing | Annual line testing |  | UST Currently In Use: 4; UST Temp Close: 0; AST Currently In Use: 0; AST Temp Closed: 0 | 4 | 0 | 0 | 22176-033-013750 | Circle K Stores, Inc.
37408 | Currently in Use |  | 1990-06-30 |  | Petroleum | Unleaded gasoline | Unleaded gasoline | Retail | Fiberglass coated steel, Single Wall | Single Wall |  |  | Fiberglass reinforced plastic, Single Wall |  | 1901-01-01 |  | Catchment Basin, Single walled catchment basin | Automatic shutoff device At 95% full | Automatic shutoff device At 95% full |  |  | Continuous Automatic Tank Gauge |  | Automatic flow restrictor (MLLD) | Automatic flow restrictor (MLLD) |  |  | Annual line testing | Annual line testing |  | UST Currently In Use: 4; UST Temp Close: 0; AST Currently In Use: 0; AST Temp Closed: 0 | 4 | 0 | 0 | 15873-095-015327 | LARRY MARTIN
37409 | Currently in Use |  | 1990-06-30 |  | Petroleum | Premium gasoline | Premium gasoline | Retail | Fiberglass coated steel, Single Wall | Single Wall |  |  | Fiberglass reinforced plastic, Single Wall |  | 1901-01-01 |  | Catchment Basin, Single walled catchment basin | Automatic shutoff device At 95% full | Automatic shutoff device At 95% full |  |  | Continuous Automatic Tank Gauge |  | Automatic flow restrictor (MLLD) | Automatic flow restrictor (MLLD) |  |  | Annual line testing | Annual line testing |  | UST Currently In Use: 4; UST Temp Close: 0; AST Currently In Use: 0; AST Temp Closed: 0 | 4 | 0 | 0 | 15873-095-015327 | LARRY MARTIN
37410 | Currently in Use |  | 1990-06-30 |  | Petroleum | Other, E10 | Other | Retail | Fiberglass coated steel, Single Wall | Single Wall |  |  | Fiberglass reinforced plastic, Single Wall |  | 1901-01-01 |  | Catchment Basin, Single walled catchment basin | Automatic shutoff device At 95% full | Automatic shutoff device At 95% full |  |  | Continuous Automatic Tank Gauge |  | Automatic flow restrictor (MLLD) | Automatic flow restrictor (MLLD) |  |  | Annual line testing | Annual line testing |  | UST Currently In Use: 4; UST Temp Close: 0; AST Currently In Use: 0; AST Temp Closed: 0 | 4 | 0 | 0 | 15873-095-015327 | LARRY MARTIN
37411 | Currently in Use |  | 1990-06-30 |  | Petroleum | Kerosene | Kerosene | Retail | Fiberglass coated steel, Single Wall | Single Wall |  |  | Fiberglass reinforced plastic, Single Wall |  | 1901-01-01 |  | Catchment Basin, Single walled catchment basin | Automatic shutoff device At 95% full | Automatic shutoff device At 95% full |  |  | Continuous Automatic Tank Gauge |  | Automatic flow restrictor (MLLD) | Automatic flow restrictor (MLLD) |  |  | Annual line testing | Annual line testing |  | UST Currently In Use: 4; UST Temp Close: 0; AST Currently In Use: 0; AST Temp Closed: 0 | 4 | 0 | 0 | 15873-095-015327 | LARRY MARTIN
37412 | Permanently Closed | 1992-08-19 | 1988-01-01 | 1992-08-19 | Petroleum | Used oil | Used oil |  | Steel | Steel |  | Painted or None | Steel |  | 1901-01-01 | [15 empty] | UST Currently In Use: 0; UST Temp Close: 0; AST Currently In Use: 0; AST Temp Closed: 0 | 0 | 0 | 1 | 15874-089-013751 | REGAL LAND CO
37413 | Permanently Closed | 1995-02-11 | 1980-07-10 | 1996-01-13 | Petroleum | On road diesel | On road diesel |  | Steel | Steel |  | Painted or None | Steel |  | 1901-01-01 | [15 empty] | UST Currently In Use: 0; UST Temp Close: 0; AST Currently In Use: 0; AST Temp Closed: 0 | 0 | 0 | 1 | 15875-129-013850 | HERMAN HOFFMAN
37414 | Retired | 1988-08-08 | 1969-01-01 |  | Petroleum | Unleaded gasoline | Unleaded gasoline |  | Steel | Steel |  | Painted or None | Steel |  | 1901-01-01 | [15 empty] | UST Currently In Use: 0; UST Temp Close: 0; AST Currently In Use: 0; AST Temp Closed: 0 | 0 | 0 | 0 | 15876-081-000657 | COLEMAN BROWN
37415 | Retired | 1988-08-08 | 1969-01-01 |  | Petroleum | Unleaded gasoline | Unleaded gasoline |  | Steel | Steel |  | Painted or None | Steel |  | 1901-01-01 | [15 empty] | UST Currently In Use: 0; UST Temp Close: 0; AST Currently In Use: 0; AST Temp Closed: 0 | 0 | 0 | 0 | 15876-081-000657 | COLEMAN BROWN
37416 | Retired | 1988-08-08 | 1969-01-01 |  | Petroleum | Unleaded gasoline | Unleaded gasoline |  | Steel | Steel |  | Painted or None | Steel |  | 1901-01-01 | [15 empty] | UST Currently In Use: 0; UST Temp Close: 0; AST Currently In Use: 0; AST Temp Closed: 0 | 0 | 0 | 0 | 15876-081-000657 | COLEMAN BROWN
37417 | Retired | 1988-08-08 | 1969-01-01 |  | Petroleum | Used oil | Used oil |  | Steel | Steel |  | Painted or None | Steel |  | 1901-01-01 | [15 empty] | UST Currently In Use: 0; UST Temp Close: 0; AST Currently In Use: 0; AST Temp Closed: 0 | 0 | 0 | 0 | 15876-081-000657 | COLEMAN BROWN
37418 | Permanently Closed | 1984-06-01 | 1901-01-01 | 1989-10-09 | Petroleum | Unleaded gasoline | Unleaded gasoline |  | Steel | Steel |  | Painted or None | Steel |  | 1901-01-01 | [15 empty] | UST Currently In Use: 0; UST Temp Close: 0; AST Currently In Use: 0; AST Temp Closed: 0 | 0 | 0 | 3 | 15877-013-006814 | VIVIAN CARROLL
37419 | Permanently Closed | 1984-06-01 | 1901-01-01 | 1989-10-09 | Petroleum | Unleaded gasoline | Unleaded gasoline |  | Steel | Steel |  | Painted or None | Steel |  | 1901-01-01 | [15 empty] | UST Currently In Use: 0; UST Temp Close: 0; AST Currently In Use: 0; AST Temp Closed: 0 | 0 | 0 | 3 | 15877-013-006814 | VIVIAN CARROLL
37420 | Permanently Closed | 1984-06-01 | 1901-01-01 | 1989-10-09 | Petroleum | Unleaded gasoline | Unleaded gasoline |  | Steel | Steel |  | Painted or None | Steel |  | 1901-01-01 | [15 empty] | UST Currently In Use: 0; UST Temp Close: 0; AST Currently In Use: 0; AST Temp Closed: 0 | 0 | 0 | 3 | 15877-013-006814 | VIVIAN CARROLL
37422 | Cannot Locate or abandoned | 2003-06-11 | 1973-01-01 |  | Petroleum | Unleaded gasoline | Unleaded gasoline | Retail | Steel | Steel | Field installed cathodic protection |  | Steel |  | 1901-01-01 | Field installed cathodic protection | Catchment Basin, Single walled catchment basin | Automatic shutoff device At 95% full, Flow Rest 90% Full | Flow Rest 90% Full | [11 empty] | UST Currently In Use: 0; UST Temp Close: 0; AST Currently In Use: 0; AST Temp Closed: 0 | 0 | 0 | 4 | 20943-011-010458 | MARSHELL STALLING
37423 | Cannot Locate or abandoned | 2002-09-04 | 1973-01-01 |  | Petroleum | Unleaded gasoline | Unleaded gasoline | Retail | Steel | Steel | Field installed cathodic protection |  | Steel |  | 1901-01-01 | Field installed cathodic protection | Catchment Basin, Single walled catchment basin | Automatic shutoff device At 95% full, Flow Rest 90% Full | Flow Rest 90% Full | [11 empty] | UST Currently In Use: 0; UST Temp Close: 0; AST Currently In Use: 0; AST Temp Closed: 0 | 0 | 0 | 4 | 20943-011-010458 | MARSHELL STALLING
37424 | Cannot Locate or abandoned | 2002-09-04 | 1973-01-01 |  | Petroleum | On road diesel | On road diesel | Retail | Steel | Steel | Field installed cathodic protection |  | Steel |  | 1901-01-01 | Field installed cathodic protection | Catchment Basin, Single walled catchment basin | Automatic shutoff device At 95% full, Flow Rest 90% Full | Flow Rest 90% Full | [11 empty] | UST Currently In Use: 0; UST Temp Close: 0; AST Currently In Use: 0; AST Temp Closed: 0 | 0 | 0 | 4 | 20943-011-010458 | MARSHELL STALLING
37425 | Permanently Closed | 1990-11-08 | 1963-01-01 | 1990-11-08 | Petroleum | Unleaded gasoline | Unleaded gasoline |  | Steel | Steel |  | Painted or None | Steel |  | 1901-01-01 | [15 empty] | UST Currently In Use: 0; UST Temp Close: 0; AST Currently In Use: 0; AST Temp Closed: 0 | 0 | 0 | 4 | 20943-011-010458 | MARSHELL STALLING
37426 | Permanently Closed | 1990-11-08 | 1963-01-01 | 1990-11-08 | Petroleum | Unleaded gasoline | Unleaded gasoline |  | Steel | Steel |  | Painted or None | Steel |  | 1901-01-01 | [15 empty] | UST Currently In Use: 0; UST Temp Close: 0; AST Currently In Use: 0; AST Temp Closed: 0 | 0 | 0 | 4 | 20943-011-010458 | MARSHELL STALLING
37427 | Permanently Closed | 1990-11-08 | 1963-01-01 | 1990-11-08 | Petroleum | Kerosene | Kerosene |  | Steel | Steel |  | Painted or None | Steel |  | 1901-01-01 | [15 empty] | UST Currently In Use: 0; UST Temp Close: 0; AST Currently In Use: 0; AST Temp Closed: 0 | 0 | 0 | 4 | 20943-011-010458 | MARSHELL STALLING
37428 | Permanently Closed | 1990-11-08 | 1963-01-01 | 1990-11-08 | Petroleum | Kerosene | Kerosene |  | Steel | Steel |  | Painted or None | Steel |  | 1901-01-01 | [15 empty] | UST Currently In Use: 0; UST Temp Close: 0; AST Currently In Use: 0; AST Temp Closed: 0 | 0 | 0 | 4 | 20943-011-010458 | MARSHELL STALLING
37429 | Retired | 1988-04-01 | 1958-01-01 |  | Petroleum | Unleaded gasoline | Unleaded gasoline |  | Steel | Steel |  | Painted or None | Steel |  | 1901-01-01 | [15 empty] | UST Currently In Use: 0; UST Temp Close: 0; AST Currently In Use: 0; AST Temp Closed: 0 | 0 | 0 | 0 | 15881-051-006748 | W E JARRELL
37430 | Retired | 1988-04-01 | 1958-01-01 |  | Petroleum | Unleaded gasoline | Unleaded gasoline |  | Steel | Steel |  | Painted or None | Steel |  | 1901-01-01 | [15 empty] | UST Currently In Use: 0; UST Temp Close: 0; AST Currently In Use: 0; AST Temp Closed: 0 | 0 | 0 | 0 | 15881-051-006748 | W E JARRELL
37431 | Retired | 1988-04-01 | 1958-01-01 |  | Petroleum | Unleaded gasoline | Unleaded gasoline |  | Steel | Steel |  | Painted or None | Steel |  | 1901-01-01 | [15 empty] | UST Currently In Use: 0; UST Temp Close: 0; AST Currently In Use: 0; AST Temp Closed: 0 | 0 | 0 | 0 | 15881-051-006748 | W E JARRELL
37432 | Permanently Closed | 1997-01-16 | 1985-01-01 | 1997-01-16 | Petroleum | Unleaded gasoline | Unleaded gasoline |  | Steel | Steel | Coated & cathodic protection (sti-P3) |  | Steel |  | 1901-01-01 | [15 empty] | UST Currently In Use: 0; UST Temp Close: 0; AST Currently In Use: 0; AST Temp Closed: 0 | 0 | 0 | 2 | 15883-129-013854 | JAMES SULLIVAN
37433 | Permanently Closed | 1997-01-16 | 1985-01-01 | 1997-01-16 | Petroleum | Unleaded gasoline | Unleaded gasoline |  | Steel | Steel | Coated & cathodic protection (sti-P3) |  | Steel |  | 1901-01-01 | [15 empty] | UST Currently In Use: 0; UST Temp Close: 0; AST Currently In Use: 0; AST Temp Closed: 0 | 0 | 0 | 2 | 15883-129-013854 | JAMES SULLIVAN
37434 | Permanently Closed | 1992-10-08 | 1973-01-01 | 1992-10-08 | Petroleum | Unleaded gasoline | Unleaded gasoline | State/federal government | Steel | Steel |  | Painted or None | Steel |  | 1901-01-01 | [15 empty] | UST Currently In Use: 0; UST Temp Close: 0; AST Currently In Use: 0; AST Temp Closed: 0 | 0 | 0 | 2 | 15884-061-001915 | STATE OF ALABAMA FORESTRY COMMISSION
37435 | Permanently Closed | 1992-10-08 | 1973-01-01 | 1992-10-08 | Petroleum | Kerosene | Kerosene | State/federal government | Steel | Steel |  | Painted or None | Steel |  | 1901-01-01 | [15 empty] | UST Currently In Use: 0; UST Temp Close: 0; AST Currently In Use: 0; AST Temp Closed: 0 | 0 | 0 | 2 | 15884-061-001915 | STATE OF ALABAMA FORESTRY COMMISSION
37436 | Permanently Closed | 1990-09-14 | 1974-01-01 | 1990-09-14 | Petroleum | Unleaded gasoline | Unleaded gasoline | State/federal government | Steel | Steel |  | Painted or None | Steel |  | 1901-01-01 | [15 empty] | UST Currently In Use: 0; UST Temp Close: 0; AST Currently In Use: 0; AST Temp Closed: 0 | 0 | 0 | 1 | 15885-075-002332 | STATE OF ALABAMA FORESTRY COMMISSION
37437 | Permanently Closed | 1991-10-25 | 1983-01-01 | 1991-10-25 | Petroleum | On road diesel | On road diesel | State/federal government | Steel | Steel |  | Painted or None | Steel |  | 1901-01-01 | [15 empty] | UST Currently In Use: 0; UST Temp Close: 0; AST Currently In Use: 0; AST Temp Closed: 0 | 0 | 0 | 2 | 15886-081-002098 | STATE OF ALABAMA FORESTRY COMMISSION
37438 | Permanently Closed | 1991-10-25 | 1974-01-01 | 1991-10-25 | Petroleum | Unleaded gasoline | Unleaded gasoline | State/federal government | Steel | Steel |  | Painted or None | Steel |  | 1901-01-01 | [15 empty] | UST Currently In Use: 0; UST Temp Close: 0; AST Currently In Use: 0; AST Temp Closed: 0 | 0 | 0 | 2 | 15886-081-002098 | STATE OF ALABAMA FORESTRY COMMISSION
37439 | Permanently Closed | 1990-09-19 | 1986-01-01 | 1990-09-19 | Petroleum | Unleaded gasoline | Unleaded gasoline | State/federal government | Steel | Steel |  |  |  |  | 1901-01-01 | [15 empty] | UST Currently In Use: 0; UST Temp Close: 0; AST Currently In Use: 0; AST Temp Closed: 0 | 0 | 0 | 1 | 15887-053-009895 | STATE OF ALABAMA FORESTRY COMMISSION
37440 | Permanently Closed | 1993-09-10 | 1979-01-01 | 1993-09-15 | Petroleum | Unleaded gasoline | Unleaded gasoline | State/federal government | Steel | Steel |  | Painted or None | Steel |  | 1901-01-01 | [15 empty] | UST Currently In Use: 0; UST Temp Close: 0; AST Currently In Use: 0; AST Temp Closed: 0 | 0 | 0 | 3 | 15888-101-001205 | STATE OF ALABAMA FORESTRY COMMISSION
37441 | Permanently Closed | 1993-09-10 | 1981-01-01 | 1993-09-15 | Petroleum | On road diesel | On road diesel | State/federal government | Steel | Steel |  | Painted or None | Steel |  | 1901-01-01 | [15 empty] | UST Currently In Use: 0; UST Temp Close: 0; AST Currently In Use: 0; AST Temp Closed: 0 | 0 | 0 | 3 | 15888-101-001205 | STATE OF ALABAMA FORESTRY COMMISSION
37442 | Permanently Closed | 1993-09-10 | 1980-01-01 | 1993-09-15 | Petroleum | Unleaded gasoline | Unleaded gasoline | State/federal government | Steel | Steel |  | Painted or None | Steel |  | 1901-01-01 | [15 empty] | UST Currently In Use: 0; UST Temp Close: 0; AST Currently In Use: 0; AST Temp Closed: 0 | 0 | 0 | 3 | 15888-101-001205 | STATE OF ALABAMA FORESTRY COMMISSION
37443 | Permanently Closed | 1992-07-28 | 1977-01-01 | 1992-07-28 | Petroleum | Unleaded gasoline | Unleaded gasoline | State/federal government | Steel | Steel |  | Painted or None | Steel |  | 1901-01-01 | [15 empty] | UST Currently In Use: 0; UST Temp Close: 0; AST Currently In Use: 0; AST Temp Closed: 0 | 0 | 0 | 2 | 15889-119-003757 | STATE OF ALABAMA FORESTRY COMMISSION
37444 | Permanently Closed | 1992-07-28 | 1982-01-01 | 1992-07-28 | Petroleum | On road diesel | On road diesel | State/federal government | Steel | Steel |  | Painted or None | Steel |  | 1901-01-01 | [15 empty] | UST Currently In Use: 0; UST Temp Close: 0; AST Currently In Use: 0; AST Temp Closed: 0 | 0 | 0 | 2 | 15889-119-003757 | STATE OF ALABAMA FORESTRY COMMISSION
37445 | Permanently Closed | 1992-06-10 | 1974-01-01 | 1992-06-10 | Petroleum | Unleaded gasoline | Unleaded gasoline | State/federal government | Steel | Steel |  | Painted or None | Steel |  | 1901-01-01 | [15 empty] | UST Currently In Use: 0; UST Temp Close: 0; AST Currently In Use: 0; AST Temp Closed: 0 | 0 | 0 | 1 | 15890-123-001322 | STATE OF ALABAMA FORESTRY COMMISSION
37446 | Retired | 1984-01-01 | 1974-01-01 |  | Petroleum | Unleaded gasoline | Unleaded gasoline |  | Steel | Steel |  | Painted or None | Steel |  | 1901-01-01 | [6 empty] | Statistical Inventory Reconciliation (SIR) | [8 empty] | UST Currently In Use: 0; UST Temp Close: 0; AST Currently In Use: 0; AST Temp Closed: 0 | 0 | 0 | 0 | 15893-101-004538 | DOWDLE BUTANE GAS CO/LARRY FRANKLIN
37447 | Retired | 1984-01-01 | 1974-01-01 |  | Petroleum | Unleaded gasoline | Unleaded gasoline |  | Steel | Steel |  | Painted or None | Steel |  | 1901-01-01 | [6 empty] | Statistical Inventory Reconciliation (SIR) | [8 empty] | UST Currently In Use: 0; UST Temp Close: 0; AST Currently In Use: 0; AST Temp Closed: 0 | 0 | 0 | 0 | 15893-101-004538 | DOWDLE BUTANE GAS CO/LARRY FRANKLIN
37448 | Retired | 1984-01-01 | 1974-01-01 |  | Petroleum | Unleaded gasoline | Unleaded gasoline |  | Steel | Steel |  | Painted or None | Steel |  | 1901-01-01 | [6 empty] | Statistical Inventory Reconciliation (SIR) | [8 empty] | UST Currently In Use: 0; UST Temp Close: 0; AST Currently In Use: 0; AST Temp Closed: 0 | 0 | 0 | 0 | 15893-101-004538 | DOWDLE BUTANE GAS CO/LARRY FRANKLIN
37449 | Currently in Use |  | 1982-01-01 |  | Petroleum | On road diesel | On road diesel | Retail | Single Wall, Steel | Steel | Field installed cathodic protection |  | Single Wall, Steel |  |  | Field installed cathodic protection | Catchment Basin, Single walled catchment basin | Automatic shutoff device At 95% full | Automatic shutoff device At 95% full |  |  | Continuous Automatic Tank Gauge | Direct Bury submersible pump | [7 empty] | UST Currently In Use: 5; UST Temp Close: 0; AST Currently In Use: 0; AST Temp Closed: 0 | 5 | 0 | 0 | 25284-103-003868 | CHRIS TUCKER
37450 | Currently in Use |  | 1982-01-01 |  | Petroleum | Unleaded gasoline | Unleaded gasoline | Retail | Single Wall, Steel | Steel | Field installed cathodic protection |  | Single Wall, Steel |  |  | Field installed cathodic protection | Catchment Basin, Single walled catchment basin | Automatic shutoff device At 95% full | Automatic shutoff device At 95% full |  |  | Continuous Automatic Tank Gauge | Direct Bury submersible pump | [7 empty] | UST Currently In Use: 5; UST Temp Close: 0; AST Currently In Use: 0; AST Temp Closed: 0 | 5 | 0 | 0 | 25284-103-003868 | CHRIS TUCKER
37451 | Currently in Use |  | 1982-01-01 |  | Petroleum | Unleaded gasoline | Unleaded gasoline | Retail | Single Wall, Steel | Steel | Field installed cathodic protection |  | Single Wall, Steel |  |  | Field installed cathodic protection | Catchment Basin, Single walled catchment basin | Automatic shutoff device At 95% full | Automatic shutoff device At 95% full |  |  | Continuous Automatic Tank Gauge | Direct Bury submersible pump | [7 empty] | UST Currently In Use: 5; UST Temp Close: 0; AST Currently In Use: 0; AST Temp Closed: 0 | 5 | 0 | 0 | 25284-103-003868 | CHRIS TUCKER
37452 | Currently in Use |  | 1988-01-01 |  | Petroleum | On road diesel | On road diesel | Retail | Single Wall, Steel | Steel | Coated & cathodic protection (sti-P3), Field installed cathodic protection |  | Fiberglass reinforced plastic, Single Wall |  |  |  | Catchment Basin, Single walled catchment basin | Automatic shutoff device At 95% full | Automatic shutoff device At 95% full |  |  | Continuous Automatic Tank Gauge | Direct Bury submersible pump | [7 empty] | UST Currently In Use: 5; UST Temp Close: 0; AST Currently In Use: 0; AST Temp Closed: 0 | 5 | 0 | 0 | 25284-103-003868 | CHRIS TUCKER
37453 | Currently in Use |  | 1988-01-01 |  | Petroleum | Premium gasoline | Premium gasoline | Retail | Single Wall, Steel | Steel | Coated & cathodic protection (sti-P3), Field installed cathodic protection |  | Fiberglass reinforced plastic, Single Wall |  |  |  | Catchment Basin, Single walled catchment basin | Automatic shutoff device At 95% full | Automatic shutoff device At 95% full |  |  | Continuous Automatic Tank Gauge | Direct Bury submersible pump | [7 empty] | UST Currently In Use: 5; UST Temp Close: 0; AST Currently In Use: 0; AST Temp Closed: 0 | 5 | 0 | 0 | 25284-103-003868 | CHRIS TUCKER
37454 | Permanently Closed | 1990-01-01 | 1976-01-01 | 1990-01-01 | Petroleum | Unleaded gasoline | Unleaded gasoline |  | Steel | Steel |  | Painted or None | Steel |  | 1901-01-01 | [15 empty] | UST Currently In Use: 4; UST Temp Close: 0; AST Currently In Use: 0; AST Temp Closed: 0 | 4 | 0 | 5 | 15895-003-013857 | RAMBO INC
37455 | Permanently Closed | 1990-01-01 | 1976-01-01 | 1990-01-01 | Petroleum | On road diesel | On road diesel |  | Steel | Steel |  | Painted or None | Steel |  | 1901-01-01 | [15 empty] | UST Currently In Use: 4; UST Temp Close: 0; AST Currently In Use: 0; AST Temp Closed: 0 | 4 | 0 | 5 | 15895-003-013857 | RAMBO INC
37456 | Permanently Closed | 1990-01-01 | 1976-01-01 | 1990-01-01 | Petroleum | Unleaded gasoline | Unleaded gasoline |  | Steel | Steel |  | Painted or None | Steel |  | 1901-01-01 | [15 empty] | UST Currently In Use: 4; UST Temp Close: 0; AST Currently In Use: 0; AST Temp Closed: 0 | 4 | 0 | 5 | 15895-003-013857 | RAMBO INC
37457 | Permanently Closed | 1990-01-01 | 1976-01-01 | 1990-01-01 | Petroleum | Unleaded gasoline | Unleaded gasoline |  | Steel | Steel |  | Painted or None | Steel |  | 1901-01-01 | [15 empty] | UST Currently In Use: 4; UST Temp Close: 0; AST Currently In Use: 0; AST Temp Closed: 0 | 4 | 0 | 5 | 15895-003-013857 | RAMBO INC
37458 | Permanently Closed | 1990-01-01 | 1902-01-01 | 1990-01-01 | Petroleum | Unleaded gasoline | Unleaded gasoline |  | Steel | Steel |  | Painted or None | Steel |  | 1901-01-01 | [15 empty] | UST Currently In Use: 4; UST Temp Close: 0; AST Currently In Use: 0; AST Temp Closed: 0 | 4 | 0 | 5 | 15895-003-013857 | RAMBO INC
37459 | Currently in Use |  | 1989-12-29 |  | Petroleum | Unleaded gasoline | Unleaded gasoline | Retail | Steel | Steel | Coated & cathodic protection (sti-P3) |  | Fiberglass reinforced plastic |  |  |  | Catchment Basin, Single walled catchment basin | Flow Rest 90% Full | Flow Rest 90% Full |  |  | Statistical Inventory Reconciliation (SIR) | [8 empty] | UST Currently In Use: 4; UST Temp Close: 0; AST Currently In Use: 0; AST Temp Closed: 0 | 4 | 0 | 5 | 15895-003-013857 | RAMBO INC
37460 | Currently in Use |  | 1989-12-29 |  | Petroleum | Unleaded gasoline | Unleaded gasoline | Retail | Steel | Steel | Coated & cathodic protection (sti-P3) |  | Fiberglass reinforced plastic |  |  |  | Catchment Basin, Single walled catchment basin | Flow Rest 90% Full | Flow Rest 90% Full |  |  | Statistical Inventory Reconciliation (SIR) | [8 empty] | UST Currently In Use: 4; UST Temp Close: 0; AST Currently In Use: 0; AST Temp Closed: 0 | 4 | 0 | 5 | 15895-003-013857 | RAMBO INC
37461 | Currently in Use |  | 1989-12-29 |  | Petroleum | Mid-grade gasoline | Mid-grade gasoline | Retail | Steel | Steel | Coated & cathodic protection (sti-P3) |  | Fiberglass reinforced plastic |  |  |  | Catchment Basin, Single walled catchment basin | Flow Rest 90% Full | Flow Rest 90% Full |  |  | Statistical Inventory Reconciliation (SIR) | [8 empty] | UST Currently In Use: 4; UST Temp Close: 0; AST Currently In Use: 0; AST Temp Closed: 0 | 4 | 0 | 5 | 15895-003-013857 | RAMBO INC
37462 | Currently in Use |  | 1989-12-29 |  | Petroleum | Premium gasoline | Premium gasoline | Retail | Steel | Steel | Coated & cathodic protection (sti-P3) |  | Fiberglass reinforced plastic |  |  |  | Catchment Basin, Single walled catchment basin | Flow Rest 90% Full | Flow Rest 90% Full |  |  | Statistical Inventory Reconciliation (SIR) | [8 empty] | UST Currently In Use: 4; UST Temp Close: 0; AST Currently In Use: 0; AST Temp Closed: 0 | 4 | 0 | 5 | 15895-003-013857 | RAMBO INC
37463 | Permanently Closed | 2004-08-16 | 1977-01-01 | 2004-08-16 | Petroleum | Unleaded gasoline | Unleaded gasoline | Retail | Steel | Steel | Field installed cathodic protection |  | Steel |  | 1901-01-01 | Field installed cathodic protection | Catchment Basin, Single walled catchment basin | Automatic shutoff device At 95% full | Automatic shutoff device At 95% full | [11 empty] | UST Currently In Use: 2; UST Temp Close: 0; AST Currently In Use: 0; AST Temp Closed: 0 | 2 | 0 | 2 | 25900-117-011775 | GRANTOR: RAJPARI INC GRANTEE: SHREEMAITIDEVIMATA, LLC
37464 | Permanently Closed | 2004-08-16 | 1977-01-01 | 2004-08-16 | Petroleum | Premium gasoline | Premium gasoline | Retail | Steel | Steel | Field installed cathodic protection |  | Steel |  | 1901-01-01 | Field installed cathodic protection | Catchment Basin, Single walled catchment basin | Automatic shutoff device At 95% full | Automatic shutoff device At 95% full | [11 empty] | UST Currently In Use: 2; UST Temp Close: 0; AST Currently In Use: 0; AST Temp Closed: 0 | 2 | 0 | 2 | 25900-117-011775 | GRANTOR: RAJPARI INC GRANTEE: SHREEMAITIDEVIMATA, LLC
37465 |  | 2000-02-23 | 1988-01-01 |  | Petroleum | Unleaded gasoline | Unleaded gasoline |  | Steel | Steel | Coated & cathodic protection (sti-P3) |  | Steel |  | 1901-01-01 | [15 empty] | UST Currently In Use: 0; UST Temp Close: 0; AST Currently In Use: 1; AST Temp Closed: 0 | 0 | 0 | 0 | 18079-081-013858 | LARRY TAYLOR
37466 |  | 2000-02-23 | 1988-01-01 |  | Petroleum | Unleaded gasoline | Unleaded gasoline |  | Steel | Steel | Coated & cathodic protection (sti-P3) |  | Steel |  | 1901-01-01 | [15 empty] | UST Currently In Use: 0; UST Temp Close: 0; AST Currently In Use: 1; AST Temp Closed: 0 | 0 | 0 | 0 | 18079-081-013858 | LARRY TAYLOR
37467 | Permanently Closed | 1992-01-30 | 1977-01-01 | 1993-11-19 | Petroleum | Unleaded gasoline | Unleaded gasoline |  | Steel | Steel |  | Painted or None | Steel |  | 1901-01-01 | [15 empty] | UST Currently In Use: 0; UST Temp Close: 0; AST Currently In Use: 0; AST Temp Closed: 0 | 0 | 0 | 3 | 15898-069-005395 | VELMA NEWTON ESTATE C/O LORI COLLIER
37468 | Permanently Closed | 1992-01-30 | 1977-01-01 | 1993-11-19 | Petroleum | Unleaded gasoline | Unleaded gasoline |  | Steel | Steel |  | Painted or None | Steel |  | 1901-01-01 | [15 empty] | UST Currently In Use: 0; UST Temp Close: 0; AST Currently In Use: 0; AST Temp Closed: 0 | 0 | 0 | 3 | 15898-069-005395 | VELMA NEWTON ESTATE C/O LORI COLLIER
37469 | Permanently Closed | 1992-01-30 | 1977-01-01 | 1993-11-19 | Petroleum | On road diesel | On road diesel |  | Steel | Steel |  | Painted or None | Steel |  | 1901-01-01 | [15 empty] | UST Currently In Use: 0; UST Temp Close: 0; AST Currently In Use: 0; AST Temp Closed: 0 | 0 | 0 | 3 | 15898-069-005395 | VELMA NEWTON ESTATE C/O LORI COLLIER
37470 | Retired | 1976-10-01 | 1969-01-01 |  | Petroleum | Other, OTHER | Other |  | Steel | Steel |  | Painted or None | Steel |  | 1901-01-01 | [15 empty] | UST Currently In Use: 0; UST Temp Close: 0; AST Currently In Use: 0; AST Temp Closed: 0 | 0 | 0 | 0 | 15899-023-010886 | EDDIE JOHNSON
37471 | Retired | 1976-10-01 | 1969-01-01 |  | Petroleum | Other, OTHER | Other |  | Steel | Steel |  | Painted or None | Steel |  | 1901-01-01 | [15 empty] | UST Currently In Use: 0; UST Temp Close: 0; AST Currently In Use: 0; AST Temp Closed: 0 | 0 | 0 | 0 | 15899-023-010886 | EDDIE JOHNSON
37472 | Permanently Closed | 1998-12-22 | 1976-01-01 |  | Petroleum | Unleaded gasoline | Unleaded gasoline | Retail | Steel | Steel |  | Painted or None | Steel |  | 1901-01-01 | [15 empty] | UST Currently In Use: 0; UST Temp Close: 0; AST Currently In Use: 0; AST Temp Closed: 0 | 0 | 0 | 3 | 20192-073-013752 | BESSEMER CAR WASH
37473 | Permanently Closed | 1998-12-22 | 1976-01-01 |  | Petroleum | Unleaded gasoline | Unleaded gasoline | Retail | Steel | Steel |  | Painted or None | Steel |  | 1901-01-01 | [15 empty] | UST Currently In Use: 0; UST Temp Close: 0; AST Currently In Use: 0; AST Temp Closed: 0 | 0 | 0 | 3 | 20192-073-013752 | BESSEMER CAR WASH
37474 | Permanently Closed | 1998-12-22 | 1976-01-01 |  | Petroleum | Unleaded gasoline | Unleaded gasoline | Retail | Steel | Steel |  | Painted or None | Steel |  | 1901-01-01 | [15 empty] | UST Currently In Use: 0; UST Temp Close: 0; AST Currently In Use: 0; AST Temp Closed: 0 | 0 | 0 | 3 | 20192-073-013752 | BESSEMER CAR WASH
37475 | Permanently Closed | 1991-02-13 | 1973-01-01 | 1991-02-13 | Petroleum | Unleaded gasoline | Unleaded gasoline |  | Steel | Steel |  | Painted or None | Steel |  | 1901-01-01 | [15 empty] | UST Currently In Use: 0; UST Temp Close: 0; AST Currently In Use: 0; AST Temp Closed: 0 | 0 | 0 | 4 | 20276-079-006597 | SHIRLEY HAMPTON
37476 | Permanently Closed | 1991-02-13 | 1965-01-01 | 1991-02-13 | Petroleum | Unleaded gasoline | Unleaded gasoline |  | Steel | Steel |  | Painted or None | Steel |  | 1901-01-01 | [15 empty] | UST Currently In Use: 0; UST Temp Close: 0; AST Currently In Use: 0; AST Temp Closed: 0 | 0 | 0 | 4 | 20276-079-006597 | SHIRLEY HAMPTON
37477 | Permanently Closed | 1991-02-13 | 1965-01-01 | 1991-02-13 | Petroleum | Unleaded gasoline | Unleaded gasoline |  | Steel | Steel |  | Painted or None | Steel |  | 1901-01-01 | [15 empty] | UST Currently In Use: 0; UST Temp Close: 0; AST Currently In Use: 0; AST Temp Closed: 0 | 0 | 0 | 4 | 20276-079-006597 | SHIRLEY HAMPTON
37478 | Permanently Closed | 1991-02-13 | 1965-01-01 | 1991-02-13 | Petroleum | Unleaded gasoline | Unleaded gasoline |  | Steel | Steel |  | Painted or None | Steel |  | 1901-01-01 | [15 empty] | UST Currently In Use: 0; UST Temp Close: 0; AST Currently In Use: 0; AST Temp Closed: 0 | 0 | 0 | 4 | 20276-079-006597 | SHIRLEY HAMPTON
37479 | Retired | 1986-01-01 | 1980-01-01 |  | Petroleum | Other, OTHER | Other |  | Steel | Steel |  | Painted or None | Steel |  | 1901-01-01 | [15 empty] | UST Currently In Use: 0; UST Temp Close: 0; AST Currently In Use: 0; AST Temp Closed: 0 | 0 | 0 | 0 | 15902-103-006595 | DOUGLAS MILLSAP
37480 | Retired | 1986-01-01 | 1980-01-01 |  | Petroleum | Other, OTHER | Other |  | Steel | Steel |  | Painted or None | Steel |  | 1901-01-01 | [15 empty] | UST Currently In Use: 0; UST Temp Close: 0; AST Currently In Use: 0; AST Temp Closed: 0 | 0 | 0 | 0 | 15902-103-006595 | DOUGLAS MILLSAP
37481 | Retired | 1986-01-01 | 1980-01-01 |  | Petroleum | Other, OTHER | Other |  | Steel | Steel |  | Painted or None | Steel |  | 1901-01-01 | [15 empty] | UST Currently In Use: 0; UST Temp Close: 0; AST Currently In Use: 0; AST Temp Closed: 0 | 0 | 0 | 0 | 15902-103-006595 | DOUGLAS MILLSAP
37482 | Permanently Closed | 1901-01-01 | 1978-01-01 | 1988-10-25 | Petroleum | On road diesel | On road diesel |  | Steel | Steel |  | Painted or None |  |  | 1901-01-01 | [15 empty] | UST Currently In Use: 0; UST Temp Close: 0; AST Currently In Use: 0; AST Temp Closed: 0 | 0 | 0 | 3 | 15903-085-007790 | MT WILLING
37483 | Permanently Closed | 1982-06-01 | 1978-01-01 | 1988-10-25 | Petroleum | Other, EMPTY | Other |  | Steel | Steel |  | Painted or None |  |  | 1901-01-01 | [15 empty] | UST Currently In Use: 0; UST Temp Close: 0; AST Currently In Use: 0; AST Temp Closed: 0 | 0 | 0 | 3 | 15903-085-007790 | MT WILLING
37484 | Retired | 1988-12-21 | 1975-01-01 |  | Petroleum | Unleaded gasoline | Unleaded gasoline |  | Steel | Steel |  |  | Steel |  | 1901-01-01 | [15 empty] | UST Currently In Use: 0; UST Temp Close: 0; AST Currently In Use: 0; AST Temp Closed: 0 | 0 | 0 | 0 | 15904-117-010433 | GEORGE WALL
37485 | Retired | 1988-12-21 | 1975-01-01 |  | Petroleum | Unleaded gasoline | Unleaded gasoline |  | Steel | Steel |  |  | Steel |  | 1901-01-01 | [15 empty] | UST Currently In Use: 0; UST Temp Close: 0; AST Currently In Use: 0; AST Temp Closed: 0 | 0 | 0 | 0 | 15904-117-010433 | GEORGE WALL
37486 | Retired | 1988-12-21 | 1975-01-01 |  | Petroleum | Unleaded gasoline | Unleaded gasoline |  | Steel | Steel |  |  | Steel |  | 1901-01-01 | [15 empty] | UST Currently In Use: 0; UST Temp Close: 0; AST Currently In Use: 0; AST Temp Closed: 0 | 0 | 0 | 0 | 15904-117-010433 | GEORGE WALL
37487 | Retired | 1988-12-21 | 1975-01-01 |  | Petroleum | On road diesel | On road diesel |  | Steel | Steel |  |  | Steel |  | 1901-01-01 | [15 empty] | UST Currently In Use: 0; UST Temp Close: 0; AST Currently In Use: 0; AST Temp Closed: 0 | 0 | 0 | 0 | 15904-117-010433 | GEORGE WALL
37488 | Currently in Use |  | 1976-01-01 |  | Petroleum | Unleaded gasoline | Unleaded gasoline | Retail | Single Wall, Steel | Steel | Field installed cathodic protection | Painted or None | Steel |  | 1901-01-01 | Field installed cathodic protection | Catchment Basin, Single walled catchment basin | Automatic shutoff device At 95% full | Automatic shutoff device At 95% full |  |  | Statistical Inventory Reconciliation (SIR) | [8 empty] | UST Currently In Use: 2; UST Temp Close: 1; AST Currently In Use: 0; AST Temp Closed: 0 | 2 | 1 | 0 | 23375-075-002862 | MYRA & EARLIE JOHNSON
37489 | Currently in Use |  | 1976-01-01 |  | Petroleum | Premium gasoline | Premium gasoline | Retail | Single Wall, Steel | Steel | Field installed cathodic protection |  | Steel |  | 1901-01-01 | Field installed cathodic protection | Catchment Basin, Single walled catchment basin | Automatic shutoff device At 95% full | Automatic shutoff device At 95% full |  |  | Statistical Inventory Reconciliation (SIR) | [8 empty] | UST Currently In Use: 2; UST Temp Close: 1; AST Currently In Use: 0; AST Temp Closed: 0 | 2 | 1 | 0 | 23375-075-002862 | MYRA & EARLIE JOHNSON
37490 | Temporary Closed | 2014-08-28 | 1976-01-01 |  | Petroleum | Premium gasoline | Premium gasoline | Retail | Single Wall, Steel | Steel | Field installed cathodic protection |  | Steel |  | 1901-01-01 | Field installed cathodic protection | Catchment Basin, Single walled catchment basin | Automatic shutoff device At 95% full | Automatic shutoff device At 95% full |  |  | Statistical Inventory Reconciliation (SIR) | [8 empty] | UST Currently In Use: 2; UST Temp Close: 1; AST Currently In Use: 0; AST Temp Closed: 0 | 2 | 1 | 0 | 23375-075-002862 | MYRA & EARLIE JOHNSON
37491 | Permanently Closed | 1993-09-04 | 1979-01-01 | 1993-09-04 | Petroleum | Unleaded gasoline | Unleaded gasoline |  | Steel | Steel |  | Painted or None | Steel |  | 1901-01-01 | [15 empty] | UST Currently In Use: 0; UST Temp Close: 0; AST Currently In Use: 0; AST Temp Closed: 0 | 0 | 0 | 3 | 15906-003-010347 | BIXBY BROWN
37492 | Permanently Closed | 1993-09-04 | 1975-01-01 | 1993-09-04 | Petroleum | Unleaded gasoline | Unleaded gasoline |  | Steel | Steel |  |  |  |  | 1901-01-01 | [15 empty] | UST Currently In Use: 0; UST Temp Close: 0; AST Currently In Use: 0; AST Temp Closed: 0 | 0 | 0 | 3 | 15906-003-010347 | BIXBY BROWN
37493 | Permanently Closed | 1993-09-04 | 1975-01-01 | 1993-09-04 | Petroleum | Unleaded gasoline | Unleaded gasoline |  | Steel | Steel |  |  |  |  | 1901-01-01 | [15 empty] | UST Currently In Use: 0; UST Temp Close: 0; AST Currently In Use: 0; AST Temp Closed: 0 | 0 | 0 | 3 | 15906-003-010347 | BIXBY BROWN
37494 |  | 2004-11-09 | 1988-01-01 |  | Petroleum | Unleaded gasoline | Unleaded gasoline | Retail | Fiberglass reinforced plastic | Fiberglass reinforced plastic |  |  | Fiberglass reinforced plastic |  | 1901-01-01 |  | Catchment Basin, Single walled catchment basin | Automatic shutoff device At 95% full, Flow Rest 90% Full | Flow Rest 90% Full |  |  | Statistical Inventory Reconciliation (SIR) | [5 empty] | Statistical inventory reconciliation (SIR) | Statistical inventory reconciliation (SIR) |  | UST Currently In Use: 0; UST Temp Close: 0; AST Currently In Use: 0; AST Temp Closed: 0 | 0 | 0 | 0 | 14801-071-013755 | OILOP, INC.
37495 |  | 2004-11-09 | 1988-01-01 |  | Petroleum | Mid-grade gasoline | Mid-grade gasoline | Retail | Fiberglass reinforced plastic | Fiberglass reinforced plastic |  |  | Fiberglass reinforced plastic |  | 1901-01-01 |  | Catchment Basin, Single walled catchment basin | Automatic shutoff device At 95% full, Flow Rest 90% Full | Flow Rest 90% Full |  |  | Statistical Inventory Reconciliation (SIR) | [5 empty] | Statistical inventory reconciliation (SIR) | Statistical inventory reconciliation (SIR) |  | UST Currently In Use: 0; UST Temp Close: 0; AST Currently In Use: 0; AST Temp Closed: 0 | 0 | 0 | 0 | 14801-071-013755 | OILOP, INC.
37496 |  | 2004-11-09 | 1988-01-01 |  | Petroleum | Premium gasoline | Premium gasoline | Retail | Fiberglass reinforced plastic | Fiberglass reinforced plastic |  |  | Fiberglass reinforced plastic |  | 1901-01-01 |  | Catchment Basin, Single walled catchment basin | Automatic shutoff device At 95% full, Flow Rest 90% Full | Flow Rest 90% Full |  |  | Statistical Inventory Reconciliation (SIR) | [5 empty] | Statistical inventory reconciliation (SIR) | Statistical inventory reconciliation (SIR) |  | UST Currently In Use: 0; UST Temp Close: 0; AST Currently In Use: 0; AST Temp Closed: 0 | 0 | 0 | 0 | 14801-071-013755 | OILOP, INC.
37497 | Permanently Closed | 1996-01-11 | 1968-01-01 | 1996-01-11 | Petroleum | Unleaded gasoline | Unleaded gasoline |  | Steel | Steel |  |  | Steel |  | 1901-01-01 | [15 empty] | UST Currently In Use: 0; UST Temp Close: 0; AST Currently In Use: 0; AST Temp Closed: 0 | 0 | 0 | 3 | 15908-121-008073 | JIMMY STEEN
37498 | Permanently Closed | 1996-01-11 | 1968-01-01 | 1996-01-11 | Petroleum | Unleaded gasoline | Unleaded gasoline |  | Steel | Steel |  |  | Steel |  | 1901-01-01 | [15 empty] | UST Currently In Use: 0; UST Temp Close: 0; AST Currently In Use: 0; AST Temp Closed: 0 | 0 | 0 | 3 | 15908-121-008073 | JIMMY STEEN
37499 | Permanently Closed | 1996-01-11 | 1968-01-01 | 1996-01-11 | Petroleum | Unleaded gasoline | Unleaded gasoline |  | Steel | Steel |  |  | Steel |  | 1901-01-01 | [15 empty] | UST Currently In Use: 0; UST Temp Close: 0; AST Currently In Use: 0; AST Temp Closed: 0 | 0 | 0 | 3 | 15908-121-008073 | JIMMY STEEN
37500 | Permanently Closed | 1996-04-30 | 1982-01-01 | 1999-04-30 | Petroleum | Unleaded gasoline | Unleaded gasoline | Retail | Steel | Steel |  | Painted or None | Steel |  | 1901-01-01 | [15 empty] | UST Currently In Use: 0; UST Temp Close: 0; AST Currently In Use: 0; AST Temp Closed: 0 | 0 | 0 | 4 | 15909-121-009774 | TURK PHILLIPS
37501 | Permanently Closed | 1996-04-30 | 1982-01-01 | 1999-04-30 | Petroleum | Mid-grade gasoline | Mid-grade gasoline | Retail | Steel | Steel |  | Painted or None | Steel |  | 1901-01-01 | [15 empty] | UST Currently In Use: 0; UST Temp Close: 0; AST Currently In Use: 0; AST Temp Closed: 0 | 0 | 0 | 4 | 15909-121-009774 | TURK PHILLIPS
37502 | Permanently Closed | 1996-04-30 | 1982-01-01 | 1999-04-30 | Petroleum | Premium gasoline | Premium gasoline | Retail | Steel | Steel |  | Painted or None | Steel |  | 1901-01-01 | [15 empty] | UST Currently In Use: 0; UST Temp Close: 0; AST Currently In Use: 0; AST Temp Closed: 0 | 0 | 0 | 4 | 15909-121-009774 | TURK PHILLIPS
37503 | Permanently Closed | 1996-04-30 | 1982-01-01 | 1999-04-30 | Petroleum | Kerosene | Kerosene | Retail | Steel | Steel |  | Painted or None | Steel |  | 1901-01-01 | [15 empty] | UST Currently In Use: 0; UST Temp Close: 0; AST Currently In Use: 0; AST Temp Closed: 0 | 0 | 0 | 4 | 15909-121-009774 | TURK PHILLIPS
37504 | Currently in Use |  | 1992-10-04 |  | Petroleum | Unleaded gasoline | Unleaded gasoline | Industrial | Fiberglass reinforced plastic, Single Wall | Single Wall |  |  | Fiberglass reinforced plastic, Single Wall |  | 1901-01-01 |  | Catchment Basin, Single walled catchment basin | Automatic shutoff device At 95% full | Automatic shutoff device At 95% full |  |  | Continuous Automatic Tank Gauge |  | Automatic shutoff device (AELLD) | Automatic shutoff device (AELLD) | [5 empty] | UST Currently In Use: 2; UST Temp Close: 0; AST Currently In Use: 0; AST Temp Closed: 0 | 2 | 0 | 0 | 15910-073-013760 | RUSSO CORP
37505 | Currently in Use |  | 1992-10-04 |  | Petroleum | On road diesel | On road diesel | Industrial | Fiberglass reinforced plastic, Single Wall | Single Wall |  |  | Fiberglass reinforced plastic, Single Wall |  | 1901-01-01 |  | Catchment Basin, Single walled catchment basin | Automatic shutoff device At 95% full | Automatic shutoff device At 95% full |  |  | Continuous Automatic Tank Gauge |  | Automatic shutoff device (AELLD) | Automatic shutoff device (AELLD) | [5 empty] | UST Currently In Use: 2; UST Temp Close: 0; AST Currently In Use: 0; AST Temp Closed: 0 | 2 | 0 | 0 | 15910-073-013760 | RUSSO CORP
37506 | Permanently Closed | 1995-05-01 | 1984-01-01 | 1995-06-29 | Petroleum | Used oil | Used oil | Retail | Steel | Steel |  |  | Fiberglass reinforced plastic |  | 1901-01-01 | [6 empty] | Manual Tank Gauging (only tanks 1000 gal. or less and 48” or 64” in diameter) | [8 empty] | UST Currently In Use: 0; UST Temp Close: 0; AST Currently In Use: 0; AST Temp Closed: 0 | 0 | 0 | 1 | 15911-067-013759 | MONEYS FORD INC
37507 | Permanently Closed | 1993-12-01 | 1985-01-01 | 1993-12-05 | Petroleum | Unleaded gasoline | Unleaded gasoline | Retail | Steel | Steel |  | Painted or None | Steel |  | 1901-01-01 | [15 empty] | UST Currently In Use: 0; UST Temp Close: 0; AST Currently In Use: 0; AST Temp Closed: 0 | 0 | 0 | 1 | 15912-111-013758 | ROANOKE TELEPHONE CO INC
37508 | Permanently Closed | 1992-09-25 | 1979-01-01 |  | Petroleum | Unleaded gasoline | Unleaded gasoline |  | Steel | Steel |  |  | Steel |  | 1901-01-01 | [15 empty] | UST Currently In Use: 0; UST Temp Close: 0; AST Currently In Use: 0; AST Temp Closed: 0 | 0 | 0 | 1 | 15912-111-014151 | ROANOKE TELEPHONE CO INC
37509 | Permanently Closed | 1992-09-01 | 1979-01-01 | 1992-09-01 | Petroleum | On road diesel | On road diesel |  | Steel | Steel |  | Painted or None | Steel |  | 1901-01-01 | [15 empty] | UST Currently In Use: 0; UST Temp Close: 0; AST Currently In Use: 0; AST Temp Closed: 0 | 0 | 0 | 3 | 15913-097-013753 | MOBILE BUS MAINTENANCE
37510 | Permanently Closed | 1992-09-01 | 1979-01-01 | 1992-09-01 | Petroleum | On road diesel | On road diesel |  | Steel | Steel |  | Painted or None | Steel |  | 1901-01-01 | [15 empty] | UST Currently In Use: 0; UST Temp Close: 0; AST Currently In Use: 0; AST Temp Closed: 0 | 0 | 0 | 3 | 15913-097-013753 | MOBILE BUS MAINTENANCE
37511 | Permanently Closed | 1992-09-01 | 1979-01-01 | 1992-09-01 | Petroleum | Used oil | Used oil |  | Steel | Steel |  | Painted or None | Steel |  | 1901-01-01 | [15 empty] | UST Currently In Use: 0; UST Temp Close: 0; AST Currently In Use: 0; AST Temp Closed: 0 | 0 | 0 | 3 | 15913-097-013753 | MOBILE BUS MAINTENANCE
37514 | Permanently Closed | 1991-10-03 | 1949-01-01 | 1991-10-03 | Petroleum | Unleaded gasoline | Unleaded gasoline |  | Steel | Steel |  | Painted or None | Steel |  | 1901-01-01 | [15 empty] | UST Currently In Use: 0; UST Temp Close: 0; AST Currently In Use: 0; AST Temp Closed: 0 | 0 | 0 | 4 | 15915-125-007989 | S M JONES
37515 | Permanently Closed | 1991-10-03 | 1973-01-01 | 1991-10-03 | Petroleum | Unleaded gasoline | Unleaded gasoline |  | Steel | Steel |  | Painted or None | Steel |  | 1901-01-01 | [15 empty] | UST Currently In Use: 0; UST Temp Close: 0; AST Currently In Use: 0; AST Temp Closed: 0 | 0 | 0 | 4 | 15915-125-007989 | S M JONES
37516 | Retired | 1988-08-08 | 1967-01-01 |  | Petroleum | Unleaded gasoline | Unleaded gasoline |  | Steel | Steel |  | Painted or None | Steel |  | 1901-01-01 | [15 empty] | UST Currently In Use: 0; UST Temp Close: 0; AST Currently In Use: 0; AST Temp Closed: 0 | 0 | 0 | 0 | 17021-125-007987 | ALBERT GENE PRICE
37517 | Retired | 1988-08-08 | 1977-01-01 |  | Petroleum | Unleaded gasoline | Unleaded gasoline |  | Steel | Steel |  | Painted or None | Steel |  | 1901-01-01 | [15 empty] | UST Currently In Use: 0; UST Temp Close: 0; AST Currently In Use: 0; AST Temp Closed: 0 | 0 | 0 | 0 | 17021-125-007987 | ALBERT GENE PRICE
37518 | Permanently Closed | 1901-01-01 | 1965-01-01 | 1988-11-07 | Petroleum | Unleaded gasoline | Unleaded gasoline |  | Steel | Steel |  | Painted or None | Steel |  | 1901-01-01 | [15 empty] | UST Currently In Use: 0; UST Temp Close: 0; AST Currently In Use: 0; AST Temp Closed: 0 | 0 | 0 | 1 | 15918-125-008003 | JIMMY NEELY
37519 | Permanently Closed | 1901-01-01 | 1973-01-01 | 1987-01-01 | Petroleum | Unleaded gasoline | Unleaded gasoline |  | Steel | Steel |  | Painted or None | Steel |  | 1901-01-01 | [15 empty] | UST Currently In Use: 0; UST Temp Close: 0; AST Currently In Use: 0; AST Temp Closed: 0 | 0 | 0 | 3 | 15920-127-009788 | DOBBINS OIL & TIRE CO
37520 | Permanently Closed | 1901-01-01 | 1973-01-01 | 1987-01-01 | Petroleum | Unleaded gasoline | Unleaded gasoline |  | Steel | Steel |  | Painted or None | Steel |  | 1901-01-01 | [15 empty] | UST Currently In Use: 0; UST Temp Close: 0; AST Currently In Use: 0; AST Temp Closed: 0 | 0 | 0 | 3 | 15920-127-009788 | DOBBINS OIL & TIRE CO
37521 | Permanently Closed | 1901-01-01 | 1973-01-01 | 1987-01-01 | Petroleum | Unleaded gasoline | Unleaded gasoline |  | Steel | Steel |  | Painted or None | Steel |  | 1901-01-01 | [15 empty] | UST Currently In Use: 0; UST Temp Close: 0; AST Currently In Use: 0; AST Temp Closed: 0 | 0 | 0 | 3 | 15920-127-009788 | DOBBINS OIL & TIRE CO
37522 | Retired | 1982-06-01 | 1964-01-01 |  | Petroleum | Unleaded gasoline | Unleaded gasoline |  | Steel | Steel |  |  | Steel |  | 1901-01-01 | [15 empty] | UST Currently In Use: 0; UST Temp Close: 0; AST Currently In Use: 0; AST Temp Closed: 0 | 0 | 0 | 0 | 15922-127-003404 | LINDBERGH FARRIS
37523 | Retired | 1982-06-01 | 1964-01-01 |  | Petroleum | Unleaded gasoline | Unleaded gasoline |  | Steel | Steel |  |  | Steel |  | 1901-01-01 | [15 empty] | UST Currently In Use: 0; UST Temp Close: 0; AST Currently In Use: 0; AST Temp Closed: 0 | 0 | 0 | 0 | 15922-127-003404 | LINDBERGH FARRIS
37527 | Permanently Closed | 1990-12-15 | 1964-01-01 | 1990-12-15 | Petroleum | Unleaded gasoline | Unleaded gasoline |  | Steel | Steel |  | Painted or None | Steel |  | 1901-01-01 | [15 empty] | UST Currently In Use: 0; UST Temp Close: 0; AST Currently In Use: 0; AST Temp Closed: 0 | 0 | 0 | 2 | 15924-047-002918 | WALTER BOZEMAN
37528 | Permanently Closed | 1990-12-15 | 1964-01-01 | 1990-12-15 | Petroleum | Unleaded gasoline | Unleaded gasoline |  | Steel | Steel |  | Painted or None | Steel |  | 1901-01-01 | [15 empty] | UST Currently In Use: 0; UST Temp Close: 0; AST Currently In Use: 0; AST Temp Closed: 0 | 0 | 0 | 2 | 15924-047-002918 | WALTER BOZEMAN
37532 | Permanently Closed | 2006-03-15 | 1979-01-01 | 2006-03-15 | Petroleum | Unleaded gasoline | Unleaded gasoline | Retail | Steel | Steel | Field installed cathodic protection |  | Steel |  | 1901-01-01 | Field installed cathodic protection | Catchment Basin, Single walled catchment basin | Automatic shutoff device At 95% full | Automatic shutoff device At 95% full |  |  | Automatic Tank Gauge |  |  |  | Interstitial Monitoring within Secondary Containment |  | Continuous alarm system | Continuous alarm system |  | UST Currently In Use: 2; UST Temp Close: 0; AST Currently In Use: 0; AST Temp Closed: 0 | 2 | 0 | 3 | 22196-073-007747 | RELIANCE, LLC
37533 | Permanently Closed | 2006-03-15 | 1979-01-01 | 2006-03-15 | Petroleum | Mid-grade gasoline | Mid-grade gasoline | Retail | Steel | Steel | Field installed cathodic protection |  | Steel |  | 1901-01-01 | Field installed cathodic protection | Catchment Basin, Single walled catchment basin | Automatic shutoff device At 95% full | Automatic shutoff device At 95% full |  |  | Automatic Tank Gauge |  |  |  | Interstitial Monitoring within Secondary Containment |  | Continuous alarm system | Continuous alarm system |  | UST Currently In Use: 2; UST Temp Close: 0; AST Currently In Use: 0; AST Temp Closed: 0 | 2 | 0 | 3 | 22196-073-007747 | RELIANCE, LLC
37534 | Permanently Closed | 2006-03-15 | 1974-01-01 | 2006-03-15 | Petroleum | On road diesel | On road diesel | Retail | Steel | Steel | Field installed cathodic protection |  | Steel |  | 1901-01-01 | Field installed cathodic protection | Catchment Basin, Single walled catchment basin | Automatic shutoff device At 95% full | Automatic shutoff device At 95% full |  |  | Automatic Tank Gauge |  |  |  | Interstitial Monitoring within Secondary Containment |  | Continuous alarm system | Continuous alarm system |  | UST Currently In Use: 2; UST Temp Close: 0; AST Currently In Use: 0; AST Temp Closed: 0 | 2 | 0 | 3 | 22196-073-007747 | RELIANCE, LLC
37535 | Retired | 1988-08-08 | 1979-01-01 |  | Petroleum | Unleaded gasoline | Unleaded gasoline |  | Steel | Steel |  | Painted or None | Steel |  | 1901-01-01 | [15 empty] | UST Currently In Use: 0; UST Temp Close: 0; AST Currently In Use: 0; AST Temp Closed: 0 | 0 | 0 | 0 | 15927-073-003845 | BATES TEXACO
37536 | Retired | 1988-08-08 | 1979-01-01 |  | Petroleum | Unleaded gasoline | Unleaded gasoline |  | Steel | Steel |  | Painted or None | Steel |  | 1901-01-01 | [15 empty] | UST Currently In Use: 0; UST Temp Close: 0; AST Currently In Use: 0; AST Temp Closed: 0 | 0 | 0 | 0 | 15927-073-003845 | BATES TEXACO
37537 | Retired | 1988-08-08 | 1979-01-01 |  | Petroleum | Unleaded gasoline | Unleaded gasoline |  | Steel | Steel |  | Painted or None | Steel |  | 1901-01-01 | [15 empty] | UST Currently In Use: 0; UST Temp Close: 0; AST Currently In Use: 0; AST Temp Closed: 0 | 0 | 0 | 0 | 15927-073-003845 | BATES TEXACO
37538 | Retired | 1988-08-08 | 1979-01-01 |  | Petroleum | Unleaded gasoline | Unleaded gasoline |  | Steel | Steel |  | Painted or None | Steel |  | 1901-01-01 | [15 empty] | UST Currently In Use: 0; UST Temp Close: 0; AST Currently In Use: 0; AST Temp Closed: 0 | 0 | 0 | 0 | 15927-073-003845 | BATES TEXACO
37539 | Permanently Closed | 1990-03-30 | 1976-01-01 | 1990-06-30 | Petroleum | Unleaded gasoline | Unleaded gasoline |  | Steel | Steel |  | Painted or None | Steel |  | 1901-01-01 | [15 empty] | UST Currently In Use: 0; UST Temp Close: 0; AST Currently In Use: 0; AST Temp Closed: 0 | 0 | 0 | 1 | 15928-105-010712 | NIEMAND SOUTH
37543 | Cannot Locate or abandoned | 1993-12-19 | 1963-01-01 |  | Petroleum | Unleaded gasoline | Unleaded gasoline |  | Steel | Steel |  | Painted or None | Steel |  | 1901-01-01 | [15 empty] | UST Currently In Use: 0; UST Temp Close: 0; AST Currently In Use: 0; AST Temp Closed: 0 | 0 | 0 | 0 | 15931-131-010716 | JOSEPH PETTWAY PETTWAYS PLACE
37544 | Cannot Locate or abandoned | 1993-12-19 | 1963-01-01 |  | Petroleum | Unleaded gasoline | Unleaded gasoline |  | Steel | Steel |  | Painted or None | Steel |  | 1901-01-01 | [15 empty] | UST Currently In Use: 0; UST Temp Close: 0; AST Currently In Use: 0; AST Temp Closed: 0 | 0 | 0 | 0 | 15931-131-010716 | JOSEPH PETTWAY PETTWAYS PLACE
37545 | Permanently Closed | 1989-12-01 | 1975-01-01 | 1989-12-01 | Petroleum | Unleaded gasoline | Unleaded gasoline |  | Steel | Steel |  | Painted or None | Steel |  | 1901-01-01 | [15 empty] | UST Currently In Use: 0; UST Temp Close: 0; AST Currently In Use: 0; AST Temp Closed: 0 | 0 | 0 | 2 | 15932-065-010718 | THOMAS MERCANTILE
37546 | Permanently Closed | 1989-12-01 | 1963-01-01 | 1989-12-01 | Petroleum | Unleaded gasoline | Unleaded gasoline |  | Steel | Steel |  | Painted or None | Steel |  | 1901-01-01 | [15 empty] | UST Currently In Use: 0; UST Temp Close: 0; AST Currently In Use: 0; AST Temp Closed: 0 | 0 | 0 | 2 | 15932-065-010718 | THOMAS MERCANTILE
37547 | Permanently Closed | 1990-10-23 | 1980-01-01 | 1990-10-23 | Petroleum | On road diesel | On road diesel |  | Steel | Steel |  |  | Steel |  | 1901-01-01 | [15 empty] | UST Currently In Use: 0; UST Temp Close: 0; AST Currently In Use: 2; AST Temp Closed: 0 | 0 | 0 | 3 | 17919-073-013818 | MINDIS METALS & RECYCLING
37548 | Permanently Closed | 1993-01-01 | 1988-01-01 | 1993-01-01 | Petroleum | On road diesel | On road diesel |  | Steel | Steel |  |  | Steel |  | 1901-01-01 | [15 empty] | UST Currently In Use: 0; UST Temp Close: 0; AST Currently In Use: 2; AST Temp Closed: 0 | 0 | 0 | 3 | 17919-073-013818 | MINDIS METALS & RECYCLING
37549 | Permanently Closed | 1993-01-01 | 1988-01-01 | 1993-01-01 | Petroleum | Unleaded gasoline | Unleaded gasoline |  | Steel | Steel |  |  | Steel |  | 1901-01-01 | [15 empty] | UST Currently In Use: 0; UST Temp Close: 0; AST Currently In Use: 2; AST Temp Closed: 0 | 0 | 0 | 3 | 17919-073-013818 | MINDIS METALS & RECYCLING
37550 | Temporary Closed | 2010-09-07 | 1988-01-01 |  | Petroleum | Used oil | Used oil | Bulk facility | Fiberglass reinforced plastic | Fiberglass reinforced plastic |  |  | Other, ABOVEGRND |  | 1901-01-01 |  | Other, EXEMPT | Other, EXEMPT | Other |  |  | Manual Tank Gauging (only tanks 1000 gal. or less and 48” or 64” in diameter) | [8 empty] | UST Currently In Use: 0; UST Temp Close: 1; AST Currently In Use: 0; AST Temp Closed: 0 | 0 | 1 | 0 | 25558-101-013819 | RAC DEALERSHIP LLC
37551 | Permanently Closed | 1976-04-01 | 1929-01-01 | 1990-03-26 | Petroleum | Unleaded gasoline | Unleaded gasoline |  | Steel | Steel |  | Painted or None | Steel |  | 1901-01-01 | [15 empty] | UST Currently In Use: 0; UST Temp Close: 0; AST Currently In Use: 0; AST Temp Closed: 0 | 0 | 0 | 1 | 15936-015-002133 | SALVATION ARMY
37552 | Permanently Closed | 1994-12-14 | 1987-01-01 | 2017-01-17 | Petroleum | Unleaded gasoline | Unleaded gasoline |  | Steel | Steel |  | Painted or None |  |  | 1901-01-01 | Field installed cathodic protection | [14 empty] | UST Currently In Use: 0; UST Temp Close: 0; AST Currently In Use: 0; AST Temp Closed: 0 | 0 | 0 | 1 | 19733-073-013823 | EARL TRAMMELL
37553 | Permanently Closed | 1988-08-08 | 1959-01-01 | 1988-08-08 | Petroleum | Used oil | Used oil |  | Steel | Steel |  | Painted or None | Steel |  | 1901-01-01 | [15 empty] | UST Currently In Use: 0; UST Temp Close: 0; AST Currently In Use: 0; AST Temp Closed: 0 | 0 | 0 | 1 | 15939-073-013824 | BILL RUSSELL FORD INC
37554 | Permanently Closed | 1901-01-01 | 1974-01-01 |  | Petroleum | Other, X | Other |  | Steel | Steel |  |  |  |  | 1901-01-01 | [15 empty] | UST Currently In Use: 0; UST Temp Close: 0; AST Currently In Use: 0; AST Temp Closed: 0 | 0 | 0 | 5 | 15940-117-013827 | CROWN PONTIAC NISSAN INC
37555 | Permanently Closed | 1901-01-01 | 1974-01-01 |  | Petroleum | Other, X | Other |  | Steel | Steel |  |  |  |  | 1901-01-01 | [15 empty] | UST Currently In Use: 0; UST Temp Close: 0; AST Currently In Use: 0; AST Temp Closed: 0 | 0 | 0 | 5 | 15940-117-013827 | CROWN PONTIAC NISSAN INC
37556 | Permanently Closed | 1901-01-01 | 1974-01-01 |  | Petroleum | Other, X | Other |  | Steel | Steel |  |  |  |  | 1901-01-01 | [15 empty] | UST Currently In Use: 0; UST Temp Close: 0; AST Currently In Use: 0; AST Temp Closed: 0 | 0 | 0 | 5 | 15940-117-013827 | CROWN PONTIAC NISSAN INC
37557 | Permanently Closed | 1901-01-01 | 1974-01-01 |  | Petroleum | Other, X | Other |  | Steel | Steel |  |  |  |  | 1901-01-01 | [15 empty] | UST Currently In Use: 0; UST Temp Close: 0; AST Currently In Use: 0; AST Temp Closed: 0 | 0 | 0 | 5 | 15940-117-013827 | CROWN PONTIAC NISSAN INC
37558 | Permanently Closed | 1901-01-01 | 1974-01-01 |  | Petroleum | Other, X | Other |  | Steel | Steel |  |  |  |  | 1901-01-01 | [15 empty] | UST Currently In Use: 0; UST Temp Close: 0; AST Currently In Use: 0; AST Temp Closed: 0 | 0 | 0 | 5 | 15940-117-013827 | CROWN PONTIAC NISSAN INC
37559 | Permanently Closed | 1992-01-06 | 1976-01-01 | 1992-01-06 | Petroleum | On road diesel | On road diesel |  | Steel | Steel |  |  |  |  | 1901-01-01 | [15 empty] | UST Currently In Use: 0; UST Temp Close: 0; AST Currently In Use: 2; AST Temp Closed: 0 | 0 | 0 | 1 | 15941-003-001291 | FF CORTE FARMS
37560 | Permanently Closed | 1995-06-20 | 1988-01-01 | 1995-06-20 | Petroleum | Used oil | Used oil | State/federal government | Fiberglass reinforced plastic | Fiberglass reinforced plastic |  |  | Steel |  | 1901-01-01 | [15 empty] | UST Currently In Use: 0; UST Temp Close: 0; AST Currently In Use: 0; AST Temp Closed: 0 | 0 | 0 | 2 | 14587-043-013829 | AL ST MILITARY DEPT - CFMO ENV. OFF.
37561 | Permanently Closed | 1995-06-20 | 1988-01-01 | 1995-06-20 | Petroleum | Used oil | Used oil | State/federal government | Fiberglass reinforced plastic | Fiberglass reinforced plastic |  |  | Steel |  | 1901-01-01 | [15 empty] | UST Currently In Use: 0; UST Temp Close: 0; AST Currently In Use: 0; AST Temp Closed: 0 | 0 | 0 | 2 | 14587-043-013829 | AL ST MILITARY DEPT - CFMO ENV. OFF.
37562 | Permanently Closed | 1991-10-11 | 1967-01-01 | 1993-10-11 | Petroleum | Other, NEW OIL | Other |  | Steel | Steel |  |  | Steel |  | 1901-01-01 | [15 empty] | UST Currently In Use: 0; UST Temp Close: 0; AST Currently In Use: 0; AST Temp Closed: 0 | 0 | 0 | 1 | 15943-055-006792 | MITCH STEWART
37563 | Permanently Closed | 1991-10-11 | 1901-01-01 | 1993-10-11 | Petroleum | Used oil | Used oil |  | Steel | Steel |  | Painted or None | Steel |  | 1901-01-01 | [15 empty] | UST Currently In Use: 0; UST Temp Close: 0; AST Currently In Use: 0; AST Temp Closed: 0 | 0 | 0 | 2 | 15943-055-014167 | MITCH STEWART
37564 | Permanently Closed | 1991-10-11 | 1901-01-01 | 1993-10-11 | Petroleum | Other, NEW OIL | Other |  | Steel | Steel |  | Painted or None | Steel |  | 1901-01-01 | [15 empty] | UST Currently In Use: 0; UST Temp Close: 0; AST Currently In Use: 0; AST Temp Closed: 0 | 0 | 0 | 2 | 15943-055-014167 | MITCH STEWART
37565 | Temporary Closed | 2020-03-01 | 1901-01-01 |  | Petroleum | Unleaded gasoline | Unleaded gasoline |  | Steel | Steel | Field installed cathodic protection |  | Steel |  |  | Field installed cathodic protection | Catchment Basin, Single walled catchment basin | Automatic shutoff device At 95% full | Automatic shutoff device At 95% full |  |  | Statistical Inventory Reconciliation (SIR) |  | Automatic flow restrictor (MLLD) | Automatic flow restrictor (MLLD) |  |  | Statistical inventory reconciliation (SIR) | Statistical inventory reconciliation (SIR) |  | UST Currently In Use: 0; UST Temp Close: 2; AST Currently In Use: 0; AST Temp Closed: 0 | 0 | 2 | 0 | 15944-089-013830 | A H JONES
37566 | Temporary Closed | 2016-01-01 | 1901-01-01 |  | Petroleum | Premium gasoline | Premium gasoline | Retail | Steel | Steel | Field installed cathodic protection |  | Steel |  |  | Field installed cathodic protection | Catchment Basin, Single walled catchment basin | Automatic shutoff device At 95% full | Automatic shutoff device At 95% full |  |  | Statistical Inventory Reconciliation (SIR) |  | Automatic flow restrictor (MLLD) | Automatic flow restrictor (MLLD) |  |  | Statistical inventory reconciliation (SIR) | Statistical inventory reconciliation (SIR) |  | UST Currently In Use: 0; UST Temp Close: 2; AST Currently In Use: 0; AST Temp Closed: 0 | 0 | 2 | 0 | 15944-089-013830 | A H JONES
37567 | Permanently Closed | 1901-01-01 | 1967-01-01 |  | Petroleum | Unleaded gasoline | Unleaded gasoline |  | Steel | Steel |  | Painted or None | Steel |  | 1901-01-01 | [15 empty] | UST Currently In Use: 0; UST Temp Close: 0; AST Currently In Use: 0; AST Temp Closed: 0 | 0 | 0 | 3 | 15945-089-009847 | INEZ MARSH
37568 | Permanently Closed | 1901-01-01 | 1967-01-01 |  | Petroleum | Unleaded gasoline | Unleaded gasoline |  | Steel | Steel |  | Painted or None | Steel |  | 1901-01-01 | [15 empty] | UST Currently In Use: 0; UST Temp Close: 0; AST Currently In Use: 0; AST Temp Closed: 0 | 0 | 0 | 3 | 15945-089-009847 | INEZ MARSH
37569 | Permanently Closed | 1901-01-01 | 1967-01-01 |  | Petroleum | Unleaded gasoline | Unleaded gasoline |  | Steel | Steel |  | Painted or None | Steel |  | 1901-01-01 | [15 empty] | UST Currently In Use: 0; UST Temp Close: 0; AST Currently In Use: 0; AST Temp Closed: 0 | 0 | 0 | 3 | 15945-089-009847 | INEZ MARSH
37570 | Currently in Use |  | 1988-01-01 |  | Petroleum | Unleaded gasoline | Unleaded gasoline | Retail | Single Wall, Steel | Steel | Coated & cathodic protection (sti-P3) |  | Fiberglass reinforced plastic, Single Wall |  |  |  | Catchment Basin, Single walled catchment basin | Automatic shutoff device At 95% full | Automatic shutoff device At 95% full |  |  | Continuous Automatic Tank Gauge | Direct Bury submersible pump | Automatic flow restrictor (MLLD) | Automatic flow restrictor (MLLD) |  |  | Annual line testing | Annual line testing |  | UST Currently In Use: 3; UST Temp Close: 0; AST Currently In Use: 0; AST Temp Closed: 0 | 3 | 0 | 0 | 15201-077-013831 | VULCAN OIL COMPANY INC.
37571 | Currently in Use |  | 1988-01-01 |  | Petroleum | Premium gasoline | Premium gasoline | Retail | Single Wall, Steel | Steel | Coated & cathodic protection (sti-P3) |  | Fiberglass reinforced plastic, Single Wall |  |  |  | Catchment Basin, Single walled catchment basin | Automatic shutoff device At 95% full | Automatic shutoff device At 95% full |  |  | Continuous Automatic Tank Gauge | Direct Bury submersible pump | Automatic flow restrictor (MLLD) | Automatic flow restrictor (MLLD) |  |  | Annual line testing | Annual line testing |  | UST Currently In Use: 3; UST Temp Close: 0; AST Currently In Use: 0; AST Temp Closed: 0 | 3 | 0 | 0 | 15201-077-013831 | VULCAN OIL COMPANY INC.
37572 | Currently in Use |  | 1988-01-01 |  | Petroleum | On road diesel | On road diesel | Retail | Single Wall, Steel | Steel | Coated & cathodic protection (sti-P3) |  | Fiberglass reinforced plastic, Single Wall |  |  |  | Catchment Basin, Single walled catchment basin | Automatic shutoff device At 95% full | Automatic shutoff device At 95% full |  |  | Continuous Automatic Tank Gauge | Direct Bury submersible pump | Automatic flow restrictor (MLLD) | Automatic flow restrictor (MLLD) |  |  | Annual line testing | Annual line testing |  | UST Currently In Use: 3; UST Temp Close: 0; AST Currently In Use: 0; AST Temp Closed: 0 | 3 | 0 | 0 | 15201-077-013831 | VULCAN OIL COMPANY INC.
37573 | Permanently Closed | 2004-09-15 | 1986-01-01 | 2004-09-15 | Petroleum | Unleaded gasoline | Unleaded gasoline | Retail | Steel | Steel | Coated & cathodic protection (sti-P3), Field installed cathodic protection, Interior lined (not allowed as a standalone method of corrosion protection) |  | Fiberglass reinforced plastic |  | 1901-01-01 |  | Catchment Basin, Single walled catchment basin | Automatic shutoff device At 95% full | Automatic shutoff device At 95% full |  |  | Automatic Tank Gauge, Statistical Inventory Reconciliation (SIR) | [5 empty] | Annual line testing, Statistical inventory reconciliation (SIR) | Statistical inventory reconciliation (SIR) |  | UST Currently In Use: 2; UST Temp Close: 0; AST Currently In Use: 0; AST Temp Closed: 0 | 2 | 0 | 3 | 25742-077-014100 | FLORENCE 16 LLC
37574 | Permanently Closed | 2004-09-15 | 1986-01-01 | 2004-09-15 | Petroleum | Mid-grade gasoline | Mid-grade gasoline | Retail | Steel | Steel | Coated & cathodic protection (sti-P3), Field installed cathodic protection, Interior lined (not allowed as a standalone method of corrosion protection) |  | Fiberglass reinforced plastic |  | 1901-01-01 |  | Catchment Basin, Single walled catchment basin | Automatic shutoff device At 95% full | Automatic shutoff device At 95% full |  |  | Automatic Tank Gauge, Statistical Inventory Reconciliation (SIR) | [5 empty] | Annual line testing, Statistical inventory reconciliation (SIR) | Statistical inventory reconciliation (SIR) |  | UST Currently In Use: 2; UST Temp Close: 0; AST Currently In Use: 0; AST Temp Closed: 0 | 2 | 0 | 3 | 25742-077-014100 | FLORENCE 16 LLC
37575 | Permanently Closed | 2004-09-15 | 1986-01-01 | 2004-09-15 | Petroleum | Premium gasoline | Premium gasoline | Retail | Steel | Steel | Coated & cathodic protection (sti-P3), Field installed cathodic protection, Interior lined (not allowed as a standalone method of corrosion protection) |  | Fiberglass reinforced plastic |  | 1901-01-01 |  | Catchment Basin, Single walled catchment basin | Automatic shutoff device At 95% full | Automatic shutoff device At 95% full |  |  | Automatic Tank Gauge, Statistical Inventory Reconciliation (SIR) | [5 empty] | Annual line testing, Statistical inventory reconciliation (SIR) | Statistical inventory reconciliation (SIR) |  | UST Currently In Use: 2; UST Temp Close: 0; AST Currently In Use: 0; AST Temp Closed: 0 | 2 | 0 | 3 | 25742-077-014100 | FLORENCE 16 LLC
37576 | Currently in Use |  | 1990-08-23 |  | Petroleum | Unleaded gasoline | Unleaded gasoline | Retail | Fiberglass reinforced plastic, Single Wall | Single Wall |  |  | Double Wall, Fiberglass reinforced plastic |  | 1901-01-01 |  | Catchment Basin, Single walled catchment basin | Flow Rest 90% Full | Flow Rest 90% Full |  |  | Automatic Tank Gauge |  | Automatic flow restrictor (MLLD), Containment Sump | Containment Sump |  |  | Annual line testing | Annual line testing |  | UST Currently In Use: 3; UST Temp Close: 0; AST Currently In Use: 0; AST Temp Closed: 0 | 3 | 0 | 0 | 23372-077-015335 | MIDSTATES PETROLEUM COMPANY
37577 | Currently in Use |  | 1990-08-23 |  | Petroleum | Premium gasoline | Premium gasoline | Retail | Fiberglass reinforced plastic, Single Wall | Single Wall |  |  | Double Wall, Fiberglass reinforced plastic |  | 1901-01-01 |  | Catchment Basin, Single walled catchment basin | Flow Rest 90% Full | Flow Rest 90% Full |  |  | Automatic Tank Gauge |  | Automatic flow restrictor (MLLD), Containment Sump | Containment Sump |  |  | Annual line testing | Annual line testing |  | UST Currently In Use: 3; UST Temp Close: 0; AST Currently In Use: 0; AST Temp Closed: 0 | 3 | 0 | 0 | 23372-077-015335 | MIDSTATES PETROLEUM COMPANY
37578 | Currently in Use |  | 1990-08-23 |  | Petroleum | Unleaded gasoline | Unleaded gasoline | Retail | Fiberglass reinforced plastic, Single Wall | Single Wall |  |  | Double Wall, Fiberglass reinforced plastic |  | 1901-01-01 |  | Catchment Basin, Single walled catchment basin | Flow Rest 90% Full | Flow Rest 90% Full |  |  | Automatic Tank Gauge |  | Automatic flow restrictor (MLLD), Containment Sump | Containment Sump |  |  | Annual line testing | Annual line testing |  | UST Currently In Use: 3; UST Temp Close: 0; AST Currently In Use: 0; AST Temp Closed: 0 | 3 | 0 | 0 | 23372-077-015335 | MIDSTATES PETROLEUM COMPANY
37579 | Currently in Use |  | 1989-01-01 |  | Petroleum | Unleaded gasoline | Unleaded gasoline | Retail | Fiberglass reinforced plastic, Single Wall | Single Wall |  |  | Fiberglass reinforced plastic, Single Wall |  | 1901-01-01 |  | Catchment Basin, Single walled catchment basin | Automatic shutoff device At 95% full | Automatic shutoff device At 95% full |  |  | Statistical Inventory Reconciliation (SIR) |  | Automatic flow restrictor (MLLD) | Automatic flow restrictor (MLLD) |  |  | Annual line testing, Statistical inventory reconciliation (SIR) | Statistical inventory reconciliation (SIR) |  | UST Currently In Use: 3; UST Temp Close: 0; AST Currently In Use: 0; AST Temp Closed: 0 | 3 | 0 | 0 | 15947-089-013836 | CAREY M MAY
37580 | Currently in Use |  | 1989-01-01 |  | Petroleum | Mid-grade gasoline | Mid-grade gasoline | Retail | Fiberglass reinforced plastic, Single Wall | Single Wall |  |  | Fiberglass reinforced plastic, Single Wall |  | 1901-01-01 |  | Catchment Basin, Single walled catchment basin | Automatic shutoff device At 95% full | Automatic shutoff device At 95% full |  |  | Statistical Inventory Reconciliation (SIR) |  | Automatic flow restrictor (MLLD) | Automatic flow restrictor (MLLD) |  |  | Annual line testing, Statistical inventory reconciliation (SIR) | Statistical inventory reconciliation (SIR) |  | UST Currently In Use: 3; UST Temp Close: 0; AST Currently In Use: 0; AST Temp Closed: 0 | 3 | 0 | 0 | 15947-089-013836 | CAREY M MAY
37581 | Currently in Use |  | 1989-01-01 |  | Petroleum | Premium gasoline | Premium gasoline | Retail | Fiberglass reinforced plastic, Single Wall | Single Wall |  |  | Fiberglass reinforced plastic, Single Wall |  | 1901-01-01 |  | Catchment Basin, Single walled catchment basin | Automatic shutoff device At 95% full | Automatic shutoff device At 95% full |  |  | Statistical Inventory Reconciliation (SIR) |  | Automatic flow restrictor (MLLD) | Automatic flow restrictor (MLLD) |  |  | Annual line testing, Statistical inventory reconciliation (SIR) | Statistical inventory reconciliation (SIR) |  | UST Currently In Use: 3; UST Temp Close: 0; AST Currently In Use: 0; AST Temp Closed: 0 | 3 | 0 | 0 | 15947-089-013836 | CAREY M MAY
37582 | Cannot Locate or abandoned | 2000-01-19 | 1965-01-01 |  | Petroleum | Unleaded gasoline | Unleaded gasoline |  | Steel | Steel |  | Painted or None | Steel |  | 1901-01-01 | [15 empty] | UST Currently In Use: 0; UST Temp Close: 0; AST Currently In Use: 0; AST Temp Closed: 0 | 0 | 0 | 0 | 15948-011-011800 | LEE COOK
37583 | Cannot Locate or abandoned | 2000-01-19 | 1965-01-01 |  | Petroleum | Unleaded gasoline | Unleaded gasoline |  | Steel | Steel |  | Painted or None | Steel |  | 1901-01-01 | [15 empty] | UST Currently In Use: 0; UST Temp Close: 0; AST Currently In Use: 0; AST Temp Closed: 0 | 0 | 0 | 0 | 15948-011-011800 | LEE COOK
37584 | Cannot Locate or abandoned | 2000-01-19 | 1965-01-01 |  | Petroleum | Unleaded gasoline | Unleaded gasoline |  | Steel | Steel |  | Painted or None | Steel |  | 1901-01-01 | [15 empty] | UST Currently In Use: 0; UST Temp Close: 0; AST Currently In Use: 0; AST Temp Closed: 0 | 0 | 0 | 0 | 15948-011-011800 | LEE COOK
37585 | Cannot Locate or abandoned | 2000-01-19 | 1982-01-01 |  | Petroleum | On road diesel | On road diesel |  | Steel | Steel |  | Painted or None | Steel |  | 1901-01-01 | [15 empty] | UST Currently In Use: 0; UST Temp Close: 0; AST Currently In Use: 0; AST Temp Closed: 0 | 0 | 0 | 0 | 15948-011-011800 | LEE COOK
37589 | Permanently Closed | 1998-01-12 | 1982-01-01 | 1998-01-12 | Petroleum | Unleaded gasoline | Unleaded gasoline | Retail | Steel | Steel |  |  | Steel |  | 1901-01-01 |  |  | Automatic shutoff device At 95% full | Automatic shutoff device At 95% full | [11 empty] | UST Currently In Use: 2; UST Temp Close: 0; AST Currently In Use: 0; AST Temp Closed: 0 | 2 | 0 | 3 | 25265-071-013900 | LGWS/CROSS AMERICA PARTNERS
37590 | Permanently Closed | 1998-01-12 | 1982-01-01 | 1998-01-12 | Petroleum | Unleaded gasoline | Unleaded gasoline | Retail | Steel | Steel |  |  | Steel |  | 1901-01-01 | [15 empty] | UST Currently In Use: 2; UST Temp Close: 0; AST Currently In Use: 0; AST Temp Closed: 0 | 2 | 0 | 3 | 25265-071-013900 | LGWS/CROSS AMERICA PARTNERS
37591 | Permanently Closed | 1994-01-20 | 1982-01-01 | 1994-01-20 | Petroleum | Unleaded gasoline | Unleaded gasoline | Retail | Steel | Steel |  |  | Steel |  | 1901-01-01 | [15 empty] | UST Currently In Use: 2; UST Temp Close: 0; AST Currently In Use: 0; AST Temp Closed: 0 | 2 | 0 | 3 | 25265-071-013900 | LGWS/CROSS AMERICA PARTNERS
37592 | Permanently Closed | 1992-04-30 | 1986-01-01 | 1992-04-30 | Petroleum | Used oil | Used oil |  | Fiberglass reinforced plastic | Fiberglass reinforced plastic |  |  | Steel |  | 1901-01-01 | [15 empty] | UST Currently In Use: 0; UST Temp Close: 0; AST Currently In Use: 0; AST Temp Closed: 0 | 0 | 0 | 2 | 15951-101-013901 | BREWBAKER MOTORS INC
37593 | Permanently Closed | 1992-04-30 | 1986-01-01 | 1992-04-30 | Petroleum | Used oil | Used oil |  | Fiberglass reinforced plastic | Fiberglass reinforced plastic |  |  | Steel |  | 1901-01-01 | [15 empty] | UST Currently In Use: 0; UST Temp Close: 0; AST Currently In Use: 0; AST Temp Closed: 0 | 0 | 0 | 2 | 15951-101-013901 | BREWBAKER MOTORS INC
37594 | Permanently Closed | 1990-05-21 | 1968-01-01 | 1990-05-21 | Petroleum | Used oil | Used oil |  | Steel | Steel |  | Painted or None | Steel |  | 1901-01-01 | [15 empty] | UST Currently In Use: 0; UST Temp Close: 0; AST Currently In Use: 0; AST Temp Closed: 0 | 0 | 0 | 1 | 15952-089-013903 | J FRED MEIRS
37595 | Currently in Use |  | 1988-01-01 |  | Petroleum | Unleaded gasoline | Unleaded gasoline | Retail | Fiberglass reinforced plastic, Single Wall | Single Wall |  |  | Double Wall, Fiberglass reinforced plastic |  |  |  | Catchment Basin, Single walled catchment basin | Flow Rest 90% Full | Flow Rest 90% Full |  |  | Continuous Automatic Tank Gauge |  | Automatic flow restrictor (MLLD), Containment Sump | Containment Sump | Interstitial Monitoring within Secondary Containment | SENSOR TO ATG | Continuous alarm system | Continuous alarm system |  | UST Currently In Use: 5; UST Temp Close: 0; AST Currently In Use: 0; AST Temp Closed: 0 | 5 | 0 | 0 | 25265-103-013905 | LGWS/CROSS AMERICA PARTNERS
37596 | Currently in Use |  | 1988-01-01 |  | Petroleum | Unleaded gasoline | Unleaded gasoline | Retail | Fiberglass reinforced plastic, Single Wall | Single Wall |  |  | Double Wall, Fiberglass reinforced plastic |  |  |  | Catchment Basin, Single walled catchment basin | Flow Rest 90% Full | Flow Rest 90% Full |  |  | Continuous Automatic Tank Gauge |  | Automatic flow restrictor (MLLD), Containment Sump | Containment Sump | Interstitial Monitoring within Secondary Containment | SENSOR TO ATG | Continuous alarm system | Continuous alarm system |  | UST Currently In Use: 5; UST Temp Close: 0; AST Currently In Use: 0; AST Temp Closed: 0 | 5 | 0 | 0 | 25265-103-013905 | LGWS/CROSS AMERICA PARTNERS
37597 | Currently in Use |  | 1988-01-01 |  | Petroleum | Unleaded gasoline | Unleaded gasoline | Retail | Fiberglass reinforced plastic, Single Wall | Single Wall |  |  | Double Wall, Fiberglass reinforced plastic |  |  |  | Catchment Basin, Single walled catchment basin | Flow Rest 90% Full | Flow Rest 90% Full |  |  | Continuous Automatic Tank Gauge |  | Automatic flow restrictor (MLLD), Containment Sump | Containment Sump | Interstitial Monitoring within Secondary Containment | SENSOR TO ATG | Continuous alarm system | Continuous alarm system |  | UST Currently In Use: 5; UST Temp Close: 0; AST Currently In Use: 0; AST Temp Closed: 0 | 5 | 0 | 0 | 25265-103-013905 | LGWS/CROSS AMERICA PARTNERS
37598 | Currently in Use |  | 1988-01-01 |  | Petroleum | On road diesel | On road diesel | Retail | Fiberglass reinforced plastic, Single Wall | Single Wall |  |  | Double Wall, Fiberglass reinforced plastic |  |  |  | Catchment Basin, Single walled catchment basin | Flow Rest 90% Full | Flow Rest 90% Full |  |  | Continuous Automatic Tank Gauge |  | Automatic flow restrictor (MLLD), Containment Sump | Containment Sump | Interstitial Monitoring within Secondary Containment | SENSOR TO ATG | Continuous alarm system | Continuous alarm system |  | UST Currently In Use: 5; UST Temp Close: 0; AST Currently In Use: 0; AST Temp Closed: 0 | 5 | 0 | 0 | 25265-103-013905 | LGWS/CROSS AMERICA PARTNERS
37599 | Currently in Use |  | 1988-01-01 |  | Petroleum | Premium gasoline | Premium gasoline | Retail | Fiberglass reinforced plastic, Single Wall | Single Wall |  |  | Double Wall, Fiberglass reinforced plastic |  |  |  | Catchment Basin, Single walled catchment basin | Flow Rest 90% Full | Flow Rest 90% Full |  |  | Continuous Automatic Tank Gauge |  | Automatic flow restrictor (MLLD), Containment Sump | Containment Sump | Interstitial Monitoring within Secondary Containment | SENSOR TO ATG | Continuous alarm system | Continuous alarm system |  | UST Currently In Use: 5; UST Temp Close: 0; AST Currently In Use: 0; AST Temp Closed: 0 | 5 | 0 | 0 | 25265-103-013905 | LGWS/CROSS AMERICA PARTNERS
37600 | Temporary Closed | 2009-05-28 | 1989-02-10 |  | Petroleum | Unleaded gasoline | Unleaded gasoline | Retail | Steel | Steel | Coated & cathodic protection (sti-P3) |  | Fiberglass reinforced plastic |  | 1901-01-01 |  | Catchment Basin, Single walled catchment basin |  |  |  |  | Statistical Inventory Reconciliation (SIR) | [8 empty] | UST Currently In Use: 0; UST Temp Close: 3; AST Currently In Use: 0; AST Temp Closed: 0 | 0 | 3 | 0 | 15954-075-013908 | DALE HOLLIS
37601 | Temporary Closed | 2006-02-28 | 1989-12-10 |  | Petroleum | Mid-grade gasoline | Mid-grade gasoline | Retail | Steel | Steel | Coated & cathodic protection (sti-P3) |  | Fiberglass reinforced plastic |  | 1901-01-01 |  | Catchment Basin, Single walled catchment basin |  |  |  |  | Statistical Inventory Reconciliation (SIR) |  | Automatic flow restrictor (MLLD) | Automatic flow restrictor (MLLD) |  |  | Statistical inventory reconciliation (SIR) | Statistical inventory reconciliation (SIR) |  | UST Currently In Use: 0; UST Temp Close: 3; AST Currently In Use: 0; AST Temp Closed: 0 | 0 | 3 | 0 | 15954-075-013908 | DALE HOLLIS
37602 | Temporary Closed | 2009-05-28 | 1988-01-01 |  | Petroleum | Premium gasoline | Premium gasoline | Retail | Steel | Steel | Coated & cathodic protection (sti-P3) |  | Fiberglass reinforced plastic |  | 1901-01-01 |  | Catchment Basin, Single walled catchment basin |  |  |  |  | Statistical Inventory Reconciliation (SIR) |  | Automatic flow restrictor (MLLD) | Automatic flow restrictor (MLLD) |  |  | Statistical inventory reconciliation (SIR) | Statistical inventory reconciliation (SIR) |  | UST Currently In Use: 0; UST Temp Close: 3; AST Currently In Use: 0; AST Temp Closed: 0 | 0 | 3 | 0 | 15954-075-013908 | DALE HOLLIS
37603 | Temporary Closed | 2020-12-01 | 1985-10-25 |  | Petroleum | Unleaded gasoline | Unleaded gasoline | Industrial, State/Federal Government | Fiberglass reinforced plastic, Single Wall | Single Wall |  |  | Fiberglass reinforced plastic, Single Wall |  | 1901-01-01 |  | Catchment Basin, Single walled catchment basin | Automatic shutoff device At 95% full | Automatic shutoff device At 95% full |  |  | Statistical Inventory Reconciliation (SIR) | [8 empty] | UST Currently In Use: 0; UST Temp Close: 2; AST Currently In Use: 0; AST Temp Closed: 0 | 0 | 2 | 0 | 14587-073-013909 | AL ST MILITARY DEPT - CFMO ENV. OFF.
37604 | Temporary Closed | 2020-12-01 | 1985-10-25 |  | Petroleum | Unleaded gasoline | Unleaded gasoline | Industrial, State/Federal Government | Fiberglass reinforced plastic, Single Wall | Single Wall |  |  | Fiberglass reinforced plastic, Single Wall |  | 1901-01-01 |  | Catchment Basin, Single walled catchment basin | Automatic shutoff device At 95% full | Automatic shutoff device At 95% full |  |  | Statistical Inventory Reconciliation (SIR) | [8 empty] | UST Currently In Use: 0; UST Temp Close: 2; AST Currently In Use: 0; AST Temp Closed: 0 | 0 | 2 | 0 | 14587-073-013909 | AL ST MILITARY DEPT - CFMO ENV. OFF.
37605 | Permanently Closed | 1998-12-22 | 1982-01-01 | 2000-03-09 | Petroleum | Unleaded gasoline | Unleaded gasoline |  | Steel | Steel |  | Painted or None | Steel |  | 1901-01-01 | [15 empty] | UST Currently In Use: 0; UST Temp Close: 0; AST Currently In Use: 0; AST Temp Closed: 0 | 0 | 0 | 4 | 15956-015-013910 | J C GOREY
37606 | Permanently Closed | 1998-12-22 | 1982-01-01 | 2000-03-09 | Petroleum | Unleaded gasoline | Unleaded gasoline |  | Steel | Steel |  | Painted or None | Steel |  | 1901-01-01 | [15 empty] | UST Currently In Use: 0; UST Temp Close: 0; AST Currently In Use: 0; AST Temp Closed: 0 | 0 | 0 | 4 | 15956-015-013910 | J C GOREY
37607 | Permanently Closed | 1998-12-22 | 1982-01-01 | 2000-03-09 | Petroleum | Unleaded gasoline | Unleaded gasoline |  | Steel | Steel |  | Painted or None | Steel |  | 1901-01-01 | [15 empty] | UST Currently In Use: 0; UST Temp Close: 0; AST Currently In Use: 0; AST Temp Closed: 0 | 0 | 0 | 4 | 15956-015-013910 | J C GOREY
37608 | Permanently Closed | 1998-12-22 | 1982-01-01 | 2000-03-09 | Petroleum | Unleaded gasoline | Unleaded gasoline |  | Steel | Steel |  | Painted or None | Steel |  | 1901-01-01 | [15 empty] | UST Currently In Use: 0; UST Temp Close: 0; AST Currently In Use: 0; AST Temp Closed: 0 | 0 | 0 | 4 | 15956-015-013910 | J C GOREY
37609 | Permanently Closed | 1996-12-18 | 1989-03-10 | 1998-12-18 | Petroleum | Unleaded gasoline | Unleaded gasoline |  | Steel | Steel |  | Painted or None | Steel |  | 1901-01-01 | [15 empty] | UST Currently In Use: 0; UST Temp Close: 0; AST Currently In Use: 0; AST Temp Closed: 0 | 0 | 0 | 1 | 17315-059-013911 | LOST CREEK BAIT SHOP
37610 | Permanently Closed | 1998-08-18 | 1983-01-01 | 1998-08-18 | Petroleum | On road diesel | On road diesel | Retail | Steel | Steel |  | Painted or None | Fiberglass reinforced plastic |  | 1901-01-01 | [15 empty] | UST Currently In Use: 4; UST Temp Close: 0; AST Currently In Use: 0; AST Temp Closed: 0 | 4 | 0 | 1 | 25725-073-013873 | ROBERT A DEMPSEY
37612 | Currently in Use |  | 1975-06-01 |  | Petroleum | Unleaded gasoline | Unleaded gasoline | Retail | Single Wall, Steel | Steel | Field installed cathodic protection |  | Fiberglass reinforced plastic, Single Wall |  | 1901-01-01 |  | Catchment Basin, Single walled catchment basin | Automatic shutoff device At 95% full | Automatic shutoff device At 95% full |  |  | Continuous Automatic Tank Gauge |  | Automatic flow restrictor (MLLD) | Automatic flow restrictor (MLLD) |  |  | Annual line testing | Annual line testing |  | UST Currently In Use: 4; UST Temp Close: 0; AST Currently In Use: 0; AST Temp Closed: 0 | 4 | 0 | 1 | 25725-073-013873 | ROBERT A DEMPSEY
37613 | Currently in Use |  | 1975-06-01 |  | Petroleum | Premium gasoline | Premium gasoline | Retail | Single Wall, Steel | Steel | Field installed cathodic protection |  | Fiberglass reinforced plastic, Single Wall |  | 1901-01-01 |  | Catchment Basin, Single walled catchment basin | Automatic shutoff device At 95% full | Automatic shutoff device At 95% full |  |  | Continuous Automatic Tank Gauge |  | Automatic flow restrictor (MLLD) | Automatic flow restrictor (MLLD) |  |  | Annual line testing | Annual line testing |  | UST Currently In Use: 4; UST Temp Close: 0; AST Currently In Use: 0; AST Temp Closed: 0 | 4 | 0 | 1 | 25725-073-013873 | ROBERT A DEMPSEY
37614 | Currently in Use |  | 1975-06-01 |  | Petroleum | Unleaded gasoline | Unleaded gasoline | Retail | Single Wall, Steel, 6K/6K | Steel | Field installed cathodic protection |  | Fiberglass reinforced plastic, Single Wall |  | 1901-01-01 |  | Catchment Basin, Single walled catchment basin | Automatic shutoff device At 95% full | Automatic shutoff device At 95% full |  |  | Continuous Automatic Tank Gauge, Statistical Inventory Reconciliation (SIR) |  | Automatic flow restrictor (MLLD) | Automatic flow restrictor (MLLD) |  |  | Statistical inventory reconciliation (SIR) | Statistical inventory reconciliation (SIR) |  | UST Currently In Use: 4; UST Temp Close: 0; AST Currently In Use: 0; AST Temp Closed: 0 | 4 | 0 | 1 | 25725-073-013873 | ROBERT A DEMPSEY
37615 | Currently in Use |  | 1975-06-01 |  | Petroleum | On road diesel | On road diesel | Retail | Single Wall, Steel | Steel | Field installed cathodic protection |  | Fiberglass reinforced plastic, Single Wall |  | 1901-01-01 |  | Catchment Basin, Single walled catchment basin | Flow Rest 90% Full | Flow Rest 90% Full |  |  | Continuous Automatic Tank Gauge |  | Automatic flow restrictor (MLLD) | Automatic flow restrictor (MLLD) |  |  | Annual line testing | Annual line testing |  | UST Currently In Use: 4; UST Temp Close: 0; AST Currently In Use: 0; AST Temp Closed: 0 | 4 | 0 | 1 | 25725-073-013873 | ROBERT A DEMPSEY
37616 | Cannot Locate or abandoned | 1997-10-01 | 1982-01-01 |  | Petroleum | Premium gasoline | Premium gasoline | Retail | Steel | Steel | Coated & cathodic protection (sti-P3) |  | Steel |  | 1901-01-01 | None | [5 empty] | Statistical Inventory Reconciliation (SIR) | [8 empty] | UST Currently In Use: 0; UST Temp Close: 0; AST Currently In Use: 0; AST Temp Closed: 0 | 0 | 0 | 0 | 21549-055-003829 | JAVIER MEJIA
37617 | Cannot Locate or abandoned | 1997-10-01 | 1982-01-01 |  | Petroleum | Unleaded gasoline | Unleaded gasoline | Retail | Steel | Steel | Coated & cathodic protection (sti-P3) |  | Steel |  | 1901-01-01 | None | [5 empty] | Statistical Inventory Reconciliation (SIR) | [8 empty] | UST Currently In Use: 0; UST Temp Close: 0; AST Currently In Use: 0; AST Temp Closed: 0 | 0 | 0 | 0 | 21549-055-003829 | JAVIER MEJIA
37618 | Permanently Closed | 1988-02-01 | 1960-01-01 | 1988-02-01 | Petroleum | Unleaded gasoline | Unleaded gasoline |  | Steel | Steel |  | Painted or None | Steel |  | 1901-01-01 | [6 empty] | Statistical Inventory Reconciliation (SIR) | [8 empty] | UST Currently In Use: 2; UST Temp Close: 0; AST Currently In Use: 0; AST Temp Closed: 0 | 2 | 0 | 4 | 22752-055-003830 | KETAN C GANDHI
37619 | Permanently Closed | 1988-02-01 | 1960-01-01 | 1988-02-01 | Petroleum | Unleaded gasoline | Unleaded gasoline |  | Steel | Steel |  | Painted or None | Steel |  | 1901-01-01 | [15 empty] | UST Currently In Use: 2; UST Temp Close: 0; AST Currently In Use: 0; AST Temp Closed: 0 | 2 | 0 | 4 | 22752-055-003830 | KETAN C GANDHI
37620 | Permanently Closed | 1988-02-01 | 1960-01-01 | 1988-02-01 | Petroleum | Unleaded gasoline | Unleaded gasoline |  | Steel | Steel |  | Painted or None | Steel |  | 1901-01-01 | [15 empty] | UST Currently In Use: 2; UST Temp Close: 0; AST Currently In Use: 0; AST Temp Closed: 0 | 2 | 0 | 4 | 22752-055-003830 | KETAN C GANDHI
37621 | Permanently Closed | 1988-02-01 | 1960-01-01 | 1988-02-01 | Petroleum | Unleaded gasoline | Unleaded gasoline |  | Steel | Steel |  | Painted or None | Steel |  | 1901-01-01 | [15 empty] | UST Currently In Use: 2; UST Temp Close: 0; AST Currently In Use: 0; AST Temp Closed: 0 | 2 | 0 | 4 | 22752-055-003830 | KETAN C GANDHI
37622 | Currently in Use |  | 1990-01-15 |  | Petroleum | Premium gasoline | Premium gasoline | Retail | Single Wall, Steel | Steel | Coated & cathodic protection (sti-P3) |  | Double Wall, Flexible | SA&TCI |  |  | Catchment Basin, Single walled catchment basin | Flow Rest 90% Full | Flow Rest 90% Full |  |  | Statistical Inventory Reconciliation (SIR) |  | Automatic flow restrictor (MLLD), Containment Sump | Containment Sump |  |  | Statistical inventory reconciliation (SIR) | Statistical inventory reconciliation (SIR) |  | UST Currently In Use: 2; UST Temp Close: 0; AST Currently In Use: 0; AST Temp Closed: 0 | 2 | 0 | 4 | 22752-055-003830 | KETAN C GANDHI
37623 | Currently in Use |  | 1990-01-15 |  | Petroleum | Unleaded gasoline | Unleaded gasoline | Retail | Single Wall, Steel, 8K/6K | Steel | Coated & cathodic protection (sti-P3) |  | Double Wall, Flexible | SA&TCI |  |  | Catchment Basin, Single walled catchment basin | Flow Rest 90% Full | Flow Rest 90% Full |  |  | Statistical Inventory Reconciliation (SIR) |  | Automatic flow restrictor (MLLD), Containment Sump | Containment Sump |  |  | Statistical inventory reconciliation (SIR) | Statistical inventory reconciliation (SIR) |  | UST Currently In Use: 2; UST Temp Close: 0; AST Currently In Use: 0; AST Temp Closed: 0 | 2 | 0 | 4 | 22752-055-003830 | KETAN C GANDHI
37625 | Currently in Use |  | 1973-01-01 |  | Petroleum | Unleaded gasoline | Unleaded gasoline | Retail | Single Wall, Steel | Steel | Field installed cathodic protection, Interior lined (not allowed as a standalone method of corrosion protection) |  | Double Wall, Fiberglass reinforced plastic |  | 2007-06-02 |  | Catchment Basin, Single walled catchment basin | Automatic shutoff device At 95% full | Automatic shutoff device At 95% full |  |  | Continuous Automatic Tank Gauge |  | Automatic shutoff device (AELLD), Containment Sump | Containment Sump | [5 empty] | UST Currently In Use: 2; UST Temp Close: 0; AST Currently In Use: 1; AST Temp Closed: 0 | 2 | 0 | 1 | 12534-055-005134 | IRA PHILLIPS INC
37627 | Currently in Use |  | 1973-01-01 |  | Petroleum | Premium gasoline | Premium gasoline | Retail | Single Wall, Steel | Steel | Field installed cathodic protection, Interior lined (not allowed as a standalone method of corrosion protection) |  | Double Wall, Fiberglass reinforced plastic |  | 2007-06-02 |  | Catchment Basin, Single walled catchment basin | Automatic shutoff device At 95% full | Automatic shutoff device At 95% full |  |  | Continuous Automatic Tank Gauge |  | Automatic shutoff device (AELLD), Containment Sump | Containment Sump | [5 empty] | UST Currently In Use: 2; UST Temp Close: 0; AST Currently In Use: 1; AST Temp Closed: 0 | 2 | 0 | 1 | 12534-055-005134 | IRA PHILLIPS INC
37628 | Permanently Closed | 1989-04-11 | 1976-01-01 | 1989-04-11 | Petroleum | Used oil | Used oil |  | Steel | Steel |  | Painted or None | Steel |  | 1901-01-01 | [15 empty] | UST Currently In Use: 2; UST Temp Close: 0; AST Currently In Use: 1; AST Temp Closed: 0 | 2 | 0 | 1 | 12534-055-005134 | IRA PHILLIPS INC
37629 | Permanently Closed | 1999-01-29 | 1984-01-01 | 1999-01-29 | Petroleum | Unleaded gasoline | Unleaded gasoline |  | Steel | Steel | Coated & cathodic protection (sti-P3) |  | Fiberglass reinforced plastic |  | 1901-01-01 | [6 empty] | Statistical Inventory Reconciliation (SIR) | [8 empty] | UST Currently In Use: 0; UST Temp Close: 0; AST Currently In Use: 0; AST Temp Closed: 0 | 0 | 0 | 3 | 10136-055-012781 | ALABAMA OIL CO
37630 | Permanently Closed | 1999-01-29 | 1984-01-01 | 1999-01-29 | Petroleum | Unleaded gasoline | Unleaded gasoline |  | Steel | Steel | Coated & cathodic protection (sti-P3) |  | Fiberglass reinforced plastic |  | 1901-01-01 | [6 empty] | Statistical Inventory Reconciliation (SIR) | [8 empty] | UST Currently In Use: 0; UST Temp Close: 0; AST Currently In Use: 0; AST Temp Closed: 0 | 0 | 0 | 3 | 10136-055-012781 | ALABAMA OIL CO
37631 | Permanently Closed | 1999-01-29 | 1984-01-01 | 1999-01-29 | Petroleum | Unleaded gasoline | Unleaded gasoline |  | Steel | Steel | Coated & cathodic protection (sti-P3) |  | Fiberglass reinforced plastic |  | 1901-01-01 | [6 empty] | Statistical Inventory Reconciliation (SIR) | [8 empty] | UST Currently In Use: 0; UST Temp Close: 0; AST Currently In Use: 0; AST Temp Closed: 0 | 0 | 0 | 3 | 10136-055-012781 | ALABAMA OIL CO
37632 | Permanently Closed | 1992-01-01 | 1969-01-01 | 1992-01-01 | Petroleum | Unleaded gasoline | Unleaded gasoline |  | Steel | Steel |  | Painted or None | Steel |  | 1901-01-01 | [15 empty] | UST Currently In Use: 0; UST Temp Close: 0; AST Currently In Use: 0; AST Temp Closed: 0 | 0 | 0 | 2 | 15960-115-003811 | PECKS PETROLEUM
37633 | Permanently Closed | 1992-01-01 | 1969-01-01 | 1992-01-01 | Petroleum | Unleaded gasoline | Unleaded gasoline |  | Steel | Steel |  | Painted or None | Steel |  | 1901-01-01 | [15 empty] | UST Currently In Use: 0; UST Temp Close: 0; AST Currently In Use: 0; AST Temp Closed: 0 | 0 | 0 | 2 | 15960-115-003811 | PECKS PETROLEUM
37634 | Permanently Closed | 1901-01-01 | 1972-01-01 | 1987-10-01 | Petroleum | Unleaded gasoline | Unleaded gasoline |  | Steel | Steel |  | Painted or None | Steel |  | 1901-01-01 | [15 empty] | UST Currently In Use: 2; UST Temp Close: 0; AST Currently In Use: 0; AST Temp Closed: 0 | 2 | 0 | 6 | 21523-073-003823 | DIANE HOANG
37635 | Permanently Closed | 1901-01-01 | 1958-01-01 | 1987-10-01 | Petroleum | Unleaded gasoline | Unleaded gasoline |  | Steel | Steel |  | Painted or None | Steel |  | 1901-01-01 | [15 empty] | UST Currently In Use: 2; UST Temp Close: 0; AST Currently In Use: 0; AST Temp Closed: 0 | 2 | 0 | 6 | 21523-073-003823 | DIANE HOANG
37636 | Permanently Closed | 1901-01-01 | 1958-01-01 | 1987-10-01 | Petroleum | Unleaded gasoline | Unleaded gasoline |  | Steel | Steel |  | Painted or None | Steel |  | 1901-01-01 | [15 empty] | UST Currently In Use: 2; UST Temp Close: 0; AST Currently In Use: 0; AST Temp Closed: 0 | 2 | 0 | 6 | 21523-073-003823 | DIANE HOANG
37637 | Permanently Closed | 2004-03-08 | 1982-01-01 | 2004-03-08 | Petroleum | Unleaded gasoline | Unleaded gasoline | Retail | Steel | Steel | Coated & cathodic protection (sti-P3) |  | Fiberglass reinforced plastic |  | 1901-01-01 |  | Catchment Basin, Single walled catchment basin | Flow Rest 90% Full | Flow Rest 90% Full |  |  | Continuous Automatic Tank Gauge |  | Automatic shutoff device (AELLD) | Automatic shutoff device (AELLD) | [5 empty] | UST Currently In Use: 2; UST Temp Close: 0; AST Currently In Use: 0; AST Temp Closed: 0 | 2 | 0 | 6 | 21523-073-003823 | DIANE HOANG
37638 | Permanently Closed | 2004-03-08 | 1982-01-01 | 2004-03-08 | Petroleum | Unleaded gasoline | Unleaded gasoline | Retail | Steel | Steel | Coated & cathodic protection (sti-P3) |  | Fiberglass reinforced plastic |  | 1901-01-01 |  | Catchment Basin, Single walled catchment basin | Flow Rest 90% Full | Flow Rest 90% Full |  |  | Continuous Automatic Tank Gauge |  | Automatic shutoff device (AELLD) | Automatic shutoff device (AELLD) | [5 empty] | UST Currently In Use: 2; UST Temp Close: 0; AST Currently In Use: 0; AST Temp Closed: 0 | 2 | 0 | 6 | 21523-073-003823 | DIANE HOANG
37639 | Permanently Closed | 2004-03-08 | 1982-01-01 | 2004-03-08 | Petroleum | Unleaded gasoline | Unleaded gasoline | Retail | Steel | Steel | Coated & cathodic protection (sti-P3) |  | Fiberglass reinforced plastic |  | 1901-01-01 |  | Catchment Basin, Single walled catchment basin | Automatic shutoff device At 95% full, Flow Rest 90% Full | Flow Rest 90% Full |  |  | Continuous Automatic Tank Gauge |  | Automatic shutoff device (AELLD) | Automatic shutoff device (AELLD) | [5 empty] | UST Currently In Use: 2; UST Temp Close: 0; AST Currently In Use: 0; AST Temp Closed: 0 | 2 | 0 | 6 | 21523-073-003823 | DIANE HOANG
37640 | Permanently Closed | 1989-11-15 | 1960-01-01 | 1989-11-15 | Petroleum | Unleaded gasoline | Unleaded gasoline |  | Steel | Steel |  | Painted or None | Steel |  | 1901-01-01 | [15 empty] | UST Currently In Use: 0; UST Temp Close: 0; AST Currently In Use: 0; AST Temp Closed: 0 | 0 | 0 | 5 | 20849-083-003827 | CAROL K HUGHES & AMY K ROBERTS
37641 | Permanently Closed | 1989-11-15 | 1960-01-01 | 1989-11-15 | Petroleum | Unleaded gasoline | Unleaded gasoline |  | Steel | Steel |  | Painted or None | Steel |  | 1901-01-01 | [15 empty] | UST Currently In Use: 0; UST Temp Close: 0; AST Currently In Use: 0; AST Temp Closed: 0 | 0 | 0 | 5 | 20849-083-003827 | CAROL K HUGHES & AMY K ROBERTS
37642 | Permanently Closed | 1998-11-09 | 1989-01-01 | 1999-12-04 | Petroleum | Premium gasoline | Premium gasoline | Retail | Steel | Steel | Coated & cathodic protection (sti-P3) |  | Fiberglass reinforced plastic |  | 1901-01-01 |  | Catchment Basin, Single walled catchment basin | Flow Rest 90% Full | Flow Rest 90% Full |  |  | Statistical Inventory Reconciliation (SIR) | [8 empty] | UST Currently In Use: 0; UST Temp Close: 0; AST Currently In Use: 0; AST Temp Closed: 0 | 0 | 0 | 5 | 20849-083-003827 | CAROL K HUGHES & AMY K ROBERTS
37643 | Permanently Closed | 1998-11-09 | 1989-01-01 | 1999-12-04 | Petroleum | Mid-grade gasoline | Mid-grade gasoline | Retail | Steel | Steel | Coated & cathodic protection (sti-P3) |  | Fiberglass reinforced plastic |  | 1901-01-01 |  | Catchment Basin, Single walled catchment basin | Flow Rest 90% Full | Flow Rest 90% Full |  |  | Statistical Inventory Reconciliation (SIR) | [8 empty] | UST Currently In Use: 0; UST Temp Close: 0; AST Currently In Use: 0; AST Temp Closed: 0 | 0 | 0 | 5 | 20849-083-003827 | CAROL K HUGHES & AMY K ROBERTS
37644 | Permanently Closed | 1998-11-09 | 1989-01-01 | 1999-12-04 | Petroleum | Unleaded gasoline | Unleaded gasoline | Retail | Steel | Steel | Coated & cathodic protection (sti-P3) |  | Fiberglass reinforced plastic |  | 1901-01-01 |  | Catchment Basin, Single walled catchment basin | Flow Rest 90% Full | Flow Rest 90% Full |  |  | Statistical Inventory Reconciliation (SIR) | [8 empty] | UST Currently In Use: 0; UST Temp Close: 0; AST Currently In Use: 0; AST Temp Closed: 0 | 0 | 0 | 5 | 20849-083-003827 | CAROL K HUGHES & AMY K ROBERTS
37645 | Permanently Closed | 2007-02-21 | 2004-05-01 | 2007-02-28 | Petroleum | Unleaded gasoline | Unleaded gasoline | Retail | Steel | Steel | Field installed cathodic protection |  | Flexible |  | 1901-01-01 |  | Catchment Basin, Single walled catchment basin | Flow Rest 90% Full | Flow Rest 90% Full |  |  | Continuous Automatic Tank Gauge |  | Automatic shutoff device (AELLD) | Automatic shutoff device (AELLD) | [5 empty] | UST Currently In Use: 0; UST Temp Close: 0; AST Currently In Use: 0; AST Temp Closed: 0 | 0 | 0 | 2 | 17612-083-003834 | ROBERTSON ENTERPRISES, INC.
37647 | Permanently Closed | 1998-04-01 | 1969-01-01 | 1999-03-04 | Petroleum | Unleaded gasoline | Unleaded gasoline | Retail | Steel | Steel |  | Painted or None | Steel |  | 1901-01-01 | [6 empty] | Statistical Inventory Reconciliation (SIR) | [8 empty] | UST Currently In Use: 0; UST Temp Close: 0; AST Currently In Use: 0; AST Temp Closed: 0 | 0 | 0 | 2 | 20726-089-003810 | FIRST BANK OF BOAZ
37648 | Permanently Closed | 1998-04-01 | 1969-01-01 | 1999-03-04 | Petroleum | Unleaded gasoline | Unleaded gasoline | Retail | Steel | Steel |  | Painted or None | Steel |  | 1901-01-01 | [6 empty] | Statistical Inventory Reconciliation (SIR) | [8 empty] | UST Currently In Use: 0; UST Temp Close: 0; AST Currently In Use: 0; AST Temp Closed: 0 | 0 | 0 | 2 | 20726-089-003810 | FIRST BANK OF BOAZ
37649 | Permanently Closed | 1993-09-01 | 1982-01-01 | 1994-08-29 | Petroleum | Unleaded gasoline | Unleaded gasoline |  | Steel | Steel |  | Painted or None | Steel |  | 1901-01-01 | [15 empty] | UST Currently In Use: 0; UST Temp Close: 0; AST Currently In Use: 0; AST Temp Closed: 0 | 0 | 0 | 4 | 15960-095-003802 | PECKS PETROLEUM
37650 | Permanently Closed | 1993-09-01 | 1982-01-01 | 1994-08-29 | Petroleum | Unleaded gasoline | Unleaded gasoline |  | Steel | Steel |  | Painted or None | Steel |  | 1901-01-01 | [15 empty] | UST Currently In Use: 0; UST Temp Close: 0; AST Currently In Use: 0; AST Temp Closed: 0 | 0 | 0 | 4 | 15960-095-003802 | PECKS PETROLEUM
37651 | Permanently Closed | 1993-09-01 | 1982-01-01 | 1994-08-29 | Petroleum | Unleaded gasoline | Unleaded gasoline |  | Steel | Steel |  | Painted or None | Steel |  | 1901-01-01 | [15 empty] | UST Currently In Use: 0; UST Temp Close: 0; AST Currently In Use: 0; AST Temp Closed: 0 | 0 | 0 | 4 | 15960-095-003802 | PECKS PETROLEUM
37652 | Permanently Closed | 1993-09-01 | 1982-01-01 | 1994-08-29 | Petroleum | On road diesel | On road diesel |  | Steel | Steel |  | Painted or None | Steel |  | 1901-01-01 | [15 empty] | UST Currently In Use: 0; UST Temp Close: 0; AST Currently In Use: 0; AST Temp Closed: 0 | 0 | 0 | 4 | 15960-095-003802 | PECKS PETROLEUM
37653 | Permanently Closed | 2005-12-01 | 1975-01-01 | 2006-02-08 | Petroleum | Unleaded gasoline | Unleaded gasoline | Retail | Steel | Steel | Field installed cathodic protection |  | Steel |  | 1901-01-01 | Field installed cathodic protection | Catchment Basin, Single walled catchment basin | Automatic shutoff device At 95% full | Automatic shutoff device At 95% full | [11 empty] | UST Currently In Use: 0; UST Temp Close: 0; AST Currently In Use: 0; AST Temp Closed: 0 | 0 | 0 | 2 | 15960-095-003805 | PECKS PETROLEUM
37654 | Permanently Closed | 2005-12-01 | 1975-01-01 | 2006-02-08 | Petroleum | Mid-grade gasoline | Mid-grade gasoline | Retail | Steel | Steel | Field installed cathodic protection |  | Steel |  | 1901-01-01 | Field installed cathodic protection | Catchment Basin, Single walled catchment basin | Automatic shutoff device At 95% full | Automatic shutoff device At 95% full | [11 empty] | UST Currently In Use: 0; UST Temp Close: 0; AST Currently In Use: 0; AST Temp Closed: 0 | 0 | 0 | 2 | 15960-095-003805 | PECKS PETROLEUM
37655 | Temporary Closed | 2018-07-17 | 1979-03-18 |  | Petroleum | Mid-grade gasoline | Mid-grade gasoline | Retail | Single Wall, Steel | Steel | Field installed cathodic protection |  | Single Wall, Steel |  |  | Field installed cathodic protection | Catchment Basin, Single walled catchment basin | Automatic shutoff device At 95% full | Automatic shutoff device At 95% full |  |  | Statistical Inventory Reconciliation (SIR) | [8 empty] | UST Currently In Use: 0; UST Temp Close: 2; AST Currently In Use: 0; AST Temp Closed: 0 | 0 | 2 | 0 | 22193-095-003809 | RANDALL DOVE
37656 | Permanently Closed | 1998-02-03 | 1956-01-01 | 2005-03-15 | Petroleum | Unleaded gasoline | Unleaded gasoline | Retail | Steel | Steel |  | Painted or None | Steel | [8 empty] | Statistical Inventory Reconciliation (SIR) | [8 empty] | UST Currently In Use: 0; UST Temp Close: 0; AST Currently In Use: 0; AST Temp Closed: 0 | 0 | 0 | 1 | 15960-095-003809 | PECKS PETROLEUM
37657 | Temporary Closed | 2003-03-19 | 1972-01-01 |  | Petroleum | On road diesel | On road diesel | Retail | Steel | Steel | Field installed cathodic protection |  | Steel |  | 1901-01-01 | Field installed cathodic protection | Catchment Basin, Single walled catchment basin | Automatic shutoff device At 95% full | Automatic shutoff device At 95% full |  |  | Statistical Inventory Reconciliation (SIR) | [8 empty] | UST Currently In Use: 0; UST Temp Close: 3; AST Currently In Use: 0; AST Temp Closed: 0 | 0 | 3 | 0 | 15960-095-003818 | PECKS PETROLEUM
37658 | Temporary Closed | 2003-03-19 | 1964-01-01 |  | Petroleum | Unleaded gasoline | Unleaded gasoline | Retail | Steel | Steel | Field installed cathodic protection |  | Steel |  | 1901-01-01 | Field installed cathodic protection | Catchment Basin, Single walled catchment basin |  |  |  |  | Statistical Inventory Reconciliation (SIR) | [8 empty] | UST Currently In Use: 0; UST Temp Close: 3; AST Currently In Use: 0; AST Temp Closed: 0 | 0 | 3 | 0 | 15960-095-003818 | PECKS PETROLEUM
37659 | Temporary Closed | 2003-03-19 | 1979-01-01 |  | Petroleum | Mid-grade gasoline | Mid-grade gasoline | Retail | Steel | Steel | Field installed cathodic protection |  | Steel |  | 1901-01-01 | Field installed cathodic protection | Catchment Basin, Single walled catchment basin |  |  |  |  | Statistical Inventory Reconciliation (SIR) | [8 empty] | UST Currently In Use: 0; UST Temp Close: 3; AST Currently In Use: 0; AST Temp Closed: 0 | 0 | 3 | 0 | 15960-095-003818 | PECKS PETROLEUM
37660 | Permanently Closed | 2004-07-26 | 1971-01-01 | 2005-08-22 | Petroleum | Unleaded gasoline | Unleaded gasoline | Retail | Steel | Steel | Field installed cathodic protection |  | Steel |  | 1901-01-01 | Field installed cathodic protection | Catchment Basin, Single walled catchment basin | Automatic shutoff device At 95% full | Automatic shutoff device At 95% full |  |  | Statistical Inventory Reconciliation (SIR) | [8 empty] | UST Currently In Use: 0; UST Temp Close: 0; AST Currently In Use: 0; AST Temp Closed: 0 | 0 | 0 | 2 | 15960-095-003819 | PECKS PETROLEUM
37661 | Permanently Closed | 2004-07-26 | 1971-01-01 | 2005-08-22 | Petroleum | Mid-grade gasoline | Mid-grade gasoline | Retail | Steel | Steel | Field installed cathodic protection |  | Steel |  | 1901-01-01 | Field installed cathodic protection | Catchment Basin, Single walled catchment basin | Automatic shutoff device At 95% full | Automatic shutoff device At 95% full |  |  | Statistical Inventory Reconciliation (SIR) | [8 empty] | UST Currently In Use: 0; UST Temp Close: 0; AST Currently In Use: 0; AST Temp Closed: 0 | 0 | 0 | 2 | 15960-095-003819 | PECKS PETROLEUM
37662 | Permanently Closed | 1998-10-01 | 1982-01-01 |  | Petroleum | Premium gasoline | Premium gasoline | Retail | Steel | Steel |  | Painted or None | Steel |  | 1901-01-01 |  | Catchment Basin, Single walled catchment basin | Flow Rest 90% Full | Flow Rest 90% Full |  |  |  |  | Automatic flow restrictor (MLLD) | Automatic flow restrictor (MLLD) |  |  | Annual line testing | Annual line testing |  | UST Currently In Use: 0; UST Temp Close: 0; AST Currently In Use: 0; AST Temp Closed: 0 | 0 | 0 | 3 | 15960-095-003824 | PECKS PETROLEUM
37663 | Permanently Closed | 1998-10-01 | 1982-01-01 |  | Petroleum | Mid-grade gasoline | Mid-grade gasoline | Retail | Steel | Steel |  | Painted or None | Steel |  | 1901-01-01 |  | Catchment Basin, Single walled catchment basin | Flow Rest 90% Full | Flow Rest 90% Full |  |  |  |  | Automatic flow restrictor (MLLD) | Automatic flow restrictor (MLLD) |  |  | Annual line testing | Annual line testing |  | UST Currently In Use: 0; UST Temp Close: 0; AST Currently In Use: 0; AST Temp Closed: 0 | 0 | 0 | 3 | 15960-095-003824 | PECKS PETROLEUM
37664 | Permanently Closed | 1998-10-01 | 1982-01-01 |  | Petroleum | Unleaded gasoline | Unleaded gasoline | Retail | Steel | Steel |  | Painted or None | Steel |  | 1901-01-01 |  | Catchment Basin, Single walled catchment basin | Flow Rest 90% Full | Flow Rest 90% Full |  |  |  |  | Automatic flow restrictor (MLLD) | Automatic flow restrictor (MLLD) |  |  | Annual line testing | Annual line testing |  | UST Currently In Use: 0; UST Temp Close: 0; AST Currently In Use: 0; AST Temp Closed: 0 | 0 | 0 | 3 | 15960-095-003824 | PECKS PETROLEUM
37665 | Currently in Use |  | 1970-01-01 |  | Petroleum | Unleaded gasoline | Unleaded gasoline | Retail | Single Wall, Steel | Steel | Field installed cathodic protection |  | Fiberglass reinforced plastic, Single Wall |  |  |  | Catchment Basin, Single walled catchment basin | Flow Rest 90% Full | Flow Rest 90% Full |  |  | Statistical Inventory Reconciliation (SIR) |  | Automatic flow restrictor (MLLD) | Automatic flow restrictor (MLLD) |  |  | Annual line testing, Statistical inventory reconciliation (SIR) | Statistical inventory reconciliation (SIR) |  | UST Currently In Use: 3; UST Temp Close: 0; AST Currently In Use: 0; AST Temp Closed: 0 | 3 | 0 | 0 | 15960-095-012580 | PECKS PETROLEUM
37666 | Currently in Use |  | 1970-01-01 |  | Petroleum | Mid-grade gasoline | Mid-grade gasoline | Retail | Single Wall, Steel | Steel | Field installed cathodic protection |  | Fiberglass reinforced plastic, Single Wall |  |  |  | Catchment Basin, Single walled catchment basin | Flow Rest 90% Full | Flow Rest 90% Full |  |  | Statistical Inventory Reconciliation (SIR) |  | Automatic flow restrictor (MLLD) | Automatic flow restrictor (MLLD) |  |  | Annual line testing, Statistical inventory reconciliation (SIR) | Statistical inventory reconciliation (SIR) |  | UST Currently In Use: 3; UST Temp Close: 0; AST Currently In Use: 0; AST Temp Closed: 0 | 3 | 0 | 0 | 15960-095-012580 | PECKS PETROLEUM
37667 | Currently in Use |  | 1982-01-01 |  | Petroleum | On road diesel | On road diesel | Retail | Single Wall, Steel | Steel | Field installed cathodic protection |  | Fiberglass reinforced plastic, Single Wall |  |  |  | Catchment Basin, Single walled catchment basin | Flow Rest 90% Full | Flow Rest 90% Full |  |  | Statistical Inventory Reconciliation (SIR) |  | Automatic flow restrictor (MLLD) | Automatic flow restrictor (MLLD) |  |  | Annual line testing, Statistical inventory reconciliation (SIR) | Statistical inventory reconciliation (SIR) |  | UST Currently In Use: 3; UST Temp Close: 0; AST Currently In Use: 0; AST Temp Closed: 0 | 3 | 0 | 0 | 15960-095-012580 | PECKS PETROLEUM
37668 | Currently in Use |  | 1988-01-01 |  | Petroleum | Unleaded gasoline | Unleaded gasoline | Retail | Single Wall, Steel | Steel | Coated & cathodic protection (sti-P3) |  | Fiberglass reinforced plastic |  |  |  | Catchment Basin, Single walled catchment basin | Flow Rest 90% Full | Flow Rest 90% Full |  |  | Continuous Automatic Tank Gauge |  | Automatic shutoff device (AELLD) | Automatic shutoff device (AELLD) | [5 empty] | UST Currently In Use: 3; UST Temp Close: 0; AST Currently In Use: 1; AST Temp Closed: 0 | 3 | 0 | 0 | 23429-095-013134 | MUSA PROPERTIES, LLC
37669 | Currently in Use |  | 1988-01-01 |  | Petroleum | On road diesel | On road diesel | Retail | Single Wall, Steel | Steel | Coated & cathodic protection (sti-P3) |  | Fiberglass reinforced plastic |  |  |  | Catchment Basin, Single walled catchment basin | Flow Rest 90% Full | Flow Rest 90% Full |  |  | Continuous Automatic Tank Gauge |  | Automatic shutoff device (AELLD) | Automatic shutoff device (AELLD) | [5 empty] | UST Currently In Use: 3; UST Temp Close: 0; AST Currently In Use: 1; AST Temp Closed: 0 | 3 | 0 | 0 | 23429-095-013134 | MUSA PROPERTIES, LLC
37670 | Currently in Use |  | 1988-01-01 |  | Petroleum | Premium gasoline | Premium gasoline | Retail | Single Wall, Steel | Steel | Coated & cathodic protection (sti-P3) |  | Fiberglass reinforced plastic |  |  |  | Catchment Basin, Single walled catchment basin | Flow Rest 90% Full | Flow Rest 90% Full |  |  | Continuous Automatic Tank Gauge |  | Automatic shutoff device (AELLD) | Automatic shutoff device (AELLD) | [5 empty] | UST Currently In Use: 3; UST Temp Close: 0; AST Currently In Use: 1; AST Temp Closed: 0 | 3 | 0 | 0 | 23429-095-013134 | MUSA PROPERTIES, LLC
37671 | Temporary Closed | 2005-06-01 | 1990-05-15 |  | Petroleum | Premium gasoline | Premium gasoline | Retail | Fiberglass reinforced plastic, Single Wall | Single Wall |  |  | Fiberglass reinforced plastic, Single Wall |  | 1901-01-01 |  | Catchment Basin, Single walled catchment basin | Automatic shutoff device At 95% full, Flow Rest 90% Full | Flow Rest 90% Full |  |  | Continuous Automatic Tank Gauge | [8 empty] | UST Currently In Use: 0; UST Temp Close: 3; AST Currently In Use: 0; AST Temp Closed: 0 | 0 | 3 | 0 | 23440-095-015313 | DANA J BALLENGER
37672 | Temporary Closed | 2005-06-01 | 1990-05-15 |  | Petroleum | Mid-grade gasoline | Mid-grade gasoline | Retail | Fiberglass reinforced plastic, Single Wall | Single Wall |  |  | Fiberglass reinforced plastic, Single Wall |  | 1901-01-01 |  | Catchment Basin, Single walled catchment basin | Automatic shutoff device At 95% full, Flow Rest 90% Full | Flow Rest 90% Full |  |  | Continuous Automatic Tank Gauge | [8 empty] | UST Currently In Use: 0; UST Temp Close: 3; AST Currently In Use: 0; AST Temp Closed: 0 | 0 | 3 | 0 | 23440-095-015313 | DANA J BALLENGER
37673 | Temporary Closed | 2005-06-01 | 1990-05-15 |  | Petroleum | Unleaded gasoline | Unleaded gasoline | Retail | Fiberglass reinforced plastic, Single Wall | Single Wall |  |  | Fiberglass reinforced plastic, Single Wall |  | 1901-01-01 |  | Catchment Basin, Single walled catchment basin | Automatic shutoff device At 95% full, Flow Rest 90% Full | Flow Rest 90% Full |  |  | Continuous Automatic Tank Gauge | [8 empty] | UST Currently In Use: 0; UST Temp Close: 3; AST Currently In Use: 0; AST Temp Closed: 0 | 0 | 3 | 0 | 23440-095-015313 | DANA J BALLENGER
37674 | Currently in Use |  | 1990-05-15 |  | Petroleum | On road diesel | On road diesel | Retail | Fiberglass reinforced plastic, Single Wall | Single Wall |  |  | Fiberglass reinforced plastic, Single Wall |  | 1901-01-01 |  | Catchment Basin, Single walled catchment basin | Automatic shutoff device At 95% full, Flow Rest 90% Full | Flow Rest 90% Full |  |  | Continuous Automatic Tank Gauge, Statistical Inventory Reconciliation (SIR) |  | Automatic shutoff device (AELLD), Containment Sump | Containment Sump | Interstitial Monitoring within Secondary Containment | SENSOR TO ATG | Annual line testing | Annual line testing |  | UST Currently In Use: 5; UST Temp Close: 0; AST Currently In Use: 0; AST Temp Closed: 0 | 5 | 0 | 0 | 23109-095-015314 | JR PROPERTIES
37675 | Currently in Use |  | 1990-05-15 |  | Petroleum | Unleaded gasoline | Unleaded gasoline | Retail | Fiberglass reinforced plastic, Single Wall | Single Wall |  |  | Fiberglass reinforced plastic, Single Wall |  | 1901-01-01 |  | Catchment Basin, Single walled catchment basin | Automatic shutoff device At 95% full, Flow Rest 90% Full | Flow Rest 90% Full |  |  | Continuous Automatic Tank Gauge, Statistical Inventory Reconciliation (SIR) |  | Automatic shutoff device (AELLD), Containment Sump | Containment Sump | Interstitial Monitoring within Secondary Containment | SENSOR TO ATG | Annual line testing | Annual line testing |  | UST Currently In Use: 5; UST Temp Close: 0; AST Currently In Use: 0; AST Temp Closed: 0 | 5 | 0 | 0 | 23109-095-015314 | JR PROPERTIES
37676 | Currently in Use |  | 1990-05-15 |  | Petroleum | Premium gasoline | Premium gasoline | Retail | Fiberglass reinforced plastic, Single Wall | Single Wall |  |  | Fiberglass reinforced plastic, Single Wall |  | 1901-01-01 |  | Catchment Basin, Single walled catchment basin | Automatic shutoff device At 95% full, Flow Rest 90% Full | Flow Rest 90% Full |  |  | Continuous Automatic Tank Gauge, Statistical Inventory Reconciliation (SIR) |  | Automatic shutoff device (AELLD), Containment Sump | Containment Sump | Interstitial Monitoring within Secondary Containment | SENSOR TO ATG | Annual line testing | Annual line testing |  | UST Currently In Use: 5; UST Temp Close: 0; AST Currently In Use: 0; AST Temp Closed: 0 | 5 | 0 | 0 | 23109-095-015314 | JR PROPERTIES
37677 | Permanently Closed | 1986-02-01 | 1973-01-01 | 1988-06-01 | Petroleum | Unleaded gasoline | Unleaded gasoline |  | Steel | Steel |  |  | Steel |  | 1901-01-01 | [15 empty] | UST Currently In Use: 0; UST Temp Close: 0; AST Currently In Use: 0; AST Temp Closed: 0 | 0 | 0 | 4 | 15961-041-008451 | BARROWS GROCERY
37678 | Permanently Closed | 1986-02-01 | 1973-01-01 | 1988-06-01 | Petroleum | Unleaded gasoline | Unleaded gasoline |  | Steel | Steel |  |  | Steel |  | 1901-01-01 | [15 empty] | UST Currently In Use: 0; UST Temp Close: 0; AST Currently In Use: 0; AST Temp Closed: 0 | 0 | 0 | 4 | 15961-041-008451 | BARROWS GROCERY
37679 | Permanently Closed | 1986-02-01 | 1968-01-01 | 1988-06-01 | Petroleum | Unleaded gasoline | Unleaded gasoline |  | Steel | Steel |  |  | Steel |  | 1901-01-01 | [15 empty] | UST Currently In Use: 0; UST Temp Close: 0; AST Currently In Use: 0; AST Temp Closed: 0 | 0 | 0 | 4 | 15961-041-008451 | BARROWS GROCERY
37680 | Permanently Closed | 1986-02-01 | 1968-01-01 | 1988-06-01 | Petroleum | On road diesel | On road diesel |  | Steel | Steel |  |  | Steel |  | 1901-01-01 | [15 empty] | UST Currently In Use: 0; UST Temp Close: 0; AST Currently In Use: 0; AST Temp Closed: 0 | 0 | 0 | 4 | 15961-041-008451 | BARROWS GROCERY
37681 | Permanently Closed | 1901-01-01 | 1976-01-01 | 1989-03-23 | Petroleum | Unleaded gasoline | Unleaded gasoline |  | Steel | Steel |  |  | Steel |  | 1901-01-01 | [15 empty] | UST Currently In Use: 0; UST Temp Close: 0; AST Currently In Use: 0; AST Temp Closed: 0 | 0 | 0 | 3 | 15962-015-006789 | E E HUBBARD
37682 | Permanently Closed | 1901-01-01 | 1976-01-01 | 1989-03-23 | Petroleum | Unleaded gasoline | Unleaded gasoline |  | Steel | Steel |  |  | Steel |  | 1901-01-01 | [15 empty] | UST Currently In Use: 0; UST Temp Close: 0; AST Currently In Use: 0; AST Temp Closed: 0 | 0 | 0 | 3 | 15962-015-006789 | E E HUBBARD
37683 | Permanently Closed | 1901-01-01 | 1976-01-01 | 1989-03-23 | Petroleum | Unleaded gasoline | Unleaded gasoline |  | Steel | Steel |  |  | Steel |  | 1901-01-01 | [15 empty] | UST Currently In Use: 0; UST Temp Close: 0; AST Currently In Use: 0; AST Temp Closed: 0 | 0 | 0 | 3 | 15962-015-006789 | E E HUBBARD
37684 | Permanently Closed | 1993-03-01 | 1964-01-01 | 1993-08-26 | Petroleum | Unleaded gasoline | Unleaded gasoline |  | Steel | Steel |  |  | Steel |  | 1901-01-01 | [15 empty] | UST Currently In Use: 0; UST Temp Close: 0; AST Currently In Use: 0; AST Temp Closed: 0 | 0 | 0 | 2 | 15963-013-013916 | JOHN CALLOWAY
37685 | Permanently Closed | 1993-08-26 | 1964-01-01 | 1993-08-26 | Petroleum | Unleaded gasoline | Unleaded gasoline |  | Steel | Steel |  |  | Steel |  | 1901-01-01 | [15 empty] | UST Currently In Use: 0; UST Temp Close: 0; AST Currently In Use: 0; AST Temp Closed: 0 | 0 | 0 | 2 | 15963-013-013916 | JOHN CALLOWAY
37686 | Permanently Closed | 1993-01-26 | 1971-01-01 | 1993-01-26 | Petroleum | On road diesel | On road diesel | [7 empty] | 1901-01-01 | [15 empty] | UST Currently In Use: 0; UST Temp Close: 0; AST Currently In Use: 2; AST Temp Closed: 0 | 0 | 0 | 1 | 15964-031-013917 | QHG OF ENTERPRISE INC
37687 | Permanently Closed | 1986-03-01 | 1969-01-01 | 1999-02-01 | Petroleum | Unleaded gasoline | Unleaded gasoline |  | Steel | Steel |  |  | Steel |  | 1901-01-01 | [15 empty] | UST Currently In Use: 0; UST Temp Close: 0; AST Currently In Use: 0; AST Temp Closed: 0 | 0 | 0 | 3 | 15965-055-008116 | VINCENT PIAZZA
37688 | Permanently Closed | 1986-03-01 | 1969-01-01 | 1999-02-01 | Petroleum | Unleaded gasoline | Unleaded gasoline |  | Steel | Steel |  |  | Steel |  | 1901-01-01 | [15 empty] | UST Currently In Use: 0; UST Temp Close: 0; AST Currently In Use: 0; AST Temp Closed: 0 | 0 | 0 | 3 | 15965-055-008116 | VINCENT PIAZZA
37689 | Permanently Closed | 1980-01-01 | 1969-01-01 | 1999-02-01 | Petroleum | Other, X | Other |  | Steel | Steel |  |  | Steel |  | 1901-01-01 | [15 empty] | UST Currently In Use: 0; UST Temp Close: 0; AST Currently In Use: 0; AST Temp Closed: 0 | 0 | 0 | 3 | 15965-055-008116 | VINCENT PIAZZA
37690 | Permanently Closed | 1979-12-01 | 1964-01-01 | 1983-12-01 | Petroleum | Unleaded gasoline | Unleaded gasoline |  | Steel | Steel |  | Painted or None | Steel |  | 1901-01-01 | [15 empty] | UST Currently In Use: 0; UST Temp Close: 0; AST Currently In Use: 0; AST Temp Closed: 0 | 0 | 0 | 1 | 15966-035-006812 | BRADLEY MOTOR CO
37691 | Permanently Closed | 1992-09-29 | 1972-01-01 | 1992-09-29 | Petroleum | Unleaded gasoline | Unleaded gasoline |  | Steel | Steel |  | Painted or None | Fiberglass reinforced plastic |  | 1901-01-01 | [15 empty] | UST Currently In Use: 0; UST Temp Close: 0; AST Currently In Use: 0; AST Temp Closed: 0 | 0 | 0 | 5 | 20616-101-004553 | HARCO INC DBA RITE AID CORP
37692 | Permanently Closed | 1988-03-01 | 1981-01-01 | 1988-03-01 | Petroleum | Unleaded gasoline | Unleaded gasoline |  | Steel | Steel |  | Painted or None | Steel |  | 1901-01-01 | [15 empty] | UST Currently In Use: 0; UST Temp Close: 0; AST Currently In Use: 0; AST Temp Closed: 0 | 0 | 0 | 2 | 15968-033-012361 | WILBURN OIL CO
37693 | Permanently Closed | 1988-03-01 | 1968-01-01 | 1988-03-01 | Petroleum | Unleaded gasoline | Unleaded gasoline |  | Steel | Steel |  | Painted or None | Steel |  | 1901-01-01 | [15 empty] | UST Currently In Use: 0; UST Temp Close: 0; AST Currently In Use: 0; AST Temp Closed: 0 | 0 | 0 | 2 | 15968-033-012361 | WILBURN OIL CO
37694 | Permanently Closed | 1994-10-01 | 1984-01-01 | 1995-03-10 | Petroleum | Unleaded gasoline | Unleaded gasoline |  | Steel | Steel | Coated & cathodic protection (sti-P3) |  | Steel |  | 1901-01-01 | [15 empty] | UST Currently In Use: 0; UST Temp Close: 0; AST Currently In Use: 0; AST Temp Closed: 0 | 0 | 0 | 3 | 15968-033-014158 | WILBURN OIL CO
37695 | Permanently Closed | 1994-10-01 | 1984-01-01 | 1995-03-10 | Petroleum | Unleaded gasoline | Unleaded gasoline |  | Steel | Steel | Coated & cathodic protection (sti-P3) |  | Steel |  | 1901-01-01 | [15 empty] | UST Currently In Use: 0; UST Temp Close: 0; AST Currently In Use: 0; AST Temp Closed: 0 | 0 | 0 | 3 | 15968-033-014158 | WILBURN OIL CO
37696 | Permanently Closed | 1994-10-01 | 1984-01-01 | 1995-03-10 | Petroleum | On road diesel | On road diesel |  | Steel | Steel | Coated & cathodic protection (sti-P3) |  | Steel |  | 1901-01-01 | [15 empty] | UST Currently In Use: 0; UST Temp Close: 0; AST Currently In Use: 0; AST Temp Closed: 0 | 0 | 0 | 3 | 15968-033-014158 | WILBURN OIL CO
37697 | Cannot Locate or abandoned | 1998-12-01 | 1985-01-01 |  | Petroleum | On road diesel | On road diesel |  | Single Wall, Steel | Steel | Coated & cathodic protection (sti-P3) |  | Single Wall, Steel |  | 1901-01-01 | [6 empty] | Automatic Tank Gauge | [8 empty] | UST Currently In Use: 0; UST Temp Close: 2; AST Currently In Use: 0; AST Temp Closed: 0 | 0 | 2 | 0 | 15968-033-014159 | WILBURN OIL CO
37698 | Cannot Locate or abandoned | 1998-12-01 | 1985-01-01 |  | Petroleum | On road diesel | On road diesel |  | Single Wall, Steel | Steel | Coated & cathodic protection (sti-P3) |  | Single Wall, Steel |  | 1901-01-01 | [6 empty] | Automatic Tank Gauge | [8 empty] | UST Currently In Use: 0; UST Temp Close: 2; AST Currently In Use: 0; AST Temp Closed: 0 | 0 | 2 | 0 | 15968-033-014159 | WILBURN OIL CO
37699 | Temporary Closed | 1998-12-01 | 1990-01-01 |  | Petroleum | Unleaded gasoline | Unleaded gasoline |  | Single Wall, Steel | Steel | Coated & cathodic protection (sti-P3) |  | Fiberglass reinforced plastic, Single Wall |  | 1901-01-01 | [6 empty] | Automatic Tank Gauge | [8 empty] | UST Currently In Use: 0; UST Temp Close: 2; AST Currently In Use: 0; AST Temp Closed: 0 | 0 | 2 | 0 | 15968-033-014159 | WILBURN OIL CO
37700 | Temporary Closed | 1998-12-01 | 1990-01-01 |  | Petroleum | Unleaded gasoline | Unleaded gasoline |  | Single Wall, Steel | Steel | Coated & cathodic protection (sti-P3) |  | Fiberglass reinforced plastic, Single Wall |  | 1901-01-01 | [6 empty] | Automatic Tank Gauge | [8 empty] | UST Currently In Use: 0; UST Temp Close: 2; AST Currently In Use: 0; AST Temp Closed: 0 | 0 | 2 | 0 | 15968-033-014159 | WILBURN OIL CO
37701 | Temporary Closed | 2004-04-23 | 1985-01-01 |  | Petroleum | Unleaded gasoline | Unleaded gasoline | Retail | Steel | Steel | Field installed cathodic protection |  | Steel |  | 1901-01-01 | Field installed cathodic protection | Catchment Basin, Single walled catchment basin | Automatic shutoff device At 95% full | Automatic shutoff device At 95% full |  |  |  |  | Automatic flow restrictor (MLLD) | Automatic flow restrictor (MLLD) | [5 empty] | UST Currently In Use: 0; UST Temp Close: 2; AST Currently In Use: 0; AST Temp Closed: 0 | 0 | 2 | 0 | 15968-059-014160 | WILBURN OIL CO
37702 | Temporary Closed | 2004-04-23 | 1985-01-01 |  | Petroleum | Mid-grade gasoline | Mid-grade gasoline | Retail | Steel | Steel | Field installed cathodic protection |  | Steel |  | 1901-01-01 | Field installed cathodic protection | Catchment Basin, Single walled catchment basin | Automatic shutoff device At 95% full | Automatic shutoff device At 95% full |  |  |  |  | Automatic flow restrictor (MLLD) | Automatic flow restrictor (MLLD) | [5 empty] | UST Currently In Use: 0; UST Temp Close: 2; AST Currently In Use: 0; AST Temp Closed: 0 | 0 | 2 | 0 | 15968-059-014160 | WILBURN OIL CO
37703 | Permanently Closed | 1993-02-23 | 1978-01-01 | 1999-02-23 | Petroleum | Unleaded gasoline | Unleaded gasoline | Retail | Steel | Steel | Interior lined (not allowed as a standalone method of corrosion protection) | Painted or None | Fiberglass reinforced plastic |  | 1901-01-01 | None | Catchment Basin, Single walled catchment basin | Automatic shutoff device At 95% full | Automatic shutoff device At 95% full | [8 empty] | Annual line testing | Annual line testing |  | UST Currently In Use: 0; UST Temp Close: 0; AST Currently In Use: 0; AST Temp Closed: 0 | 0 | 0 | 3 | 15970-093-012384 | DEXTER LONG
37704 | Permanently Closed | 1990-11-20 | 1962-01-01 | 1990-11-20 | Petroleum | Unleaded gasoline | Unleaded gasoline |  | Steel | Steel |  | Painted or None | Steel |  | 1901-01-01 | [15 empty] | UST Currently In Use: 0; UST Temp Close: 0; AST Currently In Use: 0; AST Temp Closed: 0 | 0 | 0 | 3 | 15970-093-012384 | DEXTER LONG
37705 | Permanently Closed | 1993-02-23 | 1989-01-01 | 1999-02-23 | Petroleum | Unleaded gasoline | Unleaded gasoline | Retail | Steel | Steel | Coated & cathodic protection (sti-P3) |  | Fiberglass reinforced plastic |  | 1901-01-01 | None | Catchment Basin, Single walled catchment basin | Automatic shutoff device At 95% full | Automatic shutoff device At 95% full | [8 empty] | Annual line testing | Annual line testing |  | UST Currently In Use: 0; UST Temp Close: 0; AST Currently In Use: 0; AST Temp Closed: 0 | 0 | 0 | 3 | 15970-093-012384 | DEXTER LONG
37706 | Permanently Closed | 1901-01-01 | 1968-01-01 | 1988-12-18 | Petroleum | Unleaded gasoline | Unleaded gasoline |  | Steel | Steel |  | Painted or None | Steel |  | 1901-01-01 | [15 empty] | UST Currently In Use: 0; UST Temp Close: 0; AST Currently In Use: 0; AST Temp Closed: 0 | 0 | 0 | 4 | 15972-059-012377 | D W HARDY
37707 | Permanently Closed | 1901-01-01 | 1961-01-01 | 1988-12-18 | Petroleum | Unleaded gasoline | Unleaded gasoline |  | Steel | Steel |  | Painted or None | Steel |  | 1901-01-01 | [15 empty] | UST Currently In Use: 0; UST Temp Close: 0; AST Currently In Use: 0; AST Temp Closed: 0 | 0 | 0 | 4 | 15972-059-012377 | D W HARDY
37708 | Permanently Closed | 1901-01-01 | 1961-01-01 | 1988-12-18 | Petroleum | Unleaded gasoline | Unleaded gasoline |  | Steel | Steel |  | Painted or None | Steel |  | 1901-01-01 | [15 empty] | UST Currently In Use: 0; UST Temp Close: 0; AST Currently In Use: 0; AST Temp Closed: 0 | 0 | 0 | 4 | 15972-059-012377 | D W HARDY
37709 | Permanently Closed | 1901-01-01 | 1961-01-01 | 1988-12-18 | Petroleum | Unleaded gasoline | Unleaded gasoline |  | Steel | Steel |  | Painted or None | Steel |  | 1901-01-01 | [15 empty] | UST Currently In Use: 0; UST Temp Close: 0; AST Currently In Use: 0; AST Temp Closed: 0 | 0 | 0 | 4 | 15972-059-012377 | D W HARDY
37710 |  | 1999-07-07 | 1987-01-01 |  | Petroleum | Unleaded gasoline | Unleaded gasoline |  | Steel | Steel | Coated & cathodic protection (sti-P3) |  |  |  | 1901-01-01 | Field installed cathodic protection | Catchment Basin, Single walled catchment basin | Flow Rest 90% Full | Flow Rest 90% Full | [11 empty] | UST Currently In Use: 0; UST Temp Close: 0; AST Currently In Use: 0; AST Temp Closed: 0 | 0 | 0 | 4 | 15972-059-012377 | D W HARDY
37711 |  | 1999-07-07 | 1987-01-01 |  | Petroleum | Unleaded gasoline | Unleaded gasoline |  | Steel | Steel | Coated & cathodic protection (sti-P3) |  |  |  | 1901-01-01 | Field installed cathodic protection | Catchment Basin, Single walled catchment basin | Flow Rest 90% Full | Flow Rest 90% Full | [11 empty] | UST Currently In Use: 0; UST Temp Close: 0; AST Currently In Use: 0; AST Temp Closed: 0 | 0 | 0 | 4 | 15972-059-012377 | D W HARDY
37712 |  | 1999-07-07 | 1987-01-01 |  | Petroleum | Unleaded gasoline | Unleaded gasoline |  | Steel | Steel | Coated & cathodic protection (sti-P3) |  |  |  | 1901-01-01 | Field installed cathodic protection | Catchment Basin, Single walled catchment basin | Flow Rest 90% Full | Flow Rest 90% Full | [11 empty] | UST Currently In Use: 0; UST Temp Close: 0; AST Currently In Use: 0; AST Temp Closed: 0 | 0 | 0 | 4 | 15972-059-012377 | D W HARDY
37713 | Permanently Closed | 1993-01-04 | 1967-01-01 | 1993-01-04 | Petroleum | Unleaded gasoline | Unleaded gasoline |  | Steel | Steel |  | Painted or None | Steel |  | 1901-01-01 | [12 empty] | Annual line testing | Annual line testing |  | UST Currently In Use: 1; UST Temp Close: 0; AST Currently In Use: 1; AST Temp Closed: 0 | 1 | 0 | 3 | 22001-033-012388 | JOSHUA H. KIMBROUGH
37714 | Permanently Closed | 1993-01-04 | 1967-01-01 | 1993-01-04 | Petroleum | Unleaded gasoline | Unleaded gasoline |  | Steel | Steel |  | Painted or None | Steel |  | 1901-01-01 | [12 empty] | Annual line testing | Annual line testing |  | UST Currently In Use: 1; UST Temp Close: 0; AST Currently In Use: 1; AST Temp Closed: 0 | 1 | 0 | 3 | 22001-033-012388 | JOSHUA H. KIMBROUGH
37715 | Permanently Closed | 1993-01-04 | 1967-01-01 | 1993-01-04 | Petroleum | Unleaded gasoline | Unleaded gasoline |  | Steel | Steel |  | Painted or None | Steel |  | 1901-01-01 | [12 empty] | Annual line testing | Annual line testing |  | UST Currently In Use: 1; UST Temp Close: 0; AST Currently In Use: 1; AST Temp Closed: 0 | 1 | 0 | 3 | 22001-033-012388 | JOSHUA H. KIMBROUGH
37716 | Permanently Closed | 1988-09-02 | 1966-01-01 | 1988-09-02 | Petroleum | Unleaded gasoline | Unleaded gasoline |  | Steel | Steel |  | Painted or None | Steel |  | 1901-01-01 | [15 empty] | UST Currently In Use: 0; UST Temp Close: 0; AST Currently In Use: 0; AST Temp Closed: 0 | 0 | 0 | 3 | 15974-033-012367 | OWEN WEATHERBY
37717 | Permanently Closed | 1988-09-02 | 1966-01-01 | 1988-09-02 | Petroleum | Unleaded gasoline | Unleaded gasoline |  | Steel | Steel |  | Painted or None | Steel |  | 1901-01-01 | [15 empty] | UST Currently In Use: 0; UST Temp Close: 0; AST Currently In Use: 0; AST Temp Closed: 0 | 0 | 0 | 3 | 15974-033-012367 | OWEN WEATHERBY
37718 | Permanently Closed | 1988-09-02 | 1966-01-01 | 1988-09-02 | Petroleum | Unleaded gasoline | Unleaded gasoline |  | Steel | Steel |  | Painted or None | Steel |  | 1901-01-01 | [15 empty] | UST Currently In Use: 0; UST Temp Close: 0; AST Currently In Use: 0; AST Temp Closed: 0 | 0 | 0 | 3 | 15974-033-012367 | OWEN WEATHERBY
37719 | Permanently Closed | 1991-11-01 | 1963-01-01 | 1991-11-01 | Petroleum | Unleaded gasoline | Unleaded gasoline |  | Steel | Steel |  | Painted or None | Steel |  | 1901-01-01 | [15 empty] | UST Currently In Use: 0; UST Temp Close: 0; AST Currently In Use: 0; AST Temp Closed: 0 | 0 | 0 | 3 | 15975-111-011791 | DONALD R LOVVORN
37720 | Permanently Closed | 1991-11-01 | 1963-01-01 | 1991-11-01 | Petroleum | Unleaded gasoline | Unleaded gasoline |  | Steel | Steel |  | Painted or None | Steel |  | 1901-01-01 | [15 empty] | UST Currently In Use: 0; UST Temp Close: 0; AST Currently In Use: 0; AST Temp Closed: 0 | 0 | 0 | 3 | 15975-111-011791 | DONALD R LOVVORN
37721 | Permanently Closed | 1991-11-01 | 1963-01-01 | 1991-11-01 | Petroleum | Unleaded gasoline | Unleaded gasoline |  | Steel | Steel |  | Painted or None | Steel |  | 1901-01-01 | [15 empty] | UST Currently In Use: 0; UST Temp Close: 0; AST Currently In Use: 0; AST Temp Closed: 0 | 0 | 0 | 3 | 15975-111-011791 | DONALD R LOVVORN
37722 | Retired | 1972-09-01 | 1963-01-01 |  | Petroleum | Other, OTHER | Other |  | Steel | Steel |  | Painted or None | Steel |  | 1901-01-01 | [15 empty] | UST Currently In Use: 0; UST Temp Close: 0; AST Currently In Use: 0; AST Temp Closed: 0 | 0 | 0 | 3 | 15975-111-011791 | DONALD R LOVVORN
37723 | Permanently Closed | 1901-01-01 | 1982-01-01 | 1989-09-25 | Petroleum | On road diesel | On road diesel |  | Steel | Steel |  | Painted or None | Steel |  | 1901-01-01 | [15 empty] | UST Currently In Use: 0; UST Temp Close: 0; AST Currently In Use: 0; AST Temp Closed: 0 | 0 | 0 | 2 | 15976-021-007113 | LOMAX WOOD YARD
37724 | Permanently Closed | 1901-01-01 | 1982-01-01 | 1989-09-25 | Petroleum | Unleaded gasoline | Unleaded gasoline |  | Steel | Steel |  | Painted or None | Steel |  | 1901-01-01 | [15 empty] | UST Currently In Use: 0; UST Temp Close: 0; AST Currently In Use: 0; AST Temp Closed: 0 | 0 | 0 | 2 | 15976-021-007113 | LOMAX WOOD YARD
37725 | Permanently Closed | 1994-04-01 | 1985-01-01 | 1995-04-06 | Petroleum | Unleaded gasoline | Unleaded gasoline |  | Steel | Steel | Other, STI-P3 |  | Steel |  | 1901-01-01 | Field installed cathodic protection | [14 empty] | UST Currently In Use: 0; UST Temp Close: 0; AST Currently In Use: 0; AST Temp Closed: 0 | 0 | 0 | 1 | 15978-073-012626 | GRIMES GARAGE
37726 | Permanently Closed | 1994-01-01 | 1982-01-01 | 1995-06-06 | Petroleum | On road diesel | On road diesel |  | Steel | Steel |  | Painted or None | Steel |  | 1901-01-01 | [15 empty] | UST Currently In Use: 0; UST Temp Close: 0; AST Currently In Use: 0; AST Temp Closed: 0 | 0 | 0 | 1 | 15979-117-007115 | COOSA VALLEY MILLING
37727 | Retired | 1988-08-08 | 1976-01-01 |  | Petroleum | Unleaded gasoline | Unleaded gasoline |  | Steel | Steel |  | Painted or None | Steel |  | 1901-01-01 | [15 empty] | UST Currently In Use: 0; UST Temp Close: 0; AST Currently In Use: 0; AST Temp Closed: 0 | 0 | 0 | 0 | 15980-117-007118 | STUBBS FOUNDRY
37728 | Permanently Closed | 1991-08-23 | 1974-01-01 | 1991-08-23 | Petroleum | Unleaded gasoline | Unleaded gasoline |  | Steel | Steel |  | Painted or None | Steel |  | 1901-01-01 | [15 empty] | UST Currently In Use: 1; UST Temp Close: 0; AST Currently In Use: 0; AST Temp Closed: 0 | 1 | 0 | 1 | 15981-117-007079 | LAY PORT
37729 | Permanently Closed | 2019-03-01 | 1981-01-01 | 2020-05-16 | Petroleum | Unleaded gasoline | Unleaded gasoline | Retail | Single Wall, Steel | Steel | Field installed cathodic protection |  | Single Wall, Steel |  |  | Field installed cathodic protection | Catchment Basin, Single walled catchment basin | Automatic shutoff device At 95% full | Automatic shutoff device At 95% full |  |  | Statistical Inventory Reconciliation (SIR) | [8 empty] | UST Currently In Use: 0; UST Temp Close: 0; AST Currently In Use: 0; AST Temp Closed: 0 | 0 | 0 | 1 | 25116-117-007077 | KENT UPTON
37733 | Temporary Closed | 1999-11-01 | 1980-01-01 |  | Petroleum | Unleaded gasoline | Unleaded gasoline | Retail | Steel | Steel |  | Painted or None | Steel |  | 1901-01-01 | [15 empty] | UST Currently In Use: 0; UST Temp Close: 1; AST Currently In Use: 0; AST Temp Closed: 0 | 0 | 1 | 0 | 15984-117-007075 | OKOMO
37734 | Retired | 1971-01-01 | 1972-01-01 |  | Petroleum | Unleaded gasoline | Unleaded gasoline |  | Steel | Steel |  | Painted or None | Steel |  | 1901-01-01 | [15 empty] | UST Currently In Use: 0; UST Temp Close: 0; AST Currently In Use: 0; AST Temp Closed: 0 | 0 | 0 | 0 | 15985-117-009140 | LEON KELLY
37735 | Permanently Closed | 1998-04-01 | 1974-01-01 | 1998-04-23 | Petroleum | Unleaded gasoline | Unleaded gasoline |  | Steel | Steel |  | Painted or None | Steel |  | 1901-01-01 | [12 empty] | Annual line testing | Annual line testing |  | UST Currently In Use: 0; UST Temp Close: 0; AST Currently In Use: 0; AST Temp Closed: 0 | 0 | 0 | 2 | 17703-117-007083 | STANLEY SMITH
37736 | Permanently Closed | 1998-04-01 | 1974-01-01 | 1998-04-23 | Petroleum | Unleaded gasoline | Unleaded gasoline |  | Steel | Steel |  | Painted or None | Steel |  | 1901-01-01 | [12 empty] | Annual line testing | Annual line testing |  | UST Currently In Use: 0; UST Temp Close: 0; AST Currently In Use: 0; AST Temp Closed: 0 | 0 | 0 | 2 | 17703-117-007083 | STANLEY SMITH
37740 | Permanently Closed | 1998-10-31 | 1986-10-23 | 2000-02-01 | Petroleum | Unleaded gasoline | Unleaded gasoline | Retail | Steel | Steel |  |  |  |  | 1901-01-01 |  | Catchment Basin, Single walled catchment basin | [13 empty] | UST Currently In Use: 0; UST Temp Close: 0; AST Currently In Use: 0; AST Temp Closed: 0 | 0 | 0 | 2 | 15989-073-008526 | CLARENCE PUCKETT
37741 | Permanently Closed | 1998-10-30 | 1986-10-23 | 2000-02-01 | Petroleum | Unleaded gasoline | Unleaded gasoline | Retail | Steel | Steel |  |  |  |  | 1901-01-01 |  | Catchment Basin, Single walled catchment basin | [13 empty] | UST Currently In Use: 0; UST Temp Close: 0; AST Currently In Use: 0; AST Temp Closed: 0 | 0 | 0 | 2 | 15989-073-008526 | CLARENCE PUCKETT
37742 | Retired | 1988-08-08 | 1977-01-01 |  | Petroleum | Unleaded gasoline | Unleaded gasoline |  | Steel | Steel |  | Painted or None | Steel |  | 1901-01-01 | [15 empty] | UST Currently In Use: 0; UST Temp Close: 0; AST Currently In Use: 0; AST Temp Closed: 0 | 0 | 0 | 0 | 15989-073-010945 | CLARENCE PUCKETT
37743 | Retired | 1988-08-08 | 1977-01-01 |  | Petroleum | Unleaded gasoline | Unleaded gasoline |  | Steel | Steel |  | Painted or None | Steel |  | 1901-01-01 | [15 empty] | UST Currently In Use: 0; UST Temp Close: 0; AST Currently In Use: 0; AST Temp Closed: 0 | 0 | 0 | 0 | 15989-073-010945 | CLARENCE PUCKETT
37744 | Retired | 1988-08-08 | 1977-01-01 |  | Petroleum | Unleaded gasoline | Unleaded gasoline |  | Steel | Steel |  | Painted or None | Steel |  | 1901-01-01 | [15 empty] | UST Currently In Use: 0; UST Temp Close: 0; AST Currently In Use: 0; AST Temp Closed: 0 | 0 | 0 | 0 | 15989-073-010945 | CLARENCE PUCKETT
37745 | Retired | 1988-08-08 | 1977-01-01 |  | Petroleum | Unleaded gasoline | Unleaded gasoline |  | Steel | Steel |  | Painted or None | Steel |  | 1901-01-01 | [15 empty] | UST Currently In Use: 0; UST Temp Close: 0; AST Currently In Use: 0; AST Temp Closed: 0 | 0 | 0 | 0 | 15989-073-010945 | CLARENCE PUCKETT
37746 | Retired | 1988-08-08 | 1964-01-01 |  | Petroleum | Kerosene | Kerosene |  | Steel | Steel |  | Painted or None | Steel |  | 1901-01-01 | [15 empty] | UST Currently In Use: 0; UST Temp Close: 0; AST Currently In Use: 0; AST Temp Closed: 0 | 0 | 0 | 0 | 15989-073-010945 | CLARENCE PUCKETT
37747 | Retired | 1976-01-01 | 1964-01-01 |  | Petroleum | Unleaded gasoline | Unleaded gasoline |  | Steel | Steel |  | Painted or None | Steel |  | 1901-01-01 | [15 empty] | UST Currently In Use: 0; UST Temp Close: 0; AST Currently In Use: 0; AST Temp Closed: 0 | 0 | 0 | 0 | 15989-073-010945 | CLARENCE PUCKETT
37748 | Retired | 1976-01-01 | 1964-01-01 |  | Petroleum | Unleaded gasoline | Unleaded gasoline |  | Steel | Steel |  | Painted or None | Steel |  | 1901-01-01 | [15 empty] | UST Currently In Use: 0; UST Temp Close: 0; AST Currently In Use: 0; AST Temp Closed: 0 | 0 | 0 | 0 | 15989-073-010945 | CLARENCE PUCKETT
37749 | Permanently Closed | 2016-12-21 | 1981-01-01 | 2016-12-21 | Petroleum | Aviation fuel (JP-4; etc.) | Aviation fuel (JP-4; etc.) | Local government | Steel | Steel | Field installed cathodic protection |  | Steel |  |  | Field installed cathodic protection | Catchment Basin, Single walled catchment basin | Automatic shutoff device At 95% full | Automatic shutoff device At 95% full |  |  | Statistical Inventory Reconciliation (SIR) | [5 empty] | Annual line testing, Statistical inventory reconciliation (SIR) | Statistical inventory reconciliation (SIR) |  | UST Currently In Use: 0; UST Temp Close: 0; AST Currently In Use: 0; AST Temp Closed: 0 | 0 | 0 | 1 | 15990-061-000531 | CITY OF GENEVA
37750 | Temporary Closed | 1993-05-01 | 1988-01-01 |  | Petroleum | Unleaded gasoline | Unleaded gasoline |  | Steel | Steel | Coated & cathodic protection (sti-P3) |  | Fiberglass reinforced plastic |  |  | Other, FLXS ISOLA | [14 empty] | UST Currently In Use: 0; UST Temp Close: 1; AST Currently In Use: 0; AST Temp Closed: 0 | 0 | 1 | 1 | 19752-017-013921 | KING CHEVROLET
37751 | Permanently Closed | 1998-07-09 | 1988-01-01 | 1998-07-09 | Petroleum | Used oil | Used oil |  | Steel | Steel | Coated & cathodic protection (sti-P3) |  | Fiberglass reinforced plastic |  | 1901-01-01 |  | Other, EXEMPT | Other, EXEMPT | Other | [11 empty] | UST Currently In Use: 0; UST Temp Close: 1; AST Currently In Use: 0; AST Temp Closed: 0 | 0 | 1 | 1 | 19752-017-013921 | KING CHEVROLET
37752 | Permanently Closed | 1990-11-01 | 1974-01-01 | 1990-11-07 | Petroleum | Unleaded gasoline | Unleaded gasoline |  | Steel | Steel |  |  | Steel |  | 1901-01-01 | [15 empty] | UST Currently In Use: 0; UST Temp Close: 0; AST Currently In Use: 2; AST Temp Closed: 0 | 0 | 0 | 1 | 15992-125-013923 | HARPER CHAMBERS LUMBER CO INC
37753 | Permanently Closed | 2009-02-23 | 1988-06-20 |  | Petroleum | Premium gasoline | Premium gasoline | Retail | Steel | Steel | Coated & cathodic protection (sti-P3) |  | Fiberglass reinforced plastic |  |  | None | Catchment Basin, Single walled catchment basin | Automatic shutoff device At 95% full | Automatic shutoff device At 95% full |  |  | Statistical Inventory Reconciliation (SIR) | [8 empty] | UST Currently In Use: 0; UST Temp Close: 0; AST Currently In Use: 0; AST Temp Closed: 0 | 0 | 0 | 3 | 15994-053-013926 | HERRINGTON FORESTRY SUPPLY
37754 | Permanently Closed | 2009-02-23 | 1988-06-20 |  | Petroleum | On road diesel | On road diesel | Retail | Steel | Steel | Coated & cathodic protection (sti-P3) |  | Fiberglass reinforced plastic |  |  | None | Catchment Basin, Single walled catchment basin | Automatic shutoff device At 95% full | Automatic shutoff device At 95% full |  |  | Statistical Inventory Reconciliation (SIR) | [8 empty] | UST Currently In Use: 0; UST Temp Close: 0; AST Currently In Use: 0; AST Temp Closed: 0 | 0 | 0 | 3 | 15994-053-013926 | HERRINGTON FORESTRY SUPPLY
37755 | Permanently Closed | 2009-02-23 | 1988-06-20 |  | Petroleum | On road diesel | On road diesel | Retail | Steel | Steel | Coated & cathodic protection (sti-P3) |  | Fiberglass reinforced plastic |  |  | None | Catchment Basin, Single walled catchment basin | Automatic shutoff device At 95% full | Automatic shutoff device At 95% full |  |  | Statistical Inventory Reconciliation (SIR) | [8 empty] | UST Currently In Use: 0; UST Temp Close: 0; AST Currently In Use: 0; AST Temp Closed: 0 | 0 | 0 | 3 | 15994-053-013926 | HERRINGTON FORESTRY SUPPLY
37756 | Cannot Locate or abandoned | 1994-07-01 | 1982-01-01 |  | Petroleum | Unleaded gasoline | Unleaded gasoline |  | Steel | Steel |  |  |  |  | 1901-01-01 | [15 empty] | UST Currently In Use: 0; UST Temp Close: 0; AST Currently In Use: 0; AST Temp Closed: 0 | 0 | 0 | 0 | 15995-007-013927 | JOYCE CARROLL
37757 | Cannot Locate or abandoned | 1994-07-01 | 1982-01-01 |  | Petroleum | Unleaded gasoline | Unleaded gasoline |  | Steel | Steel |  |  |  |  | 1901-01-01 | [15 empty] | UST Currently In Use: 0; UST Temp Close: 0; AST Currently In Use: 0; AST Temp Closed: 0 | 0 | 0 | 0 | 15995-007-013927 | JOYCE CARROLL
37758 | Cannot Locate or abandoned | 1994-07-01 | 1982-01-01 |  | Petroleum | Unleaded gasoline | Unleaded gasoline |  | Steel | Steel |  |  |  |  | 1901-01-01 | [15 empty] | UST Currently In Use: 0; UST Temp Close: 0; AST Currently In Use: 0; AST Temp Closed: 0 | 0 | 0 | 0 | 15995-007-013927 | JOYCE CARROLL
37759 | Cannot Locate or abandoned | 1994-07-01 | 1982-01-01 |  | Petroleum | Unleaded gasoline | Unleaded gasoline |  | Steel | Steel |  |  |  |  | 1901-01-01 | [15 empty] | UST Currently In Use: 0; UST Temp Close: 0; AST Currently In Use: 0; AST Temp Closed: 0 | 0 | 0 | 0 | 15995-007-013927 | JOYCE CARROLL
37760 | Permanently Closed | 2011-03-01 | 1988-01-01 | 2021-04-05 | Petroleum | Unleaded gasoline | Unleaded gasoline | Retail | Steel | Steel | Coated & cathodic protection (sti-P3) |  | Fiberglass reinforced plastic, Single Wall |  |  |  | Catchment Basin, Single walled catchment basin | Automatic shutoff device At 95% full, Flow Rest 90% Full | Flow Rest 90% Full |  |  | Automatic Tank Gauge |  | Automatic flow restrictor (MLLD) | Automatic flow restrictor (MLLD) |  |  | Annual line testing | Annual line testing |  | UST Currently In Use: 0; UST Temp Close: 0; AST Currently In Use: 0; AST Temp Closed: 0 | 0 | 0 | 6 | 15420-073-013885 | MAPCO EXPRESS, LLC
37761 | Permanently Closed | 2011-03-01 | 1988-01-01 | 2021-04-05 | Petroleum | Mid-grade gasoline | Mid-grade gasoline | Retail | Steel | Steel | Coated & cathodic protection (sti-P3) |  | Fiberglass reinforced plastic, Single Wall |  |  |  | Catchment Basin, Single walled catchment basin | Automatic shutoff device At 95% full, Flow Rest 90% Full | Flow Rest 90% Full |  |  | Automatic Tank Gauge |  | Automatic flow restrictor (MLLD) | Automatic flow restrictor (MLLD) |  |  | Annual line testing | Annual line testing |  | UST Currently In Use: 0; UST Temp Close: 0; AST Currently In Use: 0; AST Temp Closed: 0 | 0 | 0 | 6 | 15420-073-013885 | MAPCO EXPRESS, LLC
37762 | Permanently Closed | 2011-03-01 | 1988-01-01 | 2021-04-05 | Petroleum | Mid-grade gasoline | Mid-grade gasoline | Retail | Steel | Steel | Coated & cathodic protection (sti-P3) |  | Fiberglass reinforced plastic, Single Wall |  |  |  | Catchment Basin, Single walled catchment basin | Automatic shutoff device At 95% full, Flow Rest 90% Full | Flow Rest 90% Full |  |  | Automatic Tank Gauge |  | Automatic flow restrictor (MLLD) | Automatic flow restrictor (MLLD) |  |  | Annual line testing | Annual line testing |  | UST Currently In Use: 0; UST Temp Close: 0; AST Currently In Use: 0; AST Temp Closed: 0 | 0 | 0 | 6 | 15420-073-013885 | MAPCO EXPRESS, LLC
37763 | Permanently Closed | 2011-03-01 | 1988-01-01 | 2021-04-05 | Petroleum | On road diesel | On road diesel | Retail | Steel | Steel | Coated & cathodic protection (sti-P3) |  | Fiberglass reinforced plastic |  |  |  | Catchment Basin, Single walled catchment basin | Automatic shutoff device At 95% full, Flow Rest 90% Full | Flow Rest 90% Full |  |  | Automatic Tank Gauge |  | Automatic flow restrictor (MLLD) | Automatic flow restrictor (MLLD) |  |  | Annual line testing | Annual line testing |  | UST Currently In Use: 0; UST Temp Close: 0; AST Currently In Use: 0; AST Temp Closed: 0 | 0 | 0 | 6 | 15420-073-013885 | MAPCO EXPRESS, LLC
37764 | Permanently Closed | 2011-03-01 | 1988-01-01 | 2021-04-05 | Petroleum | On road diesel | On road diesel | Retail | Steel | Steel | Coated & cathodic protection (sti-P3) |  | Fiberglass reinforced plastic, Single Wall |  |  |  | Catchment Basin, Single walled catchment basin | Automatic shutoff device At 95% full, Flow Rest 90% Full | Flow Rest 90% Full |  |  | Automatic Tank Gauge |  | Automatic flow restrictor (MLLD) | Automatic flow restrictor (MLLD) |  |  | Annual line testing | Annual line testing |  | UST Currently In Use: 0; UST Temp Close: 0; AST Currently In Use: 0; AST Temp Closed: 0 | 0 | 0 | 6 | 15420-073-013885 | MAPCO EXPRESS, LLC
37765 | Permanently Closed | 2011-03-01 | 1988-01-01 | 2021-04-05 | Petroleum | On road diesel | On road diesel | Retail | Steel | Steel | Coated & cathodic protection (sti-P3) |  | Fiberglass reinforced plastic, Single Wall |  |  |  | Catchment Basin, Single walled catchment basin | Automatic shutoff device At 95% full, Flow Rest 90% Full | Flow Rest 90% Full |  |  | Automatic Tank Gauge |  | Automatic flow restrictor (MLLD) | Automatic flow restrictor (MLLD) |  |  | Annual line testing | Annual line testing |  | UST Currently In Use: 0; UST Temp Close: 0; AST Currently In Use: 0; AST Temp Closed: 0 | 0 | 0 | 6 | 15420-073-013885 | MAPCO EXPRESS, LLC
37766 | Permanently Closed | 2008-03-03 | 1976-06-15 | 2008-03-03 | Petroleum | Unleaded gasoline | Unleaded gasoline | Retail | Steel | Steel | Field installed cathodic protection |  | Steel |  | 1901-01-01 | Field installed cathodic protection | Catchment Basin, Single walled catchment basin | Automatic shutoff device At 95% full | Automatic shutoff device At 95% full |  |  | Continuous Automatic Tank Gauge | [8 empty] | UST Currently In Use: 0; UST Temp Close: 0; AST Currently In Use: 0; AST Temp Closed: 0 | 0 | 0 | 2 | 15997-133-003237 | STEVE SPARKS
37767 | Permanently Closed | 2008-03-03 | 1976-06-15 | 2008-03-03 | Petroleum | Premium gasoline | Premium gasoline | Retail | Steel | Steel | Field installed cathodic protection |  | Steel |  | 1901-01-01 | Field installed cathodic protection | Catchment Basin, Single walled catchment basin | Automatic shutoff device At 95% full | Automatic shutoff device At 95% full |  |  | Continuous Automatic Tank Gauge | [8 empty] | UST Currently In Use: 0; UST Temp Close: 0; AST Currently In Use: 0; AST Temp Closed: 0 | 0 | 0 | 2 | 15997-133-003237 | STEVE SPARKS
37768 | Retired | 1988-08-08 | 1976-01-01 |  | Petroleum | Unleaded gasoline | Unleaded gasoline |  | Steel | Steel |  | Painted or None | Steel |  | 1901-01-01 | [15 empty] | UST Currently In Use: 0; UST Temp Close: 0; AST Currently In Use: 0; AST Temp Closed: 0 | 0 | 0 | 0 | 15998-053-013886 | SESSIONS TEXACO
37769 | Retired | 1988-08-08 | 1976-01-01 |  | Petroleum | Unleaded gasoline | Unleaded gasoline |  | Steel | Steel |  | Painted or None | Steel |  | 1901-01-01 | [15 empty] | UST Currently In Use: 0; UST Temp Close: 0; AST Currently In Use: 0; AST Temp Closed: 0 | 0 | 0 | 0 | 15998-053-013886 | SESSIONS TEXACO
37770 | Permanently Closed | 1996-11-27 | 1980-05-01 | 2000-03-31 | Petroleum | Unleaded gasoline | Unleaded gasoline |  | Steel | Steel |  | Painted or None | Steel |  | 1901-01-01 | [6 empty] | Statistical Inventory Reconciliation (SIR) | [8 empty] | UST Currently In Use: 0; UST Temp Close: 0; AST Currently In Use: 0; AST Temp Closed: 0 | 0 | 0 | 2 | 15999-107-013887 | SIMS GROCERY
37771 | Permanently Closed | 1996-11-27 | 1980-05-01 | 2000-03-31 | Petroleum | Unleaded gasoline | Unleaded gasoline |  | Steel | Steel |  | Painted or None | Steel |  | 1901-01-01 | [6 empty] | Statistical Inventory Reconciliation (SIR) | [8 empty] | UST Currently In Use: 0; UST Temp Close: 0; AST Currently In Use: 0; AST Temp Closed: 0 | 0 | 0 | 2 | 15999-107-013887 | SIMS GROCERY
37772 | Permanently Closed | 1998-12-21 | 1980-01-01 | 2020-03-11 | Petroleum | Unleaded gasoline | Unleaded gasoline |  | Steel | Steel |  |  | Steel |  | 1901-01-01 | [15 empty] | UST Currently In Use: 0; UST Temp Close: 0; AST Currently In Use: 0; AST Temp Closed: 0 | 0 | 0 | 2 | 13277-095-008298 | MARSHALL COUNTY OIL CO INC
37773 | Permanently Closed | 1998-12-21 | 1980-01-01 | 2020-03-11 | Petroleum | Unleaded gasoline | Unleaded gasoline |  | Steel | Steel |  |  | Steel |  | 1901-01-01 | [15 empty] | UST Currently In Use: 0; UST Temp Close: 0; AST Currently In Use: 0; AST Temp Closed: 0 | 0 | 0 | 2 | 13277-095-008298 | MARSHALL COUNTY OIL CO INC
37774 | Permanently Closed | 1901-01-01 | 1971-01-01 | 1987-04-01 | Petroleum | Unleaded gasoline | Unleaded gasoline |  | Steel | Steel |  |  | Steel |  | 1901-01-01 | [15 empty] | UST Currently In Use: 0; UST Temp Close: 0; AST Currently In Use: 0; AST Temp Closed: 0 | 0 | 0 | 1 | 16001-095-008293 | WALTER PRASWELL
37776 | Permanently Closed | 1901-01-01 | 1974-01-01 | 1988-09-07 | Petroleum | Unleaded gasoline | Unleaded gasoline |  | Steel | Steel |  |  | Steel |  | 1901-01-01 | [15 empty] | UST Currently In Use: 0; UST Temp Close: 0; AST Currently In Use: 2; AST Temp Closed: 0 | 0 | 0 | 2 | 16003-049-008295 | HUDSON FOODS
37777 | Permanently Closed | 1901-01-01 | 1974-01-01 | 1988-08-26 | Petroleum | On road diesel | On road diesel |  | Steel | Steel |  |  | Steel |  | 1901-01-01 | [15 empty] | UST Currently In Use: 0; UST Temp Close: 0; AST Currently In Use: 2; AST Temp Closed: 0 | 0 | 0 | 2 | 16003-049-008295 | HUDSON FOODS
37778 | Permanently Closed | 1989-01-01 | 1978-01-01 |  | Petroleum | Unleaded gasoline | Unleaded gasoline |  | Steel | Steel |  |  | Steel |  | 1901-01-01 | [15 empty] | UST Currently In Use: 0; UST Temp Close: 0; AST Currently In Use: 0; AST Temp Closed: 0 | 0 | 0 | 4 | 16004-049-008260 | JOE CAMP
37779 | Permanently Closed | 1989-01-01 | 1978-01-01 |  | Petroleum | Unleaded gasoline | Unleaded gasoline |  | Steel | Steel |  |  | Steel |  | 1901-01-01 | [15 empty] | UST Currently In Use: 0; UST Temp Close: 0; AST Currently In Use: 0; AST Temp Closed: 0 | 0 | 0 | 4 | 16004-049-008260 | JOE CAMP
37780 | Permanently Closed | 1989-01-01 | 1978-01-01 |  | Petroleum | Unleaded gasoline | Unleaded gasoline |  | Steel | Steel |  |  | Steel |  | 1901-01-01 | [15 empty] | UST Currently In Use: 0; UST Temp Close: 0; AST Currently In Use: 0; AST Temp Closed: 0 | 0 | 0 | 4 | 16004-049-008260 | JOE CAMP
37781 | Permanently Closed | 1989-01-01 | 1978-01-01 |  | Petroleum | On road diesel | On road diesel |  | Steel | Steel |  |  | Steel |  | 1901-01-01 | [15 empty] | UST Currently In Use: 0; UST Temp Close: 0; AST Currently In Use: 0; AST Temp Closed: 0 | 0 | 0 | 4 | 16004-049-008260 | JOE CAMP
37782 | Permanently Closed | 1989-12-20 | 1961-01-01 | 1989-12-20 | Petroleum | Unleaded gasoline | Unleaded gasoline |  | Steel | Steel |  | Painted or None | Steel |  | 1901-01-01 | [15 empty] | UST Currently In Use: 0; UST Temp Close: 0; AST Currently In Use: 0; AST Temp Closed: 0 | 0 | 0 | 1 | 16005-013-001077 | STRUCTURAL WOOD SYSTEMS
37783 | Currently in Use |  | 1989-01-01 |  | Petroleum | Premium gasoline | Premium gasoline | Retail | Fiberglass reinforced plastic | Fiberglass reinforced plastic |  |  | Double Wall, Flexible |  | 1901-01-01 |  | Catchment Basin, Single walled catchment basin | Automatic shutoff device At 95% full, Flow Rest 90% Full | Flow Rest 90% Full |  |  | Automatic Tank Gauge |  | Automatic shutoff device (AELLD), Containment Sump | Containment Sump | [5 empty] | UST Currently In Use: 3; UST Temp Close: 0; AST Currently In Use: 0; AST Temp Closed: 0 | 3 | 0 | 0 | 20785-051-013767 | ROBERT & DIANE CROSBY
37784 | Currently in Use |  | 1989-01-01 |  | Petroleum | On road diesel | On road diesel | Retail | Fiberglass reinforced plastic | Fiberglass reinforced plastic |  |  | Double Wall, Flexible |  | 1901-01-01 |  | Catchment Basin, Single walled catchment basin | Automatic shutoff device At 95% full, Flow Rest 90% Full | Flow Rest 90% Full |  |  | Automatic Tank Gauge |  | Automatic shutoff device (AELLD), Containment Sump | Containment Sump | [5 empty] | UST Currently In Use: 3; UST Temp Close: 0; AST Currently In Use: 0; AST Temp Closed: 0 | 3 | 0 | 0 | 20785-051-013767 | ROBERT & DIANE CROSBY
37785 | Cannot Locate or abandoned | 1994-06-01 | 1978-01-01 |  | Petroleum | Unleaded gasoline | Unleaded gasoline | Retail | Steel | Steel |  |  | Steel |  | 1901-01-01 | [15 empty] | UST Currently In Use: 0; UST Temp Close: 0; AST Currently In Use: 0; AST Temp Closed: 0 | 0 | 0 | 0 | 16007-113-013768 | JOHN N DOZIER
37786 | Cannot Locate or abandoned | 1994-06-01 | 1978-01-01 |  | Petroleum | Unleaded gasoline | Unleaded gasoline | Retail | Steel | Steel |  |  | Steel |  | 1901-01-01 | [15 empty] | UST Currently In Use: 0; UST Temp Close: 0; AST Currently In Use: 0; AST Temp Closed: 0 | 0 | 0 | 0 | 16007-113-013768 | JOHN N DOZIER
37787 | Cannot Locate or abandoned | 1994-06-01 | 1978-01-01 |  | Petroleum | Unleaded gasoline | Unleaded gasoline | Retail | Steel | Steel |  |  | Steel |  | 1901-01-01 | [15 empty] | UST Currently In Use: 0; UST Temp Close: 0; AST Currently In Use: 0; AST Temp Closed: 0 | 0 | 0 | 0 | 16007-113-013768 | JOHN N DOZIER
37788 | Retired | 1988-12-22 | 1978-01-01 |  | Petroleum | Unleaded gasoline | Unleaded gasoline | Retail | Steel | Steel |  |  | Steel |  | 1901-01-01 | [15 empty] | UST Currently In Use: 0; UST Temp Close: 0; AST Currently In Use: 0; AST Temp Closed: 0 | 0 | 0 | 0 | 16007-113-013768 | JOHN N DOZIER
37789 | Cannot Locate or abandoned | 1990-03-01 | 1988-01-01 |  | Petroleum | Unleaded gasoline | Unleaded gasoline |  | Steel | Steel | Coated & cathodic protection (sti-P3) |  | Steel |  | 1901-01-01 | Field installed cathodic protection | [14 empty] | UST Currently In Use: 0; UST Temp Close: 0; AST Currently In Use: 0; AST Temp Closed: 0 | 0 | 0 | 0 | 16009-059-013770 | JAMES HEIDELBERG
37790 | Permanently Closed | 1998-12-18 | 1973-01-01 | 1999-10-25 | Petroleum | Unleaded gasoline | Unleaded gasoline |  | Steel | Steel |  | Painted or None | Steel |  | 1901-01-01 | [15 empty] | UST Currently In Use: 0; UST Temp Close: 0; AST Currently In Use: 0; AST Temp Closed: 0 | 0 | 0 | 3 | 17959-035-013771 | LOUISE LITTLE
37791 | Permanently Closed | 1998-12-18 | 1973-01-01 | 1999-10-25 | Petroleum | Unleaded gasoline | Unleaded gasoline |  | Steel | Steel |  | Painted or None | Steel |  | 1901-01-01 | [15 empty] | UST Currently In Use: 0; UST Temp Close: 0; AST Currently In Use: 0; AST Temp Closed: 0 | 0 | 0 | 3 | 17959-035-013771 | LOUISE LITTLE
37792 | Permanently Closed | 1998-12-18 | 1973-01-01 | 1999-10-25 | Petroleum | Unleaded gasoline | Unleaded gasoline |  | Steel | Steel |  | Painted or None | Steel |  | 1901-01-01 | [15 empty] | UST Currently In Use: 0; UST Temp Close: 0; AST Currently In Use: 0; AST Temp Closed: 0 | 0 | 0 | 3 | 17959-035-013771 | LOUISE LITTLE
37793 | Currently in Use |  | 1988-08-01 |  | Petroleum | Unleaded gasoline | Unleaded gasoline | Retail | Single Wall, Steel | Steel | Coated & cathodic protection (sti-P3) |  | Fiberglass reinforced plastic, Single Wall |  |  |  | Catchment Basin, Single walled catchment basin | Flow Rest 90% Full | Flow Rest 90% Full |  |  | Statistical Inventory Reconciliation (SIR) | Direct Bury submersible pump | [7 empty] | UST Currently In Use: 4; UST Temp Close: 2; AST Currently In Use: 0; AST Temp Closed: 0 | 4 | 2 | 0 | 25663-079-013773 | ADAY YAFAI
37794 | Currently in Use |  | 1988-08-01 |  | Petroleum | On road diesel | On road diesel | Retail | Single Wall, Steel | Steel | Coated & cathodic protection (sti-P3) |  | Single Wall, Steel |  |  | Isolated or Above Ground, ISOLA BOOT | Catchment Basin, Single walled catchment basin | Flow Rest 90% Full | Flow Rest 90% Full |  |  | Statistical Inventory Reconciliation (SIR) | Direct Bury submersible pump | [7 empty] | UST Currently In Use: 4; UST Temp Close: 2; AST Currently In Use: 0; AST Temp Closed: 0 | 4 | 2 | 0 | 25663-079-013773 | ADAY YAFAI
37795 | Currently in Use |  | 1988-08-01 |  | Petroleum | Unleaded gasoline | Unleaded gasoline | Retail | Single Wall, Steel | Steel | Coated & cathodic protection (sti-P3) |  | Single Wall, Steel |  |  | Isolated or Above Ground, ISOLA BOOT | Catchment Basin, Single walled catchment basin | Flow Rest 90% Full | Flow Rest 90% Full |  |  | Statistical Inventory Reconciliation (SIR) | Direct Bury submersible pump | [7 empty] | UST Currently In Use: 4; UST Temp Close: 2; AST Currently In Use: 0; AST Temp Closed: 0 | 4 | 2 | 0 | 25663-079-013773 | ADAY YAFAI
37796 | Permanently Closed | 1998-02-12 | 1983-01-01 | 1998-02-12 | Petroleum | Unleaded gasoline | Unleaded gasoline |  | Steel | Steel |  | Painted or None | Steel |  | 1901-01-01 | [15 empty] | UST Currently In Use: 0; UST Temp Close: 0; AST Currently In Use: 0; AST Temp Closed: 0 | 0 | 0 | 2 | 17771-089-013774 | AMARENDER B REDDY OR SANDEEP H MEHTA
37797 | Permanently Closed | 1998-02-12 | 1983-01-01 | 1998-02-12 | Petroleum | Unleaded gasoline | Unleaded gasoline |  | Steel | Steel |  | Painted or None | Steel |  | 1901-01-01 | [15 empty] | UST Currently In Use: 0; UST Temp Close: 0; AST Currently In Use: 0; AST Temp Closed: 0 | 0 | 0 | 2 | 17771-089-013774 | AMARENDER B REDDY OR SANDEEP H MEHTA
37798 | Permanently Closed | 1999-08-01 | 1975-01-01 | 2000-02-18 | Petroleum | Unleaded gasoline | Unleaded gasoline |  | Steel | Steel |  | Painted or None | Steel |  | 1901-01-01 | [6 empty] | Statistical Inventory Reconciliation (SIR) | [8 empty] | UST Currently In Use: 0; UST Temp Close: 0; AST Currently In Use: 0; AST Temp Closed: 0 | 0 | 0 | 3 | 20842-025-013775 | FIRST UNITED SECURITY BANK
37799 | Permanently Closed | 1999-08-01 | 1975-01-01 | 2000-02-18 | Petroleum | Unleaded gasoline | Unleaded gasoline |  | Steel | Steel |  | Painted or None | Steel |  | 1901-01-01 | [6 empty] | Statistical Inventory Reconciliation (SIR) | [8 empty] | UST Currently In Use: 0; UST Temp Close: 0; AST Currently In Use: 0; AST Temp Closed: 0 | 0 | 0 | 3 | 20842-025-013775 | FIRST UNITED SECURITY BANK
37800 | Permanently Closed | 1999-08-01 | 1977-01-01 | 2000-02-18 | Petroleum | Unleaded gasoline | Unleaded gasoline |  | Steel | Steel |  | Painted or None | Steel |  | 1901-01-01 | [6 empty] | Statistical Inventory Reconciliation (SIR) | [8 empty] | UST Currently In Use: 0; UST Temp Close: 0; AST Currently In Use: 0; AST Temp Closed: 0 | 0 | 0 | 3 | 20842-025-013775 | FIRST UNITED SECURITY BANK
37801 | Permanently Closed | 1989-10-03 | 1901-01-01 | 1989-10-03 | Petroleum | Unleaded gasoline | Unleaded gasoline |  | Steel | Steel |  |  |  |  | 1901-01-01 | [15 empty] | UST Currently In Use: 0; UST Temp Close: 0; AST Currently In Use: 0; AST Temp Closed: 0 | 0 | 0 | 5 | 16014-101-013776 | JERRY DAVIES
37802 | Permanently Closed | 1989-10-03 | 1901-01-01 | 1989-10-03 | Petroleum | Unleaded gasoline | Unleaded gasoline |  | Steel | Steel |  |  |  |  | 1901-01-01 | [15 empty] | UST Currently In Use: 0; UST Temp Close: 0; AST Currently In Use: 0; AST Temp Closed: 0 | 0 | 0 | 5 | 16014-101-013776 | JERRY DAVIES
37803 | Permanently Closed | 1989-10-03 | 1901-01-01 | 1989-10-03 | Petroleum | Unleaded gasoline | Unleaded gasoline |  | Steel | Steel |  |  |  |  | 1901-01-01 | [15 empty] | UST Currently In Use: 0; UST Temp Close: 0; AST Currently In Use: 0; AST Temp Closed: 0 | 0 | 0 | 5 | 16014-101-013776 | JERRY DAVIES
37804 | Permanently Closed | 1989-10-03 | 1901-01-01 | 1989-10-03 | Petroleum | Used oil | Used oil |  | Steel | Steel |  |  |  |  | 1901-01-01 | [15 empty] | UST Currently In Use: 0; UST Temp Close: 0; AST Currently In Use: 0; AST Temp Closed: 0 | 0 | 0 | 5 | 16014-101-013776 | JERRY DAVIES
37805 | Permanently Closed | 1989-10-03 | 1901-01-01 | 1989-10-03 | Petroleum | Unleaded gasoline | Unleaded gasoline |  | Steel | Steel |  |  |  |  | 1901-01-01 | [15 empty] | UST Currently In Use: 0; UST Temp Close: 0; AST Currently In Use: 0; AST Temp Closed: 0 | 0 | 0 | 5 | 16014-101-013776 | JERRY DAVIES
37806 | Cannot Locate or abandoned | 1995-07-01 | 1988-05-01 |  | Petroleum | Unleaded gasoline | Unleaded gasoline | Retail | Steel | Steel | Interior lined (not allowed as a standalone method of corrosion protection) | Painted or None | Steel |  | 1901-01-01 | Field installed cathodic protection | [14 empty] | UST Currently In Use: 0; UST Temp Close: 0; AST Currently In Use: 0; AST Temp Closed: 0 | 0 | 0 | 0 | 19910-109-013778 | JOE JOHNSON
37807 | Cannot Locate or abandoned | 1995-07-01 | 1988-05-01 |  | Petroleum | Unleaded gasoline | Unleaded gasoline | Retail | Steel | Steel | Interior lined (not allowed as a standalone method of corrosion protection) | Painted or None | Steel |  | 1901-01-01 | Field installed cathodic protection | [14 empty] | UST Currently In Use: 0; UST Temp Close: 0; AST Currently In Use: 0; AST Temp Closed: 0 | 0 | 0 | 0 | 19910-109-013778 | JOE JOHNSON
37808 | Permanently Closed | 1901-01-01 | 1979-01-01 |  | Petroleum | Used oil | Used oil |  | Steel | Steel |  |  |  |  | 1901-01-01 | [15 empty] | UST Currently In Use: 0; UST Temp Close: 0; AST Currently In Use: 0; AST Temp Closed: 0 | 0 | 0 | 1 | 16017-115-013779 | JAKE & GEORGE SUTHERLIN
37809 | Permanently Closed | 1901-01-01 | 1983-01-01 | 1989-04-01 | Petroleum | Unleaded gasoline | Unleaded gasoline |  | Steel | Steel |  | Painted or None | Steel |  | 1901-01-01 | [15 empty] | UST Currently In Use: 4; UST Temp Close: 0; AST Currently In Use: 0; AST Temp Closed: 0 | 4 | 0 | 3 | 24241-027-013781 | PRITHVIRAJ ALVE
37810 | Permanently Closed | 1901-01-01 | 1983-01-01 | 1989-04-01 | Petroleum | Unleaded gasoline | Unleaded gasoline |  | Steel | Steel |  | Painted or None | Steel |  | 1901-01-01 | [15 empty] | UST Currently In Use: 4; UST Temp Close: 0; AST Currently In Use: 0; AST Temp Closed: 0 | 4 | 0 | 3 | 24241-027-013781 | PRITHVIRAJ ALVE
37811 | Permanently Closed | 1901-01-01 | 1983-01-01 | 1989-04-01 | Petroleum | Unleaded gasoline | Unleaded gasoline |  | Steel | Steel |  | Painted or None | Steel |  | 1901-01-01 | [15 empty] | UST Currently In Use: 4; UST Temp Close: 0; AST Currently In Use: 0; AST Temp Closed: 0 | 4 | 0 | 3 | 24241-027-013781 | PRITHVIRAJ ALVE
37812 | Currently in Use |  | 1989-01-01 |  | Petroleum | Premium gasoline | Premium gasoline | Retail | Steel | Steel | Coated & cathodic protection (sti-P3) |  | Fiberglass reinforced plastic |  |  |  | Catchment Basin, Single walled catchment basin | Flow Rest 90% Full | Flow Rest 90% Full |  |  | Continuous Automatic Tank Gauge | [8 empty] | UST Currently In Use: 4; UST Temp Close: 0; AST Currently In Use: 0; AST Temp Closed: 0 | 4 | 0 | 3 | 24241-027-013781 | PRITHVIRAJ ALVE
37813 | Currently in Use |  | 1989-01-01 |  | Petroleum | Unleaded gasoline | Unleaded gasoline | Retail | Steel | Steel | Coated & cathodic protection (sti-P3) |  | Fiberglass reinforced plastic |  |  |  | Catchment Basin, Single walled catchment basin | Flow Rest 90% Full | Flow Rest 90% Full |  |  | Continuous Automatic Tank Gauge | [8 empty] | UST Currently In Use: 4; UST Temp Close: 0; AST Currently In Use: 0; AST Temp Closed: 0 | 4 | 0 | 3 | 24241-027-013781 | PRITHVIRAJ ALVE
37814 | Currently in Use |  | 1989-01-01 |  | Petroleum | On road diesel | On road diesel | Retail | Steel | Steel | Coated & cathodic protection (sti-P3) |  | Fiberglass reinforced plastic |  |  |  | Catchment Basin, Single walled catchment basin | Flow Rest 90% Full | Flow Rest 90% Full |  |  | Continuous Automatic Tank Gauge | [8 empty] | UST Currently In Use: 4; UST Temp Close: 0; AST Currently In Use: 0; AST Temp Closed: 0 | 4 | 0 | 3 | 24241-027-013781 | PRITHVIRAJ ALVE
37815 | Permanently Closed | 1990-12-11 | 1983-01-01 | 1990-12-11 | Petroleum | Unleaded gasoline | Unleaded gasoline |  | Steel | Steel |  |  | Steel |  | 1901-01-01 | [15 empty] | UST Currently In Use: 0; UST Temp Close: 0; AST Currently In Use: 0; AST Temp Closed: 0 | 0 | 0 | 2 | 16019-041-013782 | JOHN B WEED
37816 | Permanently Closed | 1990-12-11 | 1950-01-01 | 1990-12-11 | Petroleum | Unleaded gasoline | Unleaded gasoline |  | Steel | Steel |  |  | Steel |  | 1901-01-01 | [15 empty] | UST Currently In Use: 0; UST Temp Close: 0; AST Currently In Use: 0; AST Temp Closed: 0 | 0 | 0 | 2 | 16019-041-013782 | JOHN B WEED
37817 | Permanently Closed | 1990-09-18 | 1977-01-01 | 1990-09-18 | Petroleum | Unleaded gasoline | Unleaded gasoline |  | Steel | Steel |  | Painted or None | Steel |  | 1901-01-01 | [15 empty] | UST Currently In Use: 0; UST Temp Close: 0; AST Currently In Use: 0; AST Temp Closed: 0 | 0 | 0 | 4 | 16020-001-013783 | JESSIE ROY BEASLEY
37818 | Permanently Closed | 1990-09-18 | 1977-01-01 | 1990-09-18 | Petroleum | Unleaded gasoline | Unleaded gasoline |  | Steel | Steel |  | Painted or None | Steel |  | 1901-01-01 | [15 empty] | UST Currently In Use: 0; UST Temp Close: 0; AST Currently In Use: 0; AST Temp Closed: 0 | 0 | 0 | 4 | 16020-001-013783 | JESSIE ROY BEASLEY
37819 | Permanently Closed | 1990-09-18 | 1977-01-01 | 1990-09-18 | Petroleum | Unleaded gasoline | Unleaded gasoline |  | Steel | Steel |  | Painted or None | Steel |  | 1901-01-01 | [15 empty] | UST Currently In Use: 0; UST Temp Close: 0; AST Currently In Use: 0; AST Temp Closed: 0 | 0 | 0 | 4 | 16020-001-013783 | JESSIE ROY BEASLEY
37820 | Permanently Closed | 1990-09-18 | 1977-01-01 | 1990-09-18 | Petroleum | On road diesel | On road diesel |  | Steel | Steel |  | Painted or None | Steel |  | 1901-01-01 | [15 empty] | UST Currently In Use: 0; UST Temp Close: 0; AST Currently In Use: 0; AST Temp Closed: 0 | 0 | 0 | 4 | 16020-001-013783 | JESSIE ROY BEASLEY
37821 | Permanently Closed | 1992-01-01 | 1986-01-01 | 1992-01-01 | Petroleum | Unleaded gasoline | Unleaded gasoline |  | Steel | Steel |  | Painted or None | Steel |  | 1901-01-01 | [15 empty] | UST Currently In Use: 4; UST Temp Close: 0; AST Currently In Use: 3; AST Temp Closed: 0 | 4 | 0 | 3 | 16021-049-013784 | J & J OIL COMPANY
37822 | Permanently Closed | 1992-01-01 | 1986-01-01 | 1992-01-01 | Petroleum | Unleaded gasoline | Unleaded gasoline |  | Steel | Steel |  | Painted or None | Steel |  | 1901-01-01 | [15 empty] | UST Currently In Use: 4; UST Temp Close: 0; AST Currently In Use: 3; AST Temp Closed: 0 | 4 | 0 | 3 | 16021-049-013784 | J & J OIL COMPANY
37823 | Permanently Closed | 1992-01-01 | 1986-01-01 | 1992-01-01 | Petroleum | Unleaded gasoline | Unleaded gasoline |  | Steel | Steel |  | Painted or None | Steel |  | 1901-01-01 | [15 empty] | UST Currently In Use: 4; UST Temp Close: 0; AST Currently In Use: 3; AST Temp Closed: 0 | 4 | 0 | 3 | 16021-049-013784 | J & J OIL COMPANY
37824 | Permanently Closed | 1995-01-01 | 1984-01-01 | 1995-01-01 | Petroleum | Unleaded gasoline | Unleaded gasoline |  | Steel | Steel |  | Painted or None | Steel |  | 1901-01-01 | [15 empty] | UST Currently In Use: 0; UST Temp Close: 0; AST Currently In Use: 0; AST Temp Closed: 0 | 0 | 0 | 3 | 16021-049-013785 | J & J OIL COMPANY
37825 | Permanently Closed | 1995-01-01 | 1984-01-01 | 1995-01-01 | Petroleum | Unleaded gasoline | Unleaded gasoline |  | Steel | Steel |  | Painted or None | Steel |  | 1901-01-01 | [15 empty] | UST Currently In Use: 0; UST Temp Close: 0; AST Currently In Use: 0; AST Temp Closed: 0 | 0 | 0 | 3 | 16021-049-013785 | J & J OIL COMPANY
37826 | Permanently Closed | 1995-01-01 | 1984-01-01 | 1995-01-01 | Petroleum | Unleaded gasoline | Unleaded gasoline |  | Steel | Steel |  | Painted or None | Steel |  | 1901-01-01 | [15 empty] | UST Currently In Use: 0; UST Temp Close: 0; AST Currently In Use: 0; AST Temp Closed: 0 | 0 | 0 | 3 | 16021-049-013785 | J & J OIL COMPANY
37827 |  | 1996-01-01 | 1974-01-01 |  | Petroleum | On road diesel | On road diesel |  | Steel | Steel |  | Painted or None | Steel |  | 1901-01-01 | [15 empty] | UST Currently In Use: 0; UST Temp Close: 0; AST Currently In Use: 0; AST Temp Closed: 0 | 0 | 0 | 0 | 16023-063-006768 | JOHN PHARES JR
37828 |  | 1996-01-01 | 1974-01-01 |  | Petroleum | On road diesel | On road diesel |  | Steel | Steel |  | Painted or None | Steel |  | 1901-01-01 | [15 empty] | UST Currently In Use: 0; UST Temp Close: 0; AST Currently In Use: 0; AST Temp Closed: 0 | 0 | 0 | 0 | 16023-063-006768 | JOHN PHARES JR
37829 | Cannot Locate or abandoned | 1989-10-01 | 1969-01-01 |  | Petroleum | Unleaded gasoline | Unleaded gasoline |  | Steel | Steel |  | Painted or None | Steel |  | 1901-01-01 | [15 empty] | UST Currently In Use: 0; UST Temp Close: 0; AST Currently In Use: 0; AST Temp Closed: 0 | 0 | 0 | 0 | 16024-063-006773 | JESSIE RICHARDSON
37830 | Cannot Locate or abandoned | 1989-10-01 | 1969-01-01 |  | Petroleum | Unleaded gasoline | Unleaded gasoline |  | Steel | Steel |  | Painted or None | Steel |  | 1901-01-01 | [15 empty] | UST Currently In Use: 0; UST Temp Close: 0; AST Currently In Use: 0; AST Temp Closed: 0 | 0 | 0 | 0 | 16024-063-006773 | JESSIE RICHARDSON
37831 | Permanently Closed | 2000-06-16 | 1988-05-01 | 2004-06-16 | Petroleum | On road diesel | On road diesel | Retail | Fiberglass coated steel | Fiberglass coated steel |  |  | Fiberglass reinforced plastic |  | 1901-01-01 | None | Catchment Basin, Single walled catchment basin | Automatic shutoff device At 95% full | Automatic shutoff device At 95% full |  |  | Automatic Tank Gauge | [5 empty] | Annual line testing | Annual line testing |  | UST Currently In Use: 3; UST Temp Close: 0; AST Currently In Use: 0; AST Temp Closed: 0 | 3 | 0 | 2 | 25500-003-000414 | AAA PETROLEUM LLC
37832 | Permanently Closed | 2004-06-16 | 1988-05-01 | 2004-06-16 | Petroleum | Mid-grade gasoline | Mid-grade gasoline | Retail | Fiberglass coated steel | Fiberglass coated steel |  |  | Fiberglass reinforced plastic |  | 1901-01-01 | None | Catchment Basin, Single walled catchment basin | Automatic shutoff device At 95% full | Automatic shutoff device At 95% full |  |  | Automatic Tank Gauge | [5 empty] | Annual line testing | Annual line testing |  | UST Currently In Use: 3; UST Temp Close: 0; AST Currently In Use: 0; AST Temp Closed: 0 | 3 | 0 | 2 | 25500-003-000414 | AAA PETROLEUM LLC
37833 | Currently in Use |  | 1988-05-01 |  | Petroleum | Premium gasoline | Premium gasoline | Retail | Fiberglass coated steel | Fiberglass coated steel |  |  | Fiberglass reinforced plastic |  | 1901-01-01 | None | Catchment Basin, Single walled catchment basin | Automatic shutoff device At 95% full | Automatic shutoff device At 95% full |  |  | Continuous Automatic Tank Gauge |  | Automatic flow restrictor (MLLD), Containment Sump | Containment Sump |  |  | Annual line testing | Annual line testing |  | UST Currently In Use: 3; UST Temp Close: 0; AST Currently In Use: 0; AST Temp Closed: 0 | 3 | 0 | 2 | 25500-003-000414 | AAA PETROLEUM LLC
37834 | Permanently Closed | 1989-11-22 | 1979-01-01 | 1989-11-22 | Petroleum | Unleaded gasoline | Unleaded gasoline |  | Steel | Steel |  | Painted or None |  |  | 1901-01-01 | [15 empty] | UST Currently In Use: 0; UST Temp Close: 0; AST Currently In Use: 0; AST Temp Closed: 0 | 0 | 0 | 3 | 16026-071-013888 | SNYDER GENERAL CORP
37835 | Permanently Closed | 1989-11-22 | 1973-01-01 | 1989-11-22 | Petroleum | Kerosene | Kerosene |  | Steel | Steel |  | Painted or None |  |  | 1901-01-01 | [15 empty] | UST Currently In Use: 0; UST Temp Close: 0; AST Currently In Use: 0; AST Temp Closed: 0 | 0 | 0 | 3 | 16026-071-013888 | SNYDER GENERAL CORP
37836 | Permanently Closed | 1990-10-05 | 1973-01-01 | 1989-10-05 | Petroleum | Kerosene | Kerosene |  | Steel | Steel |  | Painted or None |  |  | 1901-01-01 | [15 empty] | UST Currently In Use: 0; UST Temp Close: 0; AST Currently In Use: 0; AST Temp Closed: 0 | 0 | 0 | 3 | 16026-071-013888 | SNYDER GENERAL CORP
37837 | Permanently Closed | 1991-12-11 | 1973-01-01 | 1991-12-11 | Petroleum | On road diesel | On road diesel |  | Steel | Steel |  | Painted or None | Steel |  | 1901-01-01 | [15 empty] | UST Currently In Use: 0; UST Temp Close: 0; AST Currently In Use: 0; AST Temp Closed: 0 | 0 | 0 | 4 | 16027-001-013890 | SOUTHERN TRUCKING INC
37838 | Permanently Closed | 1991-12-11 | 1978-01-01 | 1991-12-11 | Petroleum | On road diesel | On road diesel |  | Steel | Steel |  | Painted or None | Steel |  | 1901-01-01 | [15 empty] | UST Currently In Use: 0; UST Temp Close: 0; AST Currently In Use: 0; AST Temp Closed: 0 | 0 | 0 | 4 | 16027-001-013890 | SOUTHERN TRUCKING INC
37839 | Permanently Closed | 1991-12-11 | 1973-01-01 | 1991-12-11 | Petroleum | Unleaded gasoline | Unleaded gasoline |  | Steel | Steel |  | Painted or None | Steel |  | 1901-01-01 | [15 empty] | UST Currently In Use: 0; UST Temp Close: 0; AST Currently In Use: 0; AST Temp Closed: 0 | 0 | 0 | 4 | 16027-001-013890 | SOUTHERN TRUCKING INC
37840 | Permanently Closed | 1991-12-11 | 1988-01-01 | 1991-12-11 | Petroleum | Used oil | Used oil |  | Steel | Steel |  | Painted or None | Steel |  | 1901-01-01 | [15 empty] | UST Currently In Use: 0; UST Temp Close: 0; AST Currently In Use: 0; AST Temp Closed: 0 | 0 | 0 | 4 | 16027-001-013890 | SOUTHERN TRUCKING INC
37841 | Currently in Use |  | 1984-01-01 |  | Petroleum | Premium gasoline | Premium gasoline | Retail | Steel | Steel | Coated & cathodic protection (sti-P3) |  | Fiberglass reinforced plastic |  |  | Other, FLXS ISOLA | Catchment Basin, Single walled catchment basin | Flow Rest 90% Full | Flow Rest 90% Full |  |  | Automatic Tank Gauge |  | Automatic flow restrictor (MLLD) | Automatic flow restrictor (MLLD) | Interstitial Monitoring within Secondary Containment |  | Annual line testing | Annual line testing |  | UST Currently In Use: 4; UST Temp Close: 0; AST Currently In Use: 0; AST Temp Closed: 0 | 4 | 0 | 1 | 25810-117-012499 | UNI COUNTRY MART
37842 | Currently in Use |  | 1984-01-01 |  | Petroleum | Unleaded gasoline | Unleaded gasoline | Retail | Steel | Steel | Coated & cathodic protection (sti-P3) |  | Fiberglass reinforced plastic |  |  | Other, FLXS ISOLA | Catchment Basin, Single walled catchment basin | Flow Rest 90% Full | Flow Rest 90% Full |  |  | Automatic Tank Gauge |  | Automatic flow restrictor (MLLD) | Automatic flow restrictor (MLLD) | Interstitial Monitoring within Secondary Containment |  | Annual line testing | Annual line testing |  | UST Currently In Use: 4; UST Temp Close: 0; AST Currently In Use: 0; AST Temp Closed: 0 | 4 | 0 | 1 | 25810-117-012499 | UNI COUNTRY MART
37843 | Currently in Use |  | 1984-01-01 |  | Petroleum | Unleaded gasoline | Unleaded gasoline | Retail | Steel | Steel | Coated & cathodic protection (sti-P3) |  | Fiberglass reinforced plastic |  |  | Other, FLXS ISOLA | Catchment Basin, Single walled catchment basin | Flow Rest 90% Full | Flow Rest 90% Full |  |  | Automatic Tank Gauge |  | Other, MANIFOLDED | Other |  |  | Other, MANIFOLDED | Other |  | UST Currently In Use: 4; UST Temp Close: 0; AST Currently In Use: 0; AST Temp Closed: 0 | 4 | 0 | 1 | 25810-117-012499 | UNI COUNTRY MART
37844 | Currently in Use |  | 1984-01-01 |  | Petroleum | Kerosene | Kerosene | Retail | Steel | Steel | Coated & cathodic protection (sti-P3) |  | Fiberglass reinforced plastic |  |  | Other, FLXS ISOLA | Catchment Basin, Single walled catchment basin | Automatic shutoff device At 95% full | Automatic shutoff device At 95% full |  |  | Automatic Tank Gauge | [8 empty] | UST Currently In Use: 4; UST Temp Close: 0; AST Currently In Use: 0; AST Temp Closed: 0 | 4 | 0 | 1 | 25810-117-012499 | UNI COUNTRY MART
37845 | Permanently Closed | 1991-07-12 | 1984-01-01 | 1991-07-12 | Petroleum | Kerosene | Kerosene |  | Fiberglass reinforced plastic | Fiberglass reinforced plastic |  |  | Fiberglass reinforced plastic |  | 1901-01-01 | [15 empty] | UST Currently In Use: 4; UST Temp Close: 0; AST Currently In Use: 0; AST Temp Closed: 0 | 4 | 0 | 1 | 25810-117-012499 | UNI COUNTRY MART
37846 | Permanently Closed | 1997-03-01 | 1973-01-01 | 1997-07-25 | Petroleum | Unleaded gasoline | Unleaded gasoline |  | Steel | Steel |  | Painted or None | Steel |  | 1901-01-01 | [15 empty] | UST Currently In Use: 2; UST Temp Close: 0; AST Currently In Use: 0; AST Temp Closed: 0 | 2 | 0 | 8 | 23554-073-013892 | S&M PROPERTIES LLC
37847 | Permanently Closed | 1997-03-01 | 1973-01-01 | 1997-07-25 | Petroleum | Unleaded gasoline | Unleaded gasoline |  | Steel | Steel |  | Painted or None | Steel |  | 1901-01-01 | [15 empty] | UST Currently In Use: 2; UST Temp Close: 0; AST Currently In Use: 0; AST Temp Closed: 0 | 2 | 0 | 8 | 23554-073-013892 | S&M PROPERTIES LLC
37848 | Permanently Closed | 1997-03-01 | 1973-01-01 | 1997-07-25 | Petroleum | Unleaded gasoline | Unleaded gasoline |  | Steel | Steel |  | Painted or None | Steel |  | 1901-01-01 | [15 empty] | UST Currently In Use: 2; UST Temp Close: 0; AST Currently In Use: 0; AST Temp Closed: 0 | 2 | 0 | 8 | 23554-073-013892 | S&M PROPERTIES LLC
37849 | Permanently Closed | 1997-03-01 | 1973-01-01 | 1997-07-25 | Petroleum | Unleaded gasoline | Unleaded gasoline |  | Steel | Steel |  | Painted or None | Steel |  | 1901-01-01 | [15 empty] | UST Currently In Use: 2; UST Temp Close: 0; AST Currently In Use: 0; AST Temp Closed: 0 | 2 | 0 | 8 | 23554-073-013892 | S&M PROPERTIES LLC
37850 | Permanently Closed | 1997-03-01 | 1973-01-01 | 1997-07-25 | Petroleum | On road diesel | On road diesel |  | Steel | Steel |  | Painted or None | Steel |  | 1901-01-01 | [15 empty] | UST Currently In Use: 2; UST Temp Close: 0; AST Currently In Use: 0; AST Temp Closed: 0 | 2 | 0 | 8 | 23554-073-013892 | S&M PROPERTIES LLC
37851 | Permanently Closed | 1997-03-01 | 1981-01-01 | 1997-07-25 | Petroleum | Other, MOTOR OIL | Other |  | Steel | Steel |  | Painted or None | Steel |  | 1901-01-01 | [15 empty] | UST Currently In Use: 2; UST Temp Close: 0; AST Currently In Use: 0; AST Temp Closed: 0 | 2 | 0 | 8 | 23554-073-013892 | S&M PROPERTIES LLC
37852 | Permanently Closed | 1997-03-01 | 1981-01-01 | 1997-07-25 | Petroleum | Other, MOTOR OIL | Other |  | Steel | Steel |  | Painted or None | Steel |  | 1901-01-01 | [15 empty] | UST Currently In Use: 2; UST Temp Close: 0; AST Currently In Use: 0; AST Temp Closed: 0 | 2 | 0 | 8 | 23554-073-013892 | S&M PROPERTIES LLC
37853 | Permanently Closed | 1997-03-01 | 1981-01-01 | 1997-07-25 | Petroleum | Used oil | Used oil |  | Steel | Steel |  | Painted or None | Steel |  | 1901-01-01 | [15 empty] | UST Currently In Use: 2; UST Temp Close: 0; AST Currently In Use: 0; AST Temp Closed: 0 | 2 | 0 | 8 | 23554-073-013892 | S&M PROPERTIES LLC
37854 | Temporary Closed | 2000-11-03 | 1972-01-01 |  | Petroleum | Unleaded gasoline | Unleaded gasoline |  | Steel | Steel |  |  | Steel |  | 1901-01-01 | [15 empty] | UST Currently In Use: 0; UST Temp Close: 3; AST Currently In Use: 0; AST Temp Closed: 0 | 0 | 3 | 0 | 24738-073-013893 | LAWRENCE BROOM
37855 | Temporary Closed | 2000-11-03 | 1972-01-01 |  | Petroleum | Unleaded gasoline | Unleaded gasoline |  | Steel | Steel |  |  | Steel |  | 1901-01-01 | [15 empty] | UST Currently In Use: 0; UST Temp Close: 3; AST Currently In Use: 0; AST Temp Closed: 0 | 0 | 3 | 0 | 24738-073-013893 | LAWRENCE BROOM
37856 | Temporary Closed | 2000-11-03 | 1979-01-01 |  | Petroleum | Unleaded gasoline | Unleaded gasoline |  | Steel | Steel |  |  | Steel |  | 1901-01-01 | [15 empty] | UST Currently In Use: 0; UST Temp Close: 3; AST Currently In Use: 0; AST Temp Closed: 0 | 0 | 3 | 0 | 24738-073-013893 | LAWRENCE BROOM
37857 | Cannot Locate or abandoned |  | 1980-01-01 |  | Petroleum | Unleaded gasoline | Unleaded gasoline | [7 empty] | 1901-01-01 | [15 empty] | UST Currently In Use: 0; UST Temp Close: 0; AST Currently In Use: 0; AST Temp Closed: 0 | 0 | 0 | 0 | 16031-097-013894 | JIMMY VO
37858 | Cannot Locate or abandoned |  | 1980-01-01 |  | Petroleum | Unleaded gasoline | Unleaded gasoline | [7 empty] | 1901-01-01 | [15 empty] | UST Currently In Use: 0; UST Temp Close: 0; AST Currently In Use: 0; AST Temp Closed: 0 | 0 | 0 | 0 | 16031-097-013894 | JIMMY VO
37859 | Cannot Locate or abandoned |  | 1980-01-01 |  | Petroleum | Unleaded gasoline | Unleaded gasoline | [7 empty] | 1901-01-01 | [15 empty] | UST Currently In Use: 0; UST Temp Close: 0; AST Currently In Use: 0; AST Temp Closed: 0 | 0 | 0 | 0 | 16031-097-013894 | JIMMY VO
37860 | Cannot Locate or abandoned | 1988-12-25 | 1957-01-01 |  | Petroleum | Unleaded gasoline | Unleaded gasoline |  | Steel | Steel |  |  | Steel |  | 1901-01-01 | [15 empty] | UST Currently In Use: 0; UST Temp Close: 0; AST Currently In Use: 0; AST Temp Closed: 0 | 0 | 0 | 0 | 16033-067-012069 | SERENA M BUCKALEW
37861 | Cannot Locate or abandoned | 1988-12-25 | 1957-01-01 |  | Petroleum | Unleaded gasoline | Unleaded gasoline |  | Steel | Steel |  |  | Steel |  | 1901-01-01 | [15 empty] | UST Currently In Use: 0; UST Temp Close: 0; AST Currently In Use: 0; AST Temp Closed: 0 | 0 | 0 | 0 | 16033-067-012069 | SERENA M BUCKALEW
37862 | Permanently Closed | 1997-05-17 | 1980-01-01 | 1999-05-17 | Petroleum | Unleaded gasoline | Unleaded gasoline |  | Steel | Steel |  |  |  |  | 1901-01-01 | [15 empty] | UST Currently In Use: 0; UST Temp Close: 0; AST Currently In Use: 0; AST Temp Closed: 0 | 0 | 0 | 2 | 16034-073-013930 | HILL CREST HOSPITAL
37863 | Permanently Closed | 2017-12-01 | 1980-01-01 | 2020-08-26 | Petroleum | On road diesel | On road diesel | Emergency power generator | Steel | Steel | Field installed cathodic protection |  | Steel |  |  | Field installed cathodic protection | Catchment Basin, Single walled catchment basin | Automatic shutoff device At 95% full | Automatic shutoff device At 95% full |  |  | Manual Tank Gauging (only tanks 1000 gal. or less and 48” or 64” in diameter) |  | Other, EXEMPT | Other | [5 empty] | UST Currently In Use: 0; UST Temp Close: 0; AST Currently In Use: 0; AST Temp Closed: 0 | 0 | 0 | 2 | 16034-073-013930 | HILL CREST HOSPITAL
37864 | Permanently Closed | 1993-11-01 | 1980-01-01 | 1994-03-02 | Petroleum | Unleaded gasoline | Unleaded gasoline |  | Steel | Steel |  | Painted or None | Steel |  | 1901-01-01 | [15 empty] | UST Currently In Use: 0; UST Temp Close: 0; AST Currently In Use: 0; AST Temp Closed: 0 | 0 | 0 | 3 | 17977-015-003292 | DICKERT ENTERPRISES
37865 | Permanently Closed | 1993-11-01 | 1980-01-01 | 1994-03-02 | Petroleum | Unleaded gasoline | Unleaded gasoline |  | Steel | Steel |  | Painted or None | Steel |  | 1901-01-01 | [15 empty] | UST Currently In Use: 0; UST Temp Close: 0; AST Currently In Use: 0; AST Temp Closed: 0 | 0 | 0 | 3 | 17977-015-003292 | DICKERT ENTERPRISES
37866 | Permanently Closed | 1993-11-01 | 1980-01-01 | 1994-03-02 | Petroleum | Unleaded gasoline | Unleaded gasoline |  | Steel | Steel |  | Painted or None | Steel |  | 1901-01-01 | [15 empty] | UST Currently In Use: 0; UST Temp Close: 0; AST Currently In Use: 0; AST Temp Closed: 0 | 0 | 0 | 3 | 17977-015-003292 | DICKERT ENTERPRISES
37867 | Permanently Closed | 1992-08-01 | 1963-01-01 | 2000-01-20 | Petroleum | Unleaded gasoline | Unleaded gasoline |  | Steel | Steel |  | Painted or None | Steel |  | 1901-01-01 | [15 empty] | UST Currently In Use: 0; UST Temp Close: 0; AST Currently In Use: 0; AST Temp Closed: 0 | 0 | 0 | 4 | 16035-015-009994 | J H WILLIAMSON OIL CO
37868 | Permanently Closed | 1992-08-01 | 1963-01-01 | 2000-01-20 | Petroleum | Unleaded gasoline | Unleaded gasoline |  | Steel | Steel |  | Painted or None | Steel |  | 1901-01-01 | [15 empty] | UST Currently In Use: 0; UST Temp Close: 0; AST Currently In Use: 0; AST Temp Closed: 0 | 0 | 0 | 4 | 16035-015-009994 | J H WILLIAMSON OIL CO
37869 | Permanently Closed | 1992-08-01 | 1963-01-01 | 2000-01-20 | Petroleum | Unleaded gasoline | Unleaded gasoline |  | Steel | Steel |  | Painted or None | Steel |  | 1901-01-01 | [15 empty] | UST Currently In Use: 0; UST Temp Close: 0; AST Currently In Use: 0; AST Temp Closed: 0 | 0 | 0 | 4 | 16035-015-009994 | J H WILLIAMSON OIL CO
37870 | Permanently Closed | 1992-08-01 | 1963-01-01 | 2000-01-20 | Petroleum | Unleaded gasoline | Unleaded gasoline |  | Steel | Steel |  | Painted or None | Steel |  | 1901-01-01 | [15 empty] | UST Currently In Use: 0; UST Temp Close: 0; AST Currently In Use: 0; AST Temp Closed: 0 | 0 | 0 | 4 | 16035-015-009994 | J H WILLIAMSON OIL CO
37871 |  | 1992-08-01 | 1963-01-01 |  | Petroleum | Used oil | Used oil |  | Steel | Steel |  | Painted or None | Steel |  | 1901-01-01 | [15 empty] | UST Currently In Use: 0; UST Temp Close: 0; AST Currently In Use: 0; AST Temp Closed: 0 | 0 | 0 | 4 | 16035-015-009994 | J H WILLIAMSON OIL CO
37872 | Permanently Closed | 1999-12-10 | 1979-01-01 | 1999-12-10 | Petroleum | Unleaded gasoline | Unleaded gasoline | Retail | Steel | Steel | Field installed cathodic protection | Painted or None | Steel |  | 1901-01-01 | Field installed cathodic protection | Catchment Basin, Single walled catchment basin | Automatic shutoff device At 95% full | Automatic shutoff device At 95% full |  |  | Other, Statistical Inventory Reconciliation (SIR) |  | Other, USTMAN | Other |  |  | Annual line testing, Other, Statistical inventory reconciliation (SIR), USTMAN | Statistical inventory reconciliation (SIR) |  | UST Currently In Use: 3; UST Temp Close: 0; AST Currently In Use: 0; AST Temp Closed: 0 | 3 | 0 | 4 | 23429-015-013983 | MUSA PROPERTIES, LLC
37873 | Permanently Closed | 1999-12-10 | 1979-01-01 | 1999-12-10 | Petroleum | Mid-grade gasoline | Mid-grade gasoline | Retail | Steel | Steel | Field installed cathodic protection | Painted or None | Steel |  | 1901-01-01 | Field installed cathodic protection, None | Catchment Basin, Single walled catchment basin | Automatic shutoff device At 95% full | Automatic shutoff device At 95% full |  |  | Other, Statistical Inventory Reconciliation (SIR) |  | Other, USTMAN | Other |  |  | Annual line testing, Other, Statistical inventory reconciliation (SIR), USTMAN | Statistical inventory reconciliation (SIR) |  | UST Currently In Use: 3; UST Temp Close: 0; AST Currently In Use: 0; AST Temp Closed: 0 | 3 | 0 | 4 | 23429-015-013983 | MUSA PROPERTIES, LLC
37874 | Permanently Closed | 1999-12-10 | 1979-01-01 | 1999-12-10 | Petroleum | Premium gasoline | Premium gasoline | Retail | Steel | Steel | Field installed cathodic protection | Painted or None | Steel |  | 1901-01-01 | Field installed cathodic protection | Catchment Basin, Single walled catchment basin | Automatic shutoff device At 95% full | Automatic shutoff device At 95% full |  |  | Other, Statistical Inventory Reconciliation (SIR) |  | Other, USTMAN | Other |  |  | Annual line testing, Other, Statistical inventory reconciliation (SIR), USTMAN | Statistical inventory reconciliation (SIR) |  | UST Currently In Use: 3; UST Temp Close: 0; AST Currently In Use: 0; AST Temp Closed: 0 | 3 | 0 | 4 | 23429-015-013983 | MUSA PROPERTIES, LLC
37875 | Permanently Closed | 1999-12-10 | 1979-01-01 | 1999-12-10 | Petroleum | On road diesel | On road diesel | Retail | Steel | Steel | Field installed cathodic protection | Painted or None | Steel |  | 1901-01-01 | Field installed cathodic protection, None | Catchment Basin, Single walled catchment basin | Automatic shutoff device At 95% full | Automatic shutoff device At 95% full |  |  | Other, Statistical Inventory Reconciliation (SIR) |  | Other, USTMAN | Other |  |  | Annual line testing, Other, Statistical inventory reconciliation (SIR), USTMAN | Statistical inventory reconciliation (SIR) |  | UST Currently In Use: 3; UST Temp Close: 0; AST Currently In Use: 0; AST Temp Closed: 0 | 3 | 0 | 4 | 23429-015-013983 | MUSA PROPERTIES, LLC
37876 | Permanently Closed | 2013-05-22 | 1987-01-01 | 2013-05-22 | Petroleum | Unleaded gasoline | Unleaded gasoline | Retail | Steel, 6K/6K | Steel | Field installed cathodic protection, Interior lined (not allowed as a standalone method of corrosion protection), 6K/6K |  | Double Wall, Fiberglass reinforced plastic |  |  |  | Catchment Basin, Single walled catchment basin | Automatic shutoff device At 95% full | Automatic shutoff device At 95% full |  |  | Continuous Automatic Tank Gauge |  | Automatic shutoff device (AELLD) | Automatic shutoff device (AELLD) | [5 empty] | UST Currently In Use: 0; UST Temp Close: 0; AST Currently In Use: 0; AST Temp Closed: 0 | 0 | 0 | 3 | 15420-015-013984 | MAPCO EXPRESS, LLC
37878 | Permanently Closed | 2013-05-22 | 1987-01-01 | 2013-05-22 | Petroleum | Mid-grade gasoline | Mid-grade gasoline | Retail | Steel | Steel | Field installed cathodic protection, Interior lined (not allowed as a standalone method of corrosion protection) |  | Double Wall, Fiberglass reinforced plastic |  |  |  | Catchment Basin, Single walled catchment basin | Automatic shutoff device At 95% full | Automatic shutoff device At 95% full |  |  | Continuous Automatic Tank Gauge |  | Automatic shutoff device (AELLD) | Automatic shutoff device (AELLD) | [5 empty] | UST Currently In Use: 0; UST Temp Close: 0; AST Currently In Use: 0; AST Temp Closed: 0 | 0 | 0 | 3 | 15420-015-013984 | MAPCO EXPRESS, LLC
37879 | Permanently Closed | 2013-05-22 | 1987-01-01 | 2013-05-22 | Petroleum | Premium gasoline | Premium gasoline | Retail | Steel | Steel | Field installed cathodic protection, Interior lined (not allowed as a standalone method of corrosion protection) |  | Double Wall, Fiberglass reinforced plastic |  |  |  | Catchment Basin, Single walled catchment basin | Automatic shutoff device At 95% full | Automatic shutoff device At 95% full |  |  | Continuous Automatic Tank Gauge |  | Automatic shutoff device (AELLD) | Automatic shutoff device (AELLD) | [5 empty] | UST Currently In Use: 0; UST Temp Close: 0; AST Currently In Use: 0; AST Temp Closed: 0 | 0 | 0 | 3 | 15420-015-013984 | MAPCO EXPRESS, LLC
37880 | Temporary Closed | 2000-01-15 | 1987-12-01 |  | Petroleum | Unleaded gasoline | Unleaded gasoline | Retail | Steel | Steel | Coated & cathodic protection (sti-P3) |  | Fiberglass reinforced plastic |  |  |  | Catchment Basin, Single walled catchment basin | Automatic shutoff device At 95% full | Automatic shutoff device At 95% full |  |  | Other, Statistical Inventory Reconciliation (SIR) |  | Automatic flow restrictor (MLLD), Automatic shutoff device (AELLD), USTMAN | Automatic shutoff device (AELLD) |  |  | Other, Statistical inventory reconciliation (SIR), USTMAN | Statistical inventory reconciliation (SIR) |  | UST Currently In Use: 0; UST Temp Close: 3; AST Currently In Use: 0; AST Temp Closed: 0 | 0 | 3 | 0 | 25042-055-013987 | BRENT LANG
37881 | Temporary Closed | 2000-01-15 | 1987-12-01 |  | Petroleum | Mid-grade gasoline | Mid-grade gasoline | Retail | Steel | Steel | Coated & cathodic protection (sti-P3) |  | Fiberglass reinforced plastic |  |  |  | Catchment Basin, Single walled catchment basin | Automatic shutoff device At 95% full | Automatic shutoff device At 95% full |  |  | Other, Statistical Inventory Reconciliation (SIR) |  | Automatic flow restrictor (MLLD), Automatic shutoff device (AELLD), USTMAN | Automatic shutoff device (AELLD) |  |  | Other, Statistical inventory reconciliation (SIR), USTMAN | Statistical inventory reconciliation (SIR) |  | UST Currently In Use: 0; UST Temp Close: 3; AST Currently In Use: 0; AST Temp Closed: 0 | 0 | 3 | 0 | 25042-055-013987 | BRENT LANG
37882 | Temporary Closed | 2000-01-15 | 1987-12-01 |  | Petroleum | Premium gasoline | Premium gasoline | Retail | Steel | Steel | Coated & cathodic protection (sti-P3) |  | Fiberglass reinforced plastic |  |  |  | Catchment Basin, Single walled catchment basin | Automatic shutoff device At 95% full | Automatic shutoff device At 95% full |  |  | Other, Statistical Inventory Reconciliation (SIR) |  | Automatic flow restrictor (MLLD), Automatic shutoff device (AELLD), USTMAN | Automatic shutoff device (AELLD) |  |  | Other, Statistical inventory reconciliation (SIR), USTMAN | Statistical inventory reconciliation (SIR) |  | UST Currently In Use: 0; UST Temp Close: 3; AST Currently In Use: 0; AST Temp Closed: 0 | 0 | 3 | 0 | 25042-055-013987 | BRENT LANG
37883 | Permanently Closed | 1998-11-25 | 1987-01-01 | 2000-01-20 | Petroleum | Unleaded gasoline | Unleaded gasoline |  | Steel | Steel | Coated & cathodic protection (sti-P3) |  | Fiberglass reinforced plastic |  | 1901-01-01 | None | [5 empty] | Other, Statistical Inventory Reconciliation (SIR) |  | Other, USTMAN | Other |  |  | Annual line testing, Other, Statistical inventory reconciliation (SIR), USTMAN | Statistical inventory reconciliation (SIR) |  | UST Currently In Use: 2; UST Temp Close: 0; AST Currently In Use: 0; AST Temp Closed: 0 | 2 | 0 | 3 | 21335-073-013989 | Z & K INC
37884 | Permanently Closed | 1998-11-25 | 1987-01-01 | 2000-01-20 | Petroleum | Unleaded gasoline | Unleaded gasoline |  | Steel | Steel | Coated & cathodic protection (sti-P3) |  | Fiberglass reinforced plastic |  | 1901-01-01 | None | [5 empty] | Other, Statistical Inventory Reconciliation (SIR) |  | Other, USTMAN | Other |  |  | Annual line testing, Other, Statistical inventory reconciliation (SIR), USTMAN | Statistical inventory reconciliation (SIR) |  | UST Currently In Use: 2; UST Temp Close: 0; AST Currently In Use: 0; AST Temp Closed: 0 | 2 | 0 | 3 | 21335-073-013989 | Z & K INC
37885 | Permanently Closed | 1998-11-25 | 1987-01-01 | 2000-01-20 | Petroleum | Unleaded gasoline | Unleaded gasoline |  | Steel | Steel | Coated & cathodic protection (sti-P3) |  | Fiberglass reinforced plastic |  | 1901-01-01 | None | [5 empty] | Other, Statistical Inventory Reconciliation (SIR) |  | Other, USTMAN | Other |  |  | Annual line testing, Other, Statistical inventory reconciliation (SIR), USTMAN | Statistical inventory reconciliation (SIR) |  | UST Currently In Use: 2; UST Temp Close: 0; AST Currently In Use: 0; AST Temp Closed: 0 | 2 | 0 | 3 | 21335-073-013989 | Z & K INC
37886 | Permanently Closed | 1998-11-25 | 1987-01-01 | 1999-08-13 | Petroleum | Unleaded gasoline | Unleaded gasoline |  | Steel | Steel |  | Painted or None | Fiberglass reinforced plastic |  | 1901-01-01 | [12 empty] | Annual line testing | Annual line testing |  | UST Currently In Use: 0; UST Temp Close: 0; AST Currently In Use: 0; AST Temp Closed: 0 | 0 | 0 | 3 | 20778-089-013988 | YOONEK CAR WASH INC
37887 | Permanently Closed | 1998-11-25 | 1987-01-01 | 1999-08-13 | Petroleum | Unleaded gasoline | Unleaded gasoline |  | Steel | Steel |  | Painted or None | Fiberglass reinforced plastic |  | 1901-01-01 | [12 empty] | Annual line testing | Annual line testing |  | UST Currently In Use: 0; UST Temp Close: 0; AST Currently In Use: 0; AST Temp Closed: 0 | 0 | 0 | 3 | 20778-089-013988 | YOONEK CAR WASH INC
37888 | Permanently Closed | 1998-11-25 | 1987-01-01 | 1999-08-13 | Petroleum | Unleaded gasoline | Unleaded gasoline |  | Steel | Steel |  | Painted or None | Fiberglass reinforced plastic |  | 1901-01-01 | [12 empty] | Annual line testing | Annual line testing |  | UST Currently In Use: 0; UST Temp Close: 0; AST Currently In Use: 0; AST Temp Closed: 0 | 0 | 0 | 3 | 20778-089-013988 | YOONEK CAR WASH INC
37889 | Permanently Closed | 2009-06-05 | 1988-01-01 | 2010-05-12 | Petroleum | Unleaded gasoline | Unleaded gasoline | Retail | Steel | Steel | Coated & cathodic protection (sti-P3) |  | Fiberglass reinforced plastic |  | 1901-01-01 |  | Catchment Basin, Single walled catchment basin | Automatic shutoff device At 95% full | Automatic shutoff device At 95% full |  |  | Statistical Inventory Reconciliation (SIR) | [5 empty] | Annual line testing, Statistical inventory reconciliation (SIR) | Statistical inventory reconciliation (SIR) |  | UST Currently In Use: 0; UST Temp Close: 0; AST Currently In Use: 0; AST Temp Closed: 0 | 0 | 0 | 3 | 13277-095-013991 | MARSHALL COUNTY OIL CO INC
37890 | Permanently Closed | 2009-06-05 | 1988-01-01 | 2010-05-12 | Petroleum | Mid-grade gasoline | Mid-grade gasoline | Retail | Steel | Steel | Coated & cathodic protection (sti-P3) |  | Fiberglass reinforced plastic |  | 1901-01-01 |  | Catchment Basin, Single walled catchment basin | Automatic shutoff device At 95% full | Automatic shutoff device At 95% full |  |  | Statistical Inventory Reconciliation (SIR) | [5 empty] | Annual line testing, Statistical inventory reconciliation (SIR) | Statistical inventory reconciliation (SIR) |  | UST Currently In Use: 0; UST Temp Close: 0; AST Currently In Use: 0; AST Temp Closed: 0 | 0 | 0 | 3 | 13277-095-013991 | MARSHALL COUNTY OIL CO INC
37891 | Permanently Closed | 2009-06-05 | 1988-01-01 | 2010-05-12 | Petroleum | Premium gasoline | Premium gasoline | Retail | Steel | Steel | Coated & cathodic protection (sti-P3) |  | Fiberglass reinforced plastic |  | 1901-01-01 |  | Catchment Basin, Single walled catchment basin | Automatic shutoff device At 95% full | Automatic shutoff device At 95% full |  |  | Statistical Inventory Reconciliation (SIR) | [5 empty] | Annual line testing, Statistical inventory reconciliation (SIR) | Statistical inventory reconciliation (SIR) |  | UST Currently In Use: 0; UST Temp Close: 0; AST Currently In Use: 0; AST Temp Closed: 0 | 0 | 0 | 3 | 13277-095-013991 | MARSHALL COUNTY OIL CO INC
37892 | Permanently Closed | 1992-01-14 | 1981-01-01 | 1992-01-14 | Petroleum | Unleaded gasoline | Unleaded gasoline |  | Steel | Steel |  | Painted or None | Fiberglass reinforced plastic |  | 1901-01-01 | [15 empty] | UST Currently In Use: 0; UST Temp Close: 0; AST Currently In Use: 0; AST Temp Closed: 0 | 0 | 0 | 3 | 17779-121-013985 | CHARLIE MIMS
37893 | Permanently Closed | 1992-01-14 | 1981-01-01 | 1992-01-14 | Petroleum | Unleaded gasoline | Unleaded gasoline |  | Steel | Steel |  | Painted or None | Fiberglass reinforced plastic |  | 1901-01-01 | [15 empty] | UST Currently In Use: 0; UST Temp Close: 0; AST Currently In Use: 0; AST Temp Closed: 0 | 0 | 0 | 3 | 17779-121-013985 | CHARLIE MIMS
37894 | Permanently Closed | 1992-01-14 | 1981-01-01 | 1992-01-14 | Petroleum | Unleaded gasoline | Unleaded gasoline |  | Steel | Steel |  | Painted or None | Fiberglass reinforced plastic |  | 1901-01-01 | [15 empty] | UST Currently In Use: 0; UST Temp Close: 0; AST Currently In Use: 0; AST Temp Closed: 0 | 0 | 0 | 3 | 17779-121-013985 | CHARLIE MIMS
37898 | Permanently Closed | 1994-03-30 | 1969-01-01 | 1994-03-30 | Petroleum | Unleaded gasoline | Unleaded gasoline |  | Steel | Steel |  | Painted or None | Steel |  | 1901-01-01 | [15 empty] | UST Currently In Use: 0; UST Temp Close: 0; AST Currently In Use: 0; AST Temp Closed: 0 | 0 | 0 | 5 | 16036-015-009997 | DONALD W HARDIN
37899 | Permanently Closed | 1994-03-30 | 1957-01-01 | 1994-03-30 | Petroleum | Unleaded gasoline | Unleaded gasoline |  | Steel | Steel |  | Painted or None | Steel |  | 1901-01-01 | [15 empty] | UST Currently In Use: 0; UST Temp Close: 0; AST Currently In Use: 0; AST Temp Closed: 0 | 0 | 0 | 5 | 16036-015-009997 | DONALD W HARDIN
37900 | Permanently Closed | 1993-03-30 | 1957-01-01 | 1993-03-30 | Petroleum | Unleaded gasoline | Unleaded gasoline |  | Steel | Steel |  | Painted or None | Steel |  | 1901-01-01 | [15 empty] | UST Currently In Use: 0; UST Temp Close: 0; AST Currently In Use: 0; AST Temp Closed: 0 | 0 | 0 | 5 | 16036-015-009997 | DONALD W HARDIN
37901 | Permanently Closed | 1994-01-01 | 1957-01-01 | 1994-03-30 | Petroleum | Kerosene | Kerosene |  | Steel | Steel |  | Painted or None | Steel |  | 1901-01-01 | [15 empty] | UST Currently In Use: 0; UST Temp Close: 0; AST Currently In Use: 0; AST Temp Closed: 0 | 0 | 0 | 5 | 16036-015-009997 | DONALD W HARDIN
37902 | Permanently Closed | 1983-09-01 | 1957-01-01 | 1983-01-01 | Petroleum | Unleaded gasoline | Unleaded gasoline |  | Steel | Steel |  | Painted or None | Steel |  | 1901-01-01 | [15 empty] | UST Currently In Use: 0; UST Temp Close: 0; AST Currently In Use: 0; AST Temp Closed: 0 | 0 | 0 | 5 | 16036-015-009997 | DONALD W HARDIN
37903 | Permanently Closed | 1988-01-01 | 1977-01-01 | 1988-01-01 | Petroleum | Unleaded gasoline | Unleaded gasoline | [5 empty] | Steel |  | 1901-01-01 | [15 empty] | UST Currently In Use: 0; UST Temp Close: 0; AST Currently In Use: 0; AST Temp Closed: 0 | 0 | 0 | 3 | 16037-049-013935 | J R PARMER
37904 | Permanently Closed | 1988-01-01 | 1977-01-01 | 1988-01-01 | Petroleum | Unleaded gasoline | Unleaded gasoline | [5 empty] | Steel |  | 1901-01-01 | [15 empty] | UST Currently In Use: 0; UST Temp Close: 0; AST Currently In Use: 0; AST Temp Closed: 0 | 0 | 0 | 3 | 16037-049-013935 | J R PARMER
37905 | Permanently Closed | 1988-01-01 | 1977-01-01 | 1988-01-01 | Petroleum | Unleaded gasoline | Unleaded gasoline | [5 empty] | Steel |  | 1901-01-01 | [15 empty] | UST Currently In Use: 0; UST Temp Close: 0; AST Currently In Use: 0; AST Temp Closed: 0 | 0 | 0 | 3 | 16037-049-013935 | J R PARMER
37906 | Permanently Closed | 1991-01-01 | 1973-01-01 | 1991-01-01 | Petroleum | Unleaded gasoline | Unleaded gasoline |  | Steel | Steel |  | Painted or None | Steel |  | 1901-01-01 | [15 empty] | UST Currently In Use: 0; UST Temp Close: 0; AST Currently In Use: 0; AST Temp Closed: 0 | 0 | 0 | 3 | 16038-097-011269 | CRIS W DAUGHERTY
37907 | Permanently Closed | 1991-01-01 | 1973-01-01 | 1991-01-01 | Petroleum | On road diesel | On road diesel |  | Steel | Steel |  | Painted or None | Steel |  | 1901-01-01 | [15 empty] | UST Currently In Use: 0; UST Temp Close: 0; AST Currently In Use: 0; AST Temp Closed: 0 | 0 | 0 | 3 | 16038-097-011269 | CRIS W DAUGHERTY
37908 | Permanently Closed | 1991-01-01 | 1973-01-01 | 1991-01-01 | Petroleum | Unleaded gasoline | Unleaded gasoline |  | Steel | Steel |  | Painted or None | Steel |  | 1901-01-01 | [15 empty] | UST Currently In Use: 0; UST Temp Close: 0; AST Currently In Use: 0; AST Temp Closed: 0 | 0 | 0 | 3 | 16038-097-011269 | CRIS W DAUGHERTY
37909 | Permanently Closed | 1994-02-15 | 1973-01-01 | 1994-02-15 | Petroleum | Unleaded gasoline | Unleaded gasoline |  | Steel | Steel |  |  | Steel |  | 1901-01-01 | [15 empty] | UST Currently In Use: 0; UST Temp Close: 0; AST Currently In Use: 0; AST Temp Closed: 0 | 0 | 0 | 2 | 16039-035-013936 | FRANK CHAVERS
37910 | Permanently Closed | 1994-02-15 | 1973-01-01 | 1994-02-15 | Petroleum | Unleaded gasoline | Unleaded gasoline |  | Steel | Steel |  |  | Steel |  | 1901-01-01 | [15 empty] | UST Currently In Use: 0; UST Temp Close: 0; AST Currently In Use: 0; AST Temp Closed: 0 | 0 | 0 | 2 | 16039-035-013936 | FRANK CHAVERS
37911 | Permanently Closed | 1988-01-01 | 1978-01-01 | 1989-11-22 | Petroleum | Unleaded gasoline | Unleaded gasoline |  | Steel | Steel |  |  |  |  | 1901-01-01 | [15 empty] | UST Currently In Use: 0; UST Temp Close: 0; AST Currently In Use: 0; AST Temp Closed: 0 | 0 | 0 | 2 | 16040-073-013937 | FIRST ALABAMA BANK
37912 | Permanently Closed | 1988-01-01 | 1978-01-01 | 1988-11-22 | Petroleum | Unleaded gasoline | Unleaded gasoline |  | Steel | Steel |  |  |  |  | 1901-01-01 | [15 empty] | UST Currently In Use: 0; UST Temp Close: 0; AST Currently In Use: 0; AST Temp Closed: 0 | 0 | 0 | 2 | 16040-073-013937 | FIRST ALABAMA BANK
37913 | Permanently Closed | 1998-12-21 | 1968-01-01 | 1998-12-28 | Petroleum | Unleaded gasoline | Unleaded gasoline |  | Steel | Steel |  | Painted or None | Steel |  | 1901-01-01 | [12 empty] | Annual line testing | Annual line testing |  | UST Currently In Use: 0; UST Temp Close: 0; AST Currently In Use: 0; AST Temp Closed: 0 | 0 | 0 | 1 | 16041-051-013938 | FULLER WAREHOUSE AND GIN
37914 | Permanently Closed | 1998-12-21 | 1985-01-01 | 1998-12-28 | Petroleum | Used oil | Used oil |  | Steel | Steel |  | Painted or None | Steel |  | 1901-01-01 | [15 empty] | UST Currently In Use: 0; UST Temp Close: 0; AST Currently In Use: 0; AST Temp Closed: 0 | 0 | 0 | 1 | 16041-051-013939 | FULLER WAREHOUSE AND GIN
37915 | Permanently Closed | 1992-03-10 | 1964-01-01 | 1992-03-10 | Petroleum | Unleaded gasoline | Unleaded gasoline |  | Steel | Steel |  | Painted or None | Steel |  | 1901-01-01 | [15 empty] | UST Currently In Use: 0; UST Temp Close: 0; AST Currently In Use: 0; AST Temp Closed: 0 | 0 | 0 | 2 | 16042-025-006763 | GUY TARPEY
37916 | Permanently Closed | 1992-03-10 | 1972-01-01 | 1992-03-10 | Petroleum | On road diesel | On road diesel |  | Steel | Steel |  | Painted or None | Steel |  | 1901-01-01 | [15 empty] | UST Currently In Use: 0; UST Temp Close: 0; AST Currently In Use: 0; AST Temp Closed: 0 | 0 | 0 | 2 | 16042-025-006763 | GUY TARPEY
37917 | Temporary Closed | 2006-05-21 | 1975-01-11 |  | Petroleum | Unleaded gasoline | Unleaded gasoline | Retail | Steel | Steel | Field installed cathodic protection |  | Steel |  |  | Field installed cathodic protection | Catchment Basin, Single walled catchment basin | Automatic shutoff device At 95% full | Automatic shutoff device At 95% full |  |  | Statistical Inventory Reconciliation (SIR) | [5 empty] | Annual line testing | Annual line testing |  | UST Currently In Use: 0; UST Temp Close: 4; AST Currently In Use: 0; AST Temp Closed: 0 | 0 | 4 | 0 | 20741-113-003739 | THAD CROWELL
37918 | Temporary Closed | 2006-05-21 | 1975-01-11 |  | Petroleum | Mid-grade gasoline | Mid-grade gasoline | Retail | Steel | Steel | Field installed cathodic protection |  | Steel |  |  | Field installed cathodic protection | Catchment Basin, Single walled catchment basin | Automatic shutoff device At 95% full | Automatic shutoff device At 95% full |  |  | Statistical Inventory Reconciliation (SIR) | [5 empty] | Annual line testing | Annual line testing |  | UST Currently In Use: 0; UST Temp Close: 4; AST Currently In Use: 0; AST Temp Closed: 0 | 0 | 4 | 0 | 20741-113-003739 | THAD CROWELL
37919 | Temporary Closed | 2006-05-21 | 1975-01-11 |  | Petroleum | Premium gasoline | Premium gasoline | Retail | Steel | Steel | Field installed cathodic protection |  | Steel |  |  | Field installed cathodic protection | Catchment Basin, Single walled catchment basin | Automatic shutoff device At 95% full | Automatic shutoff device At 95% full |  |  | Statistical Inventory Reconciliation (SIR) | [8 empty] | UST Currently In Use: 0; UST Temp Close: 4; AST Currently In Use: 0; AST Temp Closed: 0 | 0 | 4 | 0 | 20741-113-003739 | THAD CROWELL
37920 | Temporary Closed | 2006-05-21 | 1975-01-11 |  | Petroleum | On road diesel | On road diesel | Retail | Steel | Steel | Field installed cathodic protection |  | Steel |  |  | Field installed cathodic protection | Catchment Basin, Single walled catchment basin | Automatic shutoff device At 95% full | Automatic shutoff device At 95% full |  |  | Statistical Inventory Reconciliation (SIR) | [5 empty] | Annual line testing | Annual line testing |  | UST Currently In Use: 0; UST Temp Close: 4; AST Currently In Use: 0; AST Temp Closed: 0 | 0 | 4 | 0 | 20741-113-003739 | THAD CROWELL
37921 | Permanently Closed | 1991-07-15 | 1978-01-01 | 1991-07-15 | Petroleum | Used oil | Used oil |  | Steel | Steel |  |  | Steel |  | 1901-01-01 | [15 empty] | UST Currently In Use: 0; UST Temp Close: 0; AST Currently In Use: 0; AST Temp Closed: 0 | 0 | 0 | 1 | 16044-101-013943 | FIRESTONE TIRE AND RUBBER CO
37922 | Permanently Closed | 1992-08-31 | 1986-01-01 | 1992-08-31 | Petroleum | Unleaded gasoline | Unleaded gasoline |  | Steel | Steel |  | Painted or None | Steel |  | 1901-01-01 | [15 empty] | UST Currently In Use: 0; UST Temp Close: 0; AST Currently In Use: 0; AST Temp Closed: 0 | 0 | 0 | 3 | 16045-015-013946 | DOT WRIGHT
37923 | Permanently Closed | 1992-08-31 | 1986-01-01 | 1992-08-31 | Petroleum | Unleaded gasoline | Unleaded gasoline |  | Steel | Steel |  | Painted or None | Steel |  | 1901-01-01 | [15 empty] | UST Currently In Use: 0; UST Temp Close: 0; AST Currently In Use: 0; AST Temp Closed: 0 | 0 | 0 | 3 | 16045-015-013946 | DOT WRIGHT
37924 |  | 1989-11-30 | 1976-01-01 |  | Petroleum | Unleaded gasoline | Unleaded gasoline |  | Steel | Steel |  | Painted or None | Steel |  | 1901-01-01 | [15 empty] | UST Currently In Use: 0; UST Temp Close: 0; AST Currently In Use: 0; AST Temp Closed: 0 | 0 | 0 | 0 | 16046-037-002673 | JOHN W EMBRY
37925 |  | 1989-11-30 | 1969-01-01 |  | Petroleum | Unleaded gasoline | Unleaded gasoline |  | Steel | Steel |  | Painted or None | Steel |  | 1901-01-01 | [15 empty] | UST Currently In Use: 0; UST Temp Close: 0; AST Currently In Use: 0; AST Temp Closed: 0 | 0 | 0 | 0 | 16046-037-002673 | JOHN W EMBRY
37926 |  | 1989-11-30 | 1969-01-01 |  | Petroleum | Unleaded gasoline | Unleaded gasoline |  | Steel | Steel |  | Painted or None | Steel |  | 1901-01-01 | [15 empty] | UST Currently In Use: 0; UST Temp Close: 0; AST Currently In Use: 0; AST Temp Closed: 0 | 0 | 0 | 0 | 16046-037-002673 | JOHN W EMBRY
37927 | Retired | 1988-08-08 | 1901-01-01 |  | Petroleum | Unleaded gasoline | Unleaded gasoline | [7 empty] | 1901-01-01 | [15 empty] | UST Currently In Use: 0; UST Temp Close: 0; AST Currently In Use: 0; AST Temp Closed: 0 | 0 | 0 | 0 | 16047-131-005964 | WILLIAM TATE
37928 | Retired | 1988-08-08 | 1901-01-01 |  | Petroleum | Unleaded gasoline | Unleaded gasoline | [7 empty] | 1901-01-01 | [15 empty] | UST Currently In Use: 0; UST Temp Close: 0; AST Currently In Use: 0; AST Temp Closed: 0 | 0 | 0 | 0 | 16047-131-005964 | WILLIAM TATE
37929 | Permanently Closed | 1991-03-12 | 1988-01-01 | 1991-03-12 | Petroleum | Unleaded gasoline | Unleaded gasoline |  | Steel | Steel |  |  | Steel |  | 1901-01-01 | [15 empty] | UST Currently In Use: 0; UST Temp Close: 0; AST Currently In Use: 0; AST Temp Closed: 0 | 0 | 0 | 5 | 16048-073-014001 | E H MOORE SR
37930 | Permanently Closed | 1991-03-12 | 1974-01-01 | 1991-03-12 | Petroleum | Unleaded gasoline | Unleaded gasoline |  | Steel | Steel |  | Painted or None | Steel |  | 1901-01-01 |  | Catchment Basin, Single walled catchment basin | Automatic shutoff device At 95% full | Automatic shutoff device At 95% full | [11 empty] | UST Currently In Use: 0; UST Temp Close: 0; AST Currently In Use: 0; AST Temp Closed: 0 | 0 | 0 | 5 | 16048-073-014001 | E H MOORE SR
37931 | Permanently Closed | 1989-09-30 | 1974-01-01 | 1989-09-30 | Petroleum | Unleaded gasoline | Unleaded gasoline |  | Steel | Steel |  |  | Steel |  | 1901-01-01 | [15 empty] | UST Currently In Use: 0; UST Temp Close: 0; AST Currently In Use: 0; AST Temp Closed: 0 | 0 | 0 | 5 | 16048-073-014001 | E H MOORE SR
37932 | Retired | 1988-08-08 | 1988-01-01 |  | Petroleum | Unleaded gasoline | Unleaded gasoline |  | Steel | Steel | Coated & cathodic protection (sti-P3) |  | Steel |  | 1901-01-01 | [15 empty] | UST Currently In Use: 0; UST Temp Close: 0; AST Currently In Use: 0; AST Temp Closed: 0 | 0 | 0 | 0 | 16049-027-013187 | JIM KNIGHT
37933 | Permanently Closed | 1998-04-01 | 1976-01-01 |  | Petroleum | Unleaded gasoline | Unleaded gasoline |  | Steel | Steel |  | Painted or None | Steel |  | 1901-01-01 | [15 empty] | UST Currently In Use: 0; UST Temp Close: 0; AST Currently In Use: 0; AST Temp Closed: 0 | 0 | 0 | 3 | 16050-115-005589 | FAYE HARMON
37934 | Permanently Closed | 1998-04-01 | 1976-01-01 |  | Petroleum | Unleaded gasoline | Unleaded gasoline |  | Steel | Steel |  | Painted or None | Steel |  | 1901-01-01 | [15 empty] | UST Currently In Use: 0; UST Temp Close: 0; AST Currently In Use: 0; AST Temp Closed: 0 | 0 | 0 | 3 | 16050-115-005589 | FAYE HARMON
37935 | Permanently Closed | 1998-04-01 | 1976-01-01 |  | Petroleum | Unleaded gasoline | Unleaded gasoline |  | Steel | Steel |  | Painted or None | Steel |  | 1901-01-01 | [15 empty] | UST Currently In Use: 0; UST Temp Close: 0; AST Currently In Use: 0; AST Temp Closed: 0 | 0 | 0 | 3 | 16050-115-005589 | FAYE HARMON
37936 | Permanently Closed | 1991-11-14 | 1974-01-01 | 1992-05-12 | Petroleum | Unleaded gasoline | Unleaded gasoline |  | Steel | Steel |  | Painted or None | Steel |  | 1901-01-01 | [15 empty] | UST Currently In Use: 0; UST Temp Close: 0; AST Currently In Use: 1; AST Temp Closed: 0 | 0 | 0 | 2 | 16051-041-009982 | H E BROWDER
37937 | Permanently Closed | 1991-11-14 | 1974-01-01 | 1992-05-12 | Petroleum | Unleaded gasoline | Unleaded gasoline |  | Steel | Steel |  | Painted or None | Steel |  | 1901-01-01 | [15 empty] | UST Currently In Use: 0; UST Temp Close: 0; AST Currently In Use: 1; AST Temp Closed: 0 | 0 | 0 | 2 | 16051-041-009982 | H E BROWDER
37938 | Retired | 1988-01-01 | 1981-01-01 |  | Petroleum | Unleaded gasoline | Unleaded gasoline | Retail | Steel | Steel |  | Painted or None | Steel |  | 1901-01-01 | [15 empty] | UST Currently In Use: 0; UST Temp Close: 0; AST Currently In Use: 0; AST Temp Closed: 0 | 0 | 0 | 0 | 16052-101-007850 | JAMES BAILEY
37939 | Retired | 1988-01-01 | 1981-01-01 |  | Petroleum | Unleaded gasoline | Unleaded gasoline | Retail | Steel | Steel |  | Painted or None | Steel |  | 1901-01-01 | [15 empty] | UST Currently In Use: 0; UST Temp Close: 0; AST Currently In Use: 0; AST Temp Closed: 0 | 0 | 0 | 0 | 16052-101-007850 | JAMES BAILEY
37941 | Permanently Closed | 1996-04-01 | 1982-01-01 | 1996-11-14 | Petroleum | Unleaded gasoline | Unleaded gasoline |  | Steel | Steel |  | Painted or None | Steel |  | 1901-01-01 |  | Catchment Basin, Single walled catchment basin | [10 empty] | Annual line testing | Annual line testing |  | UST Currently In Use: 0; UST Temp Close: 0; AST Currently In Use: 0; AST Temp Closed: 0 | 0 | 0 | 3 | 16054-073-013787 | J R RILEY
37942 | Permanently Closed | 1996-04-01 | 1982-01-01 | 1996-11-14 | Petroleum | Unleaded gasoline | Unleaded gasoline |  | Steel | Steel |  | Painted or None | Steel |  | 1901-01-01 |  | Catchment Basin, Single walled catchment basin | [10 empty] | Annual line testing | Annual line testing |  | UST Currently In Use: 0; UST Temp Close: 0; AST Currently In Use: 0; AST Temp Closed: 0 | 0 | 0 | 3 | 16054-073-013787 | J R RILEY
37943 | Permanently Closed | 1996-04-01 | 1979-01-01 | 1996-11-14 | Petroleum | Unleaded gasoline | Unleaded gasoline |  | Steel | Steel |  | Painted or None | Steel |  | 1901-01-01 |  | Catchment Basin, Single walled catchment basin | [10 empty] | Annual line testing | Annual line testing |  | UST Currently In Use: 0; UST Temp Close: 0; AST Currently In Use: 0; AST Temp Closed: 0 | 0 | 0 | 3 | 16054-073-013787 | J R RILEY
37944 | Currently in Use |  | 1982-01-01 |  | Petroleum | On road diesel | On road diesel | Retail | Single Wall, Steel | Steel | Field installed cathodic protection |  | Single Wall, Steel |  |  | Field installed cathodic protection | Catchment Basin, Single walled catchment basin | Automatic shutoff device At 95% full | Automatic shutoff device At 95% full |  |  | Automatic Tank Gauge |  | Automatic flow restrictor (MLLD) | Automatic flow restrictor (MLLD) |  |  | Annual line testing | Annual line testing |  | UST Currently In Use: 3; UST Temp Close: 0; AST Currently In Use: 0; AST Temp Closed: 0 | 3 | 0 | 0 | 26022-073-013788 | SHUZIA PROPERTIES LLC
37945 | Currently in Use |  | 1982-01-01 |  | Petroleum | Unleaded gasoline | Unleaded gasoline | Retail | Single Wall, Steel | Steel | Field installed cathodic protection |  | Single Wall, Steel |  |  | Field installed cathodic protection | Catchment Basin, Single walled catchment basin | Automatic shutoff device At 95% full | Automatic shutoff device At 95% full |  |  | Automatic Tank Gauge |  | Automatic flow restrictor (MLLD) | Automatic flow restrictor (MLLD) |  |  | Annual line testing | Annual line testing |  | UST Currently In Use: 3; UST Temp Close: 0; AST Currently In Use: 0; AST Temp Closed: 0 | 3 | 0 | 0 | 26022-073-013788 | SHUZIA PROPERTIES LLC
37946 | Currently in Use |  | 1982-01-01 |  | Petroleum | Premium gasoline | Premium gasoline | Retail | Single Wall, Steel | Steel | Field installed cathodic protection |  | Single Wall, Steel |  |  | Field installed cathodic protection | Catchment Basin, Single walled catchment basin | Automatic shutoff device At 95% full | Automatic shutoff device At 95% full |  |  | Automatic Tank Gauge |  | Automatic flow restrictor (MLLD) | Automatic flow restrictor (MLLD) |  |  | Annual line testing | Annual line testing |  | UST Currently In Use: 3; UST Temp Close: 0; AST Currently In Use: 0; AST Temp Closed: 0 | 3 | 0 | 0 | 26022-073-013788 | SHUZIA PROPERTIES LLC
37947 | Retired | 1982-05-01 | 1972-01-01 |  | Petroleum | Unleaded gasoline | Unleaded gasoline |  | Steel | Steel |  |  |  |  | 1901-01-01 | [15 empty] | UST Currently In Use: 0; UST Temp Close: 0; AST Currently In Use: 0; AST Temp Closed: 0 | 0 | 0 | 0 | 16055-073-008535 | JOE WHETSTONE
37948 | Permanently Closed | 1996-01-01 | 1964-01-01 | 1996-08-20 | Petroleum | Unleaded gasoline | Unleaded gasoline |  | Steel | Steel |  | Painted or None | Steel |  | 1901-01-01 | [15 empty] | UST Currently In Use: 0; UST Temp Close: 0; AST Currently In Use: 0; AST Temp Closed: 0 | 0 | 0 | 3 | 16056-023-007544 | JACK DOBBINS
37949 | Permanently Closed | 1978-06-01 | 1961-01-01 |  | Petroleum | Other, OTHER | Other |  | Steel | Steel |  | Painted or None | Steel |  | 1901-01-01 | [15 empty] | UST Currently In Use: 0; UST Temp Close: 0; AST Currently In Use: 0; AST Temp Closed: 0 | 0 | 0 | 3 | 16056-023-007544 | JACK DOBBINS
37950 | Permanently Closed | 1978-06-01 | 1976-01-01 |  | Petroleum | Unleaded gasoline | Unleaded gasoline |  | Steel | Steel |  | Painted or None | Steel |  | 1901-01-01 | [15 empty] | UST Currently In Use: 0; UST Temp Close: 0; AST Currently In Use: 0; AST Temp Closed: 0 | 0 | 0 | 3 | 16056-023-007544 | JACK DOBBINS
37951 | Permanently Closed | 1991-11-12 | 1968-01-01 | 1991-11-12 | Petroleum | Unleaded gasoline | Unleaded gasoline |  | Steel | Steel |  | Painted or None | Steel |  | 1901-01-01 | [15 empty] | UST Currently In Use: 0; UST Temp Close: 0; AST Currently In Use: 0; AST Temp Closed: 0 | 0 | 0 | 2 | 16057-121-011232 | JAMES C BARNETT SR
37952 | Permanently Closed | 1901-01-01 | 1968-01-01 |  | Petroleum | Unleaded gasoline | Unleaded gasoline |  | Steel | Steel |  | Painted or None | Steel |  | 1901-01-01 | [15 empty] | UST Currently In Use: 0; UST Temp Close: 0; AST Currently In Use: 0; AST Temp Closed: 0 | 0 | 0 | 2 | 16057-121-011232 | JAMES C BARNETT SR
37953 | Permanently Closed | 1988-01-01 | 1979-01-01 | 1988-01-01 | Petroleum | Unleaded gasoline | Unleaded gasoline |  | Steel | Steel |  | Painted or None | Steel |  | 1901-01-01 | [15 empty] | UST Currently In Use: 0; UST Temp Close: 0; AST Currently In Use: 0; AST Temp Closed: 0 | 0 | 0 | 3 | 16058-089-009537 | CHARLES FURLOUGH
37954 | Permanently Closed | 1988-01-01 | 1979-01-01 | 1988-01-01 | Petroleum | Unleaded gasoline | Unleaded gasoline |  | Steel | Steel |  | Painted or None | Steel |  | 1901-01-01 | [15 empty] | UST Currently In Use: 0; UST Temp Close: 0; AST Currently In Use: 0; AST Temp Closed: 0 | 0 | 0 | 3 | 16058-089-009537 | CHARLES FURLOUGH
37955 | Permanently Closed | 1988-01-01 | 1979-01-01 | 1988-01-01 | Petroleum | On road diesel | On road diesel |  | Steel | Steel |  | Painted or None | Steel |  | 1901-01-01 | [15 empty] | UST Currently In Use: 0; UST Temp Close: 0; AST Currently In Use: 0; AST Temp Closed: 0 | 0 | 0 | 3 | 16058-089-009537 | CHARLES FURLOUGH
37956 | Retired | 1988-01-01 | 1977-01-01 |  | Petroleum | Unleaded gasoline | Unleaded gasoline |  | Steel | Steel |  | Painted or None | Steel |  | 1901-01-01 | [15 empty] | UST Currently In Use: 0; UST Temp Close: 0; AST Currently In Use: 0; AST Temp Closed: 0 | 0 | 0 | 0 | 16059-089-008155 | J I COBB
37957 | Retired | 1988-01-01 | 1977-01-01 |  | Petroleum | Unleaded gasoline | Unleaded gasoline |  | Steel | Steel |  | Painted or None | Steel |  | 1901-01-01 | [15 empty] | UST Currently In Use: 0; UST Temp Close: 0; AST Currently In Use: 0; AST Temp Closed: 0 | 0 | 0 | 0 | 16059-089-008155 | J I COBB
37958 | Retired | 1988-01-01 | 1977-01-01 |  | Petroleum | Unleaded gasoline | Unleaded gasoline |  | Steel | Steel |  | Painted or None | Steel |  | 1901-01-01 | [15 empty] | UST Currently In Use: 0; UST Temp Close: 0; AST Currently In Use: 0; AST Temp Closed: 0 | 0 | 0 | 0 | 16059-089-008155 | J I COBB
37959 | Retired | 1988-01-01 | 1977-01-01 |  | Petroleum | Kerosene | Kerosene |  | Steel | Steel |  | Painted or None | Steel |  | 1901-01-01 | [15 empty] | UST Currently In Use: 0; UST Temp Close: 0; AST Currently In Use: 0; AST Temp Closed: 0 | 0 | 0 | 0 | 16059-089-008155 | J I COBB
37960 | Permanently Closed | 1990-11-01 | 1958-01-01 | 1990-11-01 | Petroleum | Unleaded gasoline | Unleaded gasoline |  | Steel | Steel |  | Painted or None | Steel |  | 1901-01-01 | [15 empty] | UST Currently In Use: 0; UST Temp Close: 0; AST Currently In Use: 0; AST Temp Closed: 0 | 0 | 0 | 3 | 16060-019-011657 | HUGH JORDAN(DECREASED) MRS. JORDAN
37961 | Permanently Closed | 1990-11-01 | 1958-01-01 | 1990-11-01 | Petroleum | Premium gasoline | Premium gasoline |  | Steel | Steel |  | Painted or None | Steel |  | 1901-01-01 | [15 empty] | UST Currently In Use: 0; UST Temp Close: 0; AST Currently In Use: 0; AST Temp Closed: 0 | 0 | 0 | 3 | 16060-019-011657 | HUGH JORDAN(DECREASED) MRS. JORDAN
37962 | Permanently Closed | 1990-11-01 | 1958-01-01 | 1990-11-01 | Petroleum | On road diesel | On road diesel |  | Steel | Steel |  | Painted or None | Steel |  | 1901-01-01 | [15 empty] | UST Currently In Use: 0; UST Temp Close: 0; AST Currently In Use: 0; AST Temp Closed: 0 | 0 | 0 | 3 | 16060-019-011657 | HUGH JORDAN(DECREASED) MRS. JORDAN
37964 | Cannot Locate or abandoned | 1998-12-28 | 1953-01-01 |  | Petroleum | Unleaded gasoline | Unleaded gasoline | Retail | Steel | Steel |  | Painted or None | Steel |  | 1901-01-01 | [15 empty] | UST Currently In Use: 0; UST Temp Close: 0; AST Currently In Use: 0; AST Temp Closed: 0 | 0 | 0 | 0 | 16061-027-010064 | MARTHA E PRICE
37965 | Retired | 1988-08-08 | 1953-01-01 |  | Petroleum | Unleaded gasoline | Unleaded gasoline |  | Steel | Steel |  | Painted or None | Steel |  | 1901-01-01 | [15 empty] | UST Currently In Use: 0; UST Temp Close: 0; AST Currently In Use: 0; AST Temp Closed: 0 | 0 | 0 | 0 | 16061-027-010064 | MARTHA E PRICE
37966 | Cannot Locate or abandoned |  | 1984-01-01 |  | Petroleum | Unleaded gasoline | Unleaded gasoline | Retail | Steel | Steel | Coated & cathodic protection (sti-P3) |  | Steel |  | 1901-01-01 | Field installed cathodic protection | Catchment Basin, Single walled catchment basin | Automatic shutoff device At 95% full | Automatic shutoff device At 95% full | [11 empty] | UST Currently In Use: 0; UST Temp Close: 0; AST Currently In Use: 0; AST Temp Closed: 0 | 0 | 0 | 0 | 16062-097-007033 | JIM COPELAND
37967 | Cannot Locate or abandoned |  | 1984-01-01 |  | Petroleum | Mid-grade gasoline | Mid-grade gasoline | Retail | Steel | Steel | Coated & cathodic protection (sti-P3) |  | Steel |  | 1901-01-01 | Field installed cathodic protection | Catchment Basin, Single walled catchment basin | Automatic shutoff device At 95% full | Automatic shutoff device At 95% full | [11 empty] | UST Currently In Use: 0; UST Temp Close: 0; AST Currently In Use: 0; AST Temp Closed: 0 | 0 | 0 | 0 | 16062-097-007033 | JIM COPELAND
37968 | Cannot Locate or abandoned |  | 1984-01-01 |  | Petroleum | Premium gasoline | Premium gasoline | Retail | Steel | Steel | Coated & cathodic protection (sti-P3) |  | Steel |  | 1901-01-01 | Field installed cathodic protection | Catchment Basin, Single walled catchment basin | Automatic shutoff device At 95% full | Automatic shutoff device At 95% full | [11 empty] | UST Currently In Use: 0; UST Temp Close: 0; AST Currently In Use: 0; AST Temp Closed: 0 | 0 | 0 | 0 | 16062-097-007033 | JIM COPELAND
37969 | Cannot Locate or abandoned |  | 1986-01-01 |  | Petroleum | On road diesel | On road diesel |  | Steel | Steel | Coated & cathodic protection (sti-P3) |  | Steel |  | 1901-01-01 | Field installed cathodic protection | [14 empty] | UST Currently In Use: 0; UST Temp Close: 0; AST Currently In Use: 0; AST Temp Closed: 0 | 0 | 0 | 0 | 16062-097-007033 | JIM COPELAND
37970 |  |  | 1984-01-01 |  | Petroleum | On road diesel | On road diesel |  | Steel | Steel |  | Painted or None | Steel |  | 1901-01-01 | [15 empty] | UST Currently In Use: 0; UST Temp Close: 0; AST Currently In Use: 0; AST Temp Closed: 0 | 0 | 0 | 0 | 16062-097-007033 | JIM COPELAND
37971 | Permanently Closed | 1998-09-11 | 1972-01-01 | 1998-09-11 | Petroleum | On road diesel | On road diesel |  | Steel | Steel |  |  |  |  | 1901-01-01 | [12 empty] | Annual line testing | Annual line testing |  | UST Currently In Use: 0; UST Temp Close: 0; AST Currently In Use: 0; AST Temp Closed: 0 | 0 | 0 | 1 | 17951-097-013789 | LARRY TOMLINSON
37972 | Retired | 1985-01-01 | 1970-01-01 |  | Petroleum | Used oil | Used oil |  | Steel | Steel |  |  | Steel |  | 1901-01-01 | [15 empty] | UST Currently In Use: 0; UST Temp Close: 0; AST Currently In Use: 0; AST Temp Closed: 0 | 0 | 0 | 0 | 16064-015-013790 | IVY CORP DBA TOYOTA OF ANNISTON
37973 | Retired | 1985-01-01 | 1975-01-01 |  | Petroleum | Other, X | Other |  | Steel | Steel |  |  | Steel |  | 1901-01-01 | [15 empty] | UST Currently In Use: 0; UST Temp Close: 0; AST Currently In Use: 0; AST Temp Closed: 0 | 0 | 0 | 0 | 16064-015-013790 | IVY CORP DBA TOYOTA OF ANNISTON
37974 | Retired | 1975-05-01 | 1970-01-01 |  | Petroleum | Other, X | Other |  | Steel | Steel |  |  | Steel |  | 1901-01-01 | [15 empty] | UST Currently In Use: 0; UST Temp Close: 0; AST Currently In Use: 0; AST Temp Closed: 0 | 0 | 0 | 0 | 16064-015-013790 | IVY CORP DBA TOYOTA OF ANNISTON
37975 | Permanently Closed | 2016-06-02 | 1979-01-01 |  | Petroleum | Unleaded gasoline | Unleaded gasoline | Retail | Steel | Steel | Field installed cathodic protection |  | Steel |  |  | Field installed cathodic protection | Catchment Basin, Single walled catchment basin | Automatic shutoff device At 95% full, Flow Rest 90% Full | Flow Rest 90% Full |  |  | Statistical Inventory Reconciliation (SIR) | [8 empty] | UST Currently In Use: 0; UST Temp Close: 0; AST Currently In Use: 0; AST Temp Closed: 0 | 0 | 0 | 2 | 23806-125-003108 | ROYAL INVESTMENT GROUP LLC
37976 | Permanently Closed | 2016-12-31 | 1979-01-01 |  | Petroleum | Premium gasoline | Premium gasoline | Retail | Steel | Steel | Field installed cathodic protection |  | Steel |  |  | Field installed cathodic protection | Catchment Basin, Single walled catchment basin | Automatic shutoff device At 95% full, Flow Rest 90% Full | Flow Rest 90% Full |  |  | Statistical Inventory Reconciliation (SIR) | [8 empty] | UST Currently In Use: 0; UST Temp Close: 0; AST Currently In Use: 0; AST Temp Closed: 0 | 0 | 0 | 2 | 23806-125-003108 | ROYAL INVESTMENT GROUP LLC
37977 | Retired | 1988-08-08 | 1964-01-01 |  | Petroleum | Unleaded gasoline | Unleaded gasoline |  | Steel | Steel |  | Painted or None | Steel |  | 1901-01-01 | [15 empty] | UST Currently In Use: 0; UST Temp Close: 0; AST Currently In Use: 0; AST Temp Closed: 0 | 0 | 0 | 0 | 16066-125-003106 | R L MCGEE
37978 | Retired | 1988-08-08 | 1964-01-01 |  | Petroleum | Unleaded gasoline | Unleaded gasoline |  | Steel | Steel |  | Painted or None | Steel |  | 1901-01-01 | [15 empty] | UST Currently In Use: 0; UST Temp Close: 0; AST Currently In Use: 0; AST Temp Closed: 0 | 0 | 0 | 0 | 16066-125-003106 | R L MCGEE
37979 | Permanently Closed | 1987-11-11 | 1977-01-01 | 1987-11-11 | Petroleum | On road diesel | On road diesel |  | Steel | Steel |  | Painted or None | Steel |  | 1901-01-01 | [15 empty] | UST Currently In Use: 0; UST Temp Close: 0; AST Currently In Use: 0; AST Temp Closed: 0 | 0 | 0 | 1 | 16067-125-003112 | ROD SULLIVAN
37980 | Retired | 1988-08-08 | 1972-01-01 |  | Petroleum | Unleaded gasoline | Unleaded gasoline |  | Steel | Steel |  | Painted or None | Steel |  | 1901-01-01 | [15 empty] | UST Currently In Use: 0; UST Temp Close: 0; AST Currently In Use: 0; AST Temp Closed: 0 | 0 | 0 | 0 | 16068-125-003111 | LOUISE SULLIVAN
37981 | Retired | 1988-08-08 | 1972-01-01 |  | Petroleum | Unleaded gasoline | Unleaded gasoline |  | Steel | Steel |  | Painted or None | Steel |  | 1901-01-01 | [15 empty] | UST Currently In Use: 0; UST Temp Close: 0; AST Currently In Use: 0; AST Temp Closed: 0 | 0 | 0 | 0 | 16068-125-003111 | LOUISE SULLIVAN
37982 | Permanently Closed | 1989-09-01 | 1974-01-01 | 1991-09-30 | Petroleum | Unleaded gasoline | Unleaded gasoline |  | Steel | Steel |  | Painted or None | Steel |  | 1901-01-01 | [15 empty] | UST Currently In Use: 0; UST Temp Close: 0; AST Currently In Use: 0; AST Temp Closed: 0 | 0 | 0 | 2 | 16069-125-003110 | WILLIAM JORDAN
37983 | Permanently Closed | 1989-09-01 | 1974-01-01 | 1991-09-30 | Petroleum | Unleaded gasoline | Unleaded gasoline |  | Steel | Steel |  | Painted or None | Steel |  | 1901-01-01 | [15 empty] | UST Currently In Use: 0; UST Temp Close: 0; AST Currently In Use: 0; AST Temp Closed: 0 | 0 | 0 | 2 | 16069-125-003110 | WILLIAM JORDAN
37984 | Permanently Closed | 1901-01-01 | 1979-01-01 | 2011-11-11 | Petroleum | Unleaded gasoline | Unleaded gasoline |  | Steel | Steel |  | Painted or None | Steel |  | 1901-01-01 | [15 empty] | UST Currently In Use: 0; UST Temp Close: 0; AST Currently In Use: 0; AST Temp Closed: 0 | 0 | 0 | 2 | 16070-125-003105 | SAMUEL E MADDOX
37985 | Permanently Closed | 1901-01-01 | 1979-01-01 | 2011-11-11 | Petroleum | Unleaded gasoline | Unleaded gasoline |  | Steel | Steel |  | Painted or None | Steel |  | 1901-01-01 | [15 empty] | UST Currently In Use: 0; UST Temp Close: 0; AST Currently In Use: 0; AST Temp Closed: 0 | 0 | 0 | 2 | 16070-125-003105 | SAMUEL E MADDOX
37988 | Permanently Closed | 1989-10-24 | 1969-01-01 | 1989-10-24 | Petroleum | Unleaded gasoline | Unleaded gasoline |  | Steel | Steel |  | Painted or None | Steel |  | 1901-01-01 | [15 empty] | UST Currently In Use: 0; UST Temp Close: 0; AST Currently In Use: 0; AST Temp Closed: 0 | 0 | 0 | 2 | 16072-125-003107 | S W FARLEY
37989 | Permanently Closed | 1989-10-24 | 1969-01-01 | 1989-10-24 | Petroleum | Unleaded gasoline | Unleaded gasoline |  | Steel | Steel |  | Painted or None | Steel |  | 1901-01-01 | [15 empty] | UST Currently In Use: 0; UST Temp Close: 0; AST Currently In Use: 0; AST Temp Closed: 0 | 0 | 0 | 2 | 16072-125-003107 | S W FARLEY
37990 | Permanently Closed | 1990-01-08 | 1970-01-01 | 1990-01-08 | Petroleum | Unleaded gasoline | Unleaded gasoline |  | Steel | Steel |  | Painted or None | Steel |  | 1901-01-01 | [15 empty] | UST Currently In Use: 0; UST Temp Close: 0; AST Currently In Use: 0; AST Temp Closed: 0 | 0 | 0 | 3 | 16073-065-003099 | JOHN RYAN
37991 | Permanently Closed | 1990-01-08 | 1970-01-01 | 1990-01-08 | Petroleum | Unleaded gasoline | Unleaded gasoline |  | Steel | Steel |  | Painted or None | Steel |  | 1901-01-01 | [15 empty] | UST Currently In Use: 0; UST Temp Close: 0; AST Currently In Use: 0; AST Temp Closed: 0 | 0 | 0 | 3 | 16073-065-003099 | JOHN RYAN
37992 | Permanently Closed | 1990-01-08 | 1978-01-01 | 1990-01-08 | Petroleum | Unleaded gasoline | Unleaded gasoline |  | Steel | Steel |  | Painted or None | Steel |  | 1901-01-01 | [15 empty] | UST Currently In Use: 0; UST Temp Close: 0; AST Currently In Use: 0; AST Temp Closed: 0 | 0 | 0 | 3 | 16073-065-003099 | JOHN RYAN
37993 | Permanently Closed | 2011-10-01 | 1973-01-01 | 2012-06-19 | Petroleum | Unleaded gasoline | Unleaded gasoline | Retail | Steel | Steel | Field installed cathodic protection |  | Fiberglass reinforced plastic |  | 1901-01-01 | Field installed cathodic protection, None | Catchment Basin, Single walled catchment basin | Automatic shutoff device At 95% full | Automatic shutoff device At 95% full | [8 empty] | Annual line testing | Annual line testing |  | UST Currently In Use: 0; UST Temp Close: 0; AST Currently In Use: 0; AST Temp Closed: 0 | 0 | 0 | 5 | 16074-035-013965 | HORTON OIL COMPANY OF BREWTON
37994 | Permanently Closed | 2011-10-01 | 1973-01-01 | 2012-06-19 | Petroleum | Premium gasoline | Premium gasoline | Retail | Steel | Steel | Field installed cathodic protection |  | Fiberglass reinforced plastic |  | 1901-01-01 | Field installed cathodic protection, None | Catchment Basin, Single walled catchment basin | Automatic shutoff device At 95% full | Automatic shutoff device At 95% full | [8 empty] | Annual line testing | Annual line testing |  | UST Currently In Use: 0; UST Temp Close: 0; AST Currently In Use: 0; AST Temp Closed: 0 | 0 | 0 | 5 | 16074-035-013965 | HORTON OIL COMPANY OF BREWTON
37995 | Permanently Closed | 1995-10-13 | 1978-01-01 | 1995-10-13 | Petroleum | On road diesel | On road diesel | Retail | Steel | Steel | Field installed cathodic protection |  | Fiberglass reinforced plastic |  | 1901-01-01 | None | Catchment Basin, Single walled catchment basin | Automatic shutoff device At 95% full | Automatic shutoff device At 95% full | [11 empty] | UST Currently In Use: 0; UST Temp Close: 0; AST Currently In Use: 0; AST Temp Closed: 0 | 0 | 0 | 5 | 16074-035-013965 | HORTON OIL COMPANY OF BREWTON
37996 | Permanently Closed | 1995-10-13 | 1985-01-01 | 1995-10-13 | Petroleum | Unleaded gasoline | Unleaded gasoline | Retail | Steel | Steel | Field installed cathodic protection |  | Fiberglass reinforced plastic |  | 1901-01-01 | None | Catchment Basin, Single walled catchment basin | Automatic shutoff device At 95% full | Automatic shutoff device At 95% full | [8 empty] | Annual line testing | Annual line testing |  | UST Currently In Use: 0; UST Temp Close: 0; AST Currently In Use: 0; AST Temp Closed: 0 | 0 | 0 | 5 | 16074-035-013965 | HORTON OIL COMPANY OF BREWTON
37997 | Permanently Closed | 1991-05-15 | 1976-01-01 | 1991-05-15 | Petroleum | Unleaded gasoline | Unleaded gasoline |  | Steel | Steel |  | Painted or None | Steel |  | 1901-01-01 | [15 empty] | UST Currently In Use: 0; UST Temp Close: 0; AST Currently In Use: 0; AST Temp Closed: 0 | 0 | 0 | 2 | 16074-053-013797 | HORTON OIL COMPANY OF BREWTON
37998 | Permanently Closed | 1991-05-15 | 1976-01-01 | 1991-05-15 | Petroleum | Unleaded gasoline | Unleaded gasoline |  | Steel | Steel |  | Painted or None | Steel |  | 1901-01-01 | [15 empty] | UST Currently In Use: 0; UST Temp Close: 0; AST Currently In Use: 0; AST Temp Closed: 0 | 0 | 0 | 2 | 16074-053-013797 | HORTON OIL COMPANY OF BREWTON
37999 | Permanently Closed | 1990-03-29 | 1965-01-01 | 1990-03-29 | Petroleum | Unleaded gasoline | Unleaded gasoline |  | Steel | Steel |  | Painted or None | Steel |  | 1901-01-01 | [15 empty] | UST Currently In Use: 0; UST Temp Close: 0; AST Currently In Use: 0; AST Temp Closed: 0 | 0 | 0 | 6 | 16074-053-013798 | HORTON OIL COMPANY OF BREWTON
38000 | Permanently Closed | 1990-03-29 | 1965-01-01 | 1990-03-29 | Petroleum | Unleaded gasoline | Unleaded gasoline |  | Steel | Steel |  | Painted or None | Steel |  | 1901-01-01 | [15 empty] | UST Currently In Use: 0; UST Temp Close: 0; AST Currently In Use: 0; AST Temp Closed: 0 | 0 | 0 | 6 | 16074-053-013798 | HORTON OIL COMPANY OF BREWTON
38001 | Permanently Closed | 1990-03-29 | 1965-01-01 | 1990-03-29 | Petroleum | Unleaded gasoline | Unleaded gasoline |  | Steel | Steel |  | Painted or None | Steel |  | 1901-01-01 | [15 empty] | UST Currently In Use: 0; UST Temp Close: 0; AST Currently In Use: 0; AST Temp Closed: 0 | 0 | 0 | 6 | 16074-053-013798 | HORTON OIL COMPANY OF BREWTON
38002 | Permanently Closed | 1993-01-01 | 1990-06-01 | 2002-10-03 | Petroleum | Unleaded gasoline | Unleaded gasoline | [7 empty] | 1901-01-01 | [15 empty] | UST Currently In Use: 0; UST Temp Close: 0; AST Currently In Use: 0; AST Temp Closed: 0 | 0 | 0 | 6 | 16074-053-013798 | HORTON OIL COMPANY OF BREWTON
38003 | Permanently Closed | 1993-01-01 | 1990-06-01 | 2002-10-03 | Petroleum | Unleaded gasoline | Unleaded gasoline | [7 empty] | 1901-01-01 | [15 empty] | UST Currently In Use: 0; UST Temp Close: 0; AST Currently In Use: 0; AST Temp Closed: 0 | 0 | 0 | 6 | 16074-053-013798 | HORTON OIL COMPANY OF BREWTON
38004 | Permanently Closed | 1993-01-01 | 1990-06-01 | 2002-10-03 | Petroleum | Unleaded gasoline | Unleaded gasoline | [7 empty] | 1901-01-01 | [15 empty] | UST Currently In Use: 0; UST Temp Close: 0; AST Currently In Use: 0; AST Temp Closed: 0 | 0 | 0 | 6 | 16074-053-013798 | HORTON OIL COMPANY OF BREWTON
38005 | Currently in Use |  | 1987-01-01 |  | Petroleum | Unleaded gasoline | Unleaded gasoline | Bulk facility | Steel | Steel | Coated & cathodic protection (sti-P3) |  | Fiberglass reinforced plastic |  |  |  | Catchment Basin, Single walled catchment basin | Automatic shutoff device At 95% full | Automatic shutoff device At 95% full |  |  | Continuous Automatic Tank Gauge |  | Automatic shutoff device (AELLD) | Automatic shutoff device (AELLD) | [5 empty] | UST Currently In Use: 3; UST Temp Close: 1; AST Currently In Use: 1; AST Temp Closed: 0 | 3 | 1 | 0 | 16074-053-013799 | HORTON OIL COMPANY OF BREWTON
38006 | Currently in Use |  | 1987-01-01 |  | Petroleum | On road diesel | On road diesel | Bulk facility | Steel | Steel | Coated & cathodic protection (sti-P3) |  | Fiberglass reinforced plastic |  |  |  | Catchment Basin, Single walled catchment basin | Automatic shutoff device At 95% full | Automatic shutoff device At 95% full |  |  | Continuous Automatic Tank Gauge |  | Automatic shutoff device (AELLD) | Automatic shutoff device (AELLD) | [5 empty] | UST Currently In Use: 3; UST Temp Close: 1; AST Currently In Use: 1; AST Temp Closed: 0 | 3 | 1 | 0 | 16074-053-013799 | HORTON OIL COMPANY OF BREWTON
38007 | Temporary Closed | 2021-08-10 | 1987-01-01 |  | Petroleum | On road diesel | On road diesel | Bulk facility | Steel | Steel | Coated & cathodic protection (sti-P3) |  | Fiberglass reinforced plastic |  |  |  | Catchment Basin, Single walled catchment basin | Automatic shutoff device At 95% full | Automatic shutoff device At 95% full |  |  | Continuous Automatic Tank Gauge |  | Automatic shutoff device (AELLD) | Automatic shutoff device (AELLD) | [5 empty] | UST Currently In Use: 3; UST Temp Close: 1; AST Currently In Use: 1; AST Temp Closed: 0 | 3 | 1 | 0 | 16074-053-013799 | HORTON OIL COMPANY OF BREWTON
38008 | Currently in Use |  | 1987-01-01 |  | Petroleum | On road diesel | On road diesel | Bulk facility | Steel | Steel | Coated & cathodic protection (sti-P3) |  | Fiberglass reinforced plastic |  |  |  | Catchment Basin, Single walled catchment basin |  |  |  |  | Continuous Automatic Tank Gauge |  | Automatic shutoff device (AELLD) | Automatic shutoff device (AELLD) | [5 empty] | UST Currently In Use: 3; UST Temp Close: 1; AST Currently In Use: 1; AST Temp Closed: 0 | 3 | 1 | 0 | 16074-053-013799 | HORTON OIL COMPANY OF BREWTON
38009 |  | 1997-10-01 | 1901-01-01 |  | Petroleum | Unleaded gasoline | Unleaded gasoline |  | Steel | Steel |  |  | Steel |  | 1901-01-01 | [15 empty] | UST Currently In Use: 0; UST Temp Close: 0; AST Currently In Use: 0; AST Temp Closed: 0 | 0 | 0 | 0 | 16075-127-013835 | CHECKERS PACKAGE STORE INC
38010 |  | 1997-10-01 | 1901-01-01 |  | Petroleum | Unleaded gasoline | Unleaded gasoline |  | Steel | Steel |  |  | Steel |  | 1901-01-01 | [15 empty] | UST Currently In Use: 0; UST Temp Close: 0; AST Currently In Use: 0; AST Temp Closed: 0 | 0 | 0 | 0 | 16075-127-013835 | CHECKERS PACKAGE STORE INC
38011 | Permanently Closed | 1990-11-19 | 1962-01-01 | 1990-11-19 | Petroleum | Unleaded gasoline | Unleaded gasoline |  | Steel | Steel |  | Painted or None | Steel |  | 1901-01-01 | [15 empty] | UST Currently In Use: 0; UST Temp Close: 0; AST Currently In Use: 0; AST Temp Closed: 0 | 0 | 0 | 2 | 16076-099-005091 | J R HARPER
38012 | Permanently Closed | 1990-11-19 | 1962-01-01 | 1990-11-19 | Petroleum | On road diesel | On road diesel |  | Steel | Steel |  | Painted or None | Steel |  | 1901-01-01 | [15 empty] | UST Currently In Use: 0; UST Temp Close: 0; AST Currently In Use: 0; AST Temp Closed: 0 | 0 | 0 | 2 | 16076-099-005091 | J R HARPER
38013 | Permanently Closed | 1993-05-01 | 1986-01-01 | 1993-05-01 | Petroleum | Unleaded gasoline | Unleaded gasoline | Local government | Steel | Steel |  | Painted or None | Steel |  | 1901-01-01 | [15 empty] | UST Currently In Use: 0; UST Temp Close: 0; AST Currently In Use: 0; AST Temp Closed: 0 | 0 | 0 | 1 | 16077-015-013840 | CITY OF JACKSONVILLE FIRE DEPT
38014 | Permanently Closed | 1990-01-01 | 1963-01-01 | 1990-01-01 | Petroleum | On road diesel | On road diesel |  | Steel | Steel |  | Painted or None | Steel |  | 1901-01-01 | [15 empty] | UST Currently In Use: 0; UST Temp Close: 0; AST Currently In Use: 0; AST Temp Closed: 0 | 0 | 0 | 2 | 15295-099-008776 | WARRIOR TRACTOR AND EQUIPMENT CO INC
38015 | Permanently Closed | 1990-01-01 | 1963-01-01 | 1990-01-01 | Petroleum | On road diesel | On road diesel |  | Steel | Steel |  | Painted or None | Steel |  | 1901-01-01 | [15 empty] | UST Currently In Use: 0; UST Temp Close: 0; AST Currently In Use: 0; AST Temp Closed: 0 | 0 | 0 | 2 | 15295-099-008776 | WARRIOR TRACTOR AND EQUIPMENT CO INC
38016 | Currently in Use |  | 1975-01-01 |  | Petroleum | Unleaded gasoline | Unleaded gasoline | Retail | Steel | Steel | Field installed cathodic protection |  | Steel |  |  | Field installed cathodic protection | Catchment Basin, Single walled catchment basin | Automatic shutoff device At 95% full | Automatic shutoff device At 95% full |  |  | Statistical Inventory Reconciliation (SIR) | [8 empty] | UST Currently In Use: 3; UST Temp Close: 0; AST Currently In Use: 1; AST Temp Closed: 0 | 3 | 0 | 1 | 25858-099-010676 | JOSH DEESE
38017 | Currently in Use |  | 1975-01-01 |  | Petroleum | Unleaded gasoline | Unleaded gasoline | Retail | Steel | Steel | Field installed cathodic protection |  | Steel |  |  | Field installed cathodic protection | Catchment Basin, Single walled catchment basin | Automatic shutoff device At 95% full | Automatic shutoff device At 95% full |  |  | Statistical Inventory Reconciliation (SIR) | [8 empty] | UST Currently In Use: 3; UST Temp Close: 0; AST Currently In Use: 1; AST Temp Closed: 0 | 3 | 0 | 1 | 25858-099-010676 | JOSH DEESE
38018 | Permanently Closed | 1998-07-20 | 1975-01-01 | 1998-07-24 | Petroleum | On road diesel | On road diesel |  | Steel | Steel |  | Painted or None | Steel |  | 1901-01-01 | [6 empty] | Statistical Inventory Reconciliation (SIR) | [8 empty] | UST Currently In Use: 3; UST Temp Close: 0; AST Currently In Use: 1; AST Temp Closed: 0 | 3 | 0 | 1 | 25858-099-010676 | JOSH DEESE
38019 | Currently in Use |  | 1975-01-01 |  | Petroleum | Mid-grade gasoline | Mid-grade gasoline | Retail | Steel | Steel | Field installed cathodic protection |  | Steel |  |  | Field installed cathodic protection | Catchment Basin, Single walled catchment basin | Automatic shutoff device At 95% full | Automatic shutoff device At 95% full |  |  | Statistical Inventory Reconciliation (SIR) | [8 empty] | UST Currently In Use: 3; UST Temp Close: 0; AST Currently In Use: 1; AST Temp Closed: 0 | 3 | 0 | 1 | 25858-099-010676 | JOSH DEESE
38020 | Permanently Closed | 1990-08-28 | 1963-01-01 | 1990-08-28 | Petroleum | Unleaded gasoline | Unleaded gasoline |  | Steel | Steel |  | Painted or None | Steel |  | 1901-01-01 | [15 empty] | UST Currently In Use: 0; UST Temp Close: 0; AST Currently In Use: 0; AST Temp Closed: 0 | 0 | 0 | 4 | 16080-099-010669 | GEORGIE GREEN
38021 | Permanently Closed | 1990-08-28 | 1963-01-01 | 1990-08-28 | Petroleum | Unleaded gasoline | Unleaded gasoline |  | Steel | Steel |  | Painted or None | Steel |  | 1901-01-01 | [15 empty] | UST Currently In Use: 0; UST Temp Close: 0; AST Currently In Use: 0; AST Temp Closed: 0 | 0 | 0 | 4 | 16080-099-010669 | GEORGIE GREEN
38022 | Permanently Closed | 1966-06-01 | 1981-01-01 |  | Petroleum | Other, OTHER | Other |  | Steel | Steel |  | Painted or None | Steel |  | 1901-01-01 | [15 empty] | UST Currently In Use: 0; UST Temp Close: 0; AST Currently In Use: 0; AST Temp Closed: 0 | 0 | 0 | 4 | 16080-099-010669 | GEORGIE GREEN
38023 | Permanently Closed | 1966-06-01 | 1981-01-01 |  | Petroleum | Other, OTHER | Other |  | Steel | Steel |  | Painted or None | Steel |  | 1901-01-01 | [15 empty] | UST Currently In Use: 0; UST Temp Close: 0; AST Currently In Use: 0; AST Temp Closed: 0 | 0 | 0 | 4 | 16080-099-010669 | GEORGIE GREEN
38024 | Permanently Closed | 2017-04-10 | 1983-01-01 | 2017-10-09 | Petroleum | Unleaded gasoline | Unleaded gasoline | Retail | Single Wall, Steel | Steel | Coated & cathodic protection (sti-P3), Field installed cathodic protection |  | Single Wall, Steel |  |  | Field installed cathodic protection | Catchment Basin, Single walled catchment basin | Flow Rest 90% Full | Flow Rest 90% Full |  |  | Automatic Tank Gauge | [8 empty] | UST Currently In Use: 0; UST Temp Close: 0; AST Currently In Use: 0; AST Temp Closed: 0 | 0 | 0 | 3 | 25120-005-013845 | TEJASH PATEL AND NITA PATEL
38025 | Permanently Closed | 2017-04-10 | 1983-01-01 | 2017-10-09 | Petroleum | Mid-grade gasoline | Mid-grade gasoline | Retail | Single Wall, Steel | Steel | Coated & cathodic protection (sti-P3), Field installed cathodic protection |  | Single Wall, Steel |  |  | Field installed cathodic protection | Catchment Basin, Single walled catchment basin | Flow Rest 90% Full | Flow Rest 90% Full |  |  | Automatic Tank Gauge | [8 empty] | UST Currently In Use: 0; UST Temp Close: 0; AST Currently In Use: 0; AST Temp Closed: 0 | 0 | 0 | 3 | 25120-005-013845 | TEJASH PATEL AND NITA PATEL
38026 | Permanently Closed | 2017-04-10 | 1983-01-01 | 2017-10-09 | Petroleum | On road diesel | On road diesel | Retail | Single Wall, Steel | Steel | Coated & cathodic protection (sti-P3), Field installed cathodic protection |  | Single Wall, Steel |  |  | Field installed cathodic protection | Catchment Basin, Single walled catchment basin | Flow Rest 90% Full | Flow Rest 90% Full |  |  | Automatic Tank Gauge | [8 empty] | UST Currently In Use: 0; UST Temp Close: 0; AST Currently In Use: 0; AST Temp Closed: 0 | 0 | 0 | 3 | 25120-005-013845 | TEJASH PATEL AND NITA PATEL
38027 | Currently in Use |  | 1988-06-15 |  | Petroleum | Unleaded gasoline | Unleaded gasoline | Retail | Single Wall, Steel | Steel | Coated & cathodic protection (sti-P3), Field installed cathodic protection |  | Single Wall, Steel |  | 1901-01-01 | Field installed cathodic protection | Catchment Basin, Single walled catchment basin | Automatic shutoff device At 95% full | Automatic shutoff device At 95% full |  |  | Automatic Tank Gauge | Direct Bury submersible pump | Automatic shutoff device (AELLD) | Automatic shutoff device (AELLD) | [5 empty] | UST Currently In Use: 5; UST Temp Close: 0; AST Currently In Use: 0; AST Temp Closed: 0 | 5 | 0 | 1 | 25994-043-013846 | RAJESH PATEL
38028 | Currently in Use |  | 1988-06-15 |  | Petroleum | Unleaded gasoline | Unleaded gasoline | Retail | Single Wall, Steel | Steel | Coated & cathodic protection (sti-P3), Field installed cathodic protection |  | Single Wall, Steel |  | 1901-01-01 | Field installed cathodic protection | Catchment Basin, Single walled catchment basin | Automatic shutoff device At 95% full | Automatic shutoff device At 95% full |  |  | Automatic Tank Gauge | Direct Bury submersible pump | Automatic shutoff device (AELLD) | Automatic shutoff device (AELLD) | [5 empty] | UST Currently In Use: 5; UST Temp Close: 0; AST Currently In Use: 0; AST Temp Closed: 0 | 5 | 0 | 1 | 25994-043-013846 | RAJESH PATEL
38029 | Currently in Use |  | 1988-06-15 |  | Petroleum | Mid-grade gasoline | Mid-grade gasoline | Retail | Single Wall, Steel | Steel | Coated & cathodic protection (sti-P3), Field installed cathodic protection |  | Single Wall, Steel |  | 1901-01-01 | Field installed cathodic protection | Catchment Basin, Single walled catchment basin | Automatic shutoff device At 95% full | Automatic shutoff device At 95% full |  |  | Automatic Tank Gauge | Direct Bury submersible pump | Automatic shutoff device (AELLD) | Automatic shutoff device (AELLD) | [5 empty] | UST Currently In Use: 5; UST Temp Close: 0; AST Currently In Use: 0; AST Temp Closed: 0 | 5 | 0 | 1 | 25994-043-013846 | RAJESH PATEL
38030 | Currently in Use |  | 1988-06-15 |  | Petroleum | Premium gasoline | Premium gasoline | Retail | Single Wall, Steel | Steel | Coated & cathodic protection (sti-P3), Field installed cathodic protection |  | Single Wall, Steel |  | 1901-01-01 | Field installed cathodic protection | Catchment Basin, Single walled catchment basin | Automatic shutoff device At 95% full | Automatic shutoff device At 95% full |  |  | Automatic Tank Gauge | Direct Bury submersible pump | Automatic shutoff device (AELLD) | Automatic shutoff device (AELLD) | [5 empty] | UST Currently In Use: 5; UST Temp Close: 0; AST Currently In Use: 0; AST Temp Closed: 0 | 5 | 0 | 1 | 25994-043-013846 | RAJESH PATEL
38031 | Permanently Closed | 1988-06-18 | 1968-01-01 | 1988-06-18 | Petroleum | On road diesel | On road diesel |  | Steel | Steel |  | Painted or None | Steel |  | 1901-01-01 | [15 empty] | UST Currently In Use: 0; UST Temp Close: 0; AST Currently In Use: 0; AST Temp Closed: 0 | 0 | 0 | 2 | 16083-115-013848 | R L GARRETT
38032 | Permanently Closed | 1988-06-18 | 1968-01-01 | 1988-06-18 | Petroleum | On road diesel | On road diesel |  | Steel | Steel |  | Painted or None | Steel |  | 1901-01-01 | [15 empty] | UST Currently In Use: 0; UST Temp Close: 0; AST Currently In Use: 0; AST Temp Closed: 0 | 0 | 0 | 2 | 16083-115-013848 | R L GARRETT
38033 | Permanently Closed | 1901-01-01 | 1969-01-01 | 1990-12-13 | Petroleum | Unleaded gasoline | Unleaded gasoline |  | Steel | Steel |  | Painted or None | Steel |  | 1901-01-01 | [15 empty] | UST Currently In Use: 0; UST Temp Close: 0; AST Currently In Use: 0; AST Temp Closed: 0 | 0 | 0 | 3 | 16084-017-001709 | JAMES A STOKLEY
38034 | Permanently Closed | 1901-01-01 | 1969-01-01 | 1990-12-13 | Petroleum | Unleaded gasoline | Unleaded gasoline |  | Steel | Steel |  | Painted or None | Steel |  | 1901-01-01 | [15 empty] | UST Currently In Use: 0; UST Temp Close: 0; AST Currently In Use: 0; AST Temp Closed: 0 | 0 | 0 | 3 | 16084-017-001709 | JAMES A STOKLEY
38035 | Permanently Closed | 1901-01-01 | 1969-01-01 | 1990-12-13 | Petroleum | Unleaded gasoline | Unleaded gasoline |  | Steel | Steel |  | Painted or None | Steel |  | 1901-01-01 | [15 empty] | UST Currently In Use: 0; UST Temp Close: 0; AST Currently In Use: 0; AST Temp Closed: 0 | 0 | 0 | 3 | 16084-017-001709 | JAMES A STOKLEY
38036 | Currently in Use |  | 1988-05-28 |  | Petroleum | Unleaded gasoline | Unleaded gasoline | Retail | Fiberglass reinforced plastic | Fiberglass reinforced plastic |  |  | Fiberglass reinforced plastic |  | 1901-01-01 |  | Catchment Basin, Single walled catchment basin | Automatic shutoff device At 95% full | Automatic shutoff device At 95% full |  |  | Statistical Inventory Reconciliation (SIR) |  | Automatic flow restrictor (MLLD) | Automatic flow restrictor (MLLD) |  |  | Statistical inventory reconciliation (SIR) | Statistical inventory reconciliation (SIR) |  | UST Currently In Use: 4; UST Temp Close: 1; AST Currently In Use: 0; AST Temp Closed: 0 | 4 | 1 | 0 | 10037-061-013849 | A. W. HERNDON OIL COMPANY, INC.
38037 | Currently in Use |  | 1988-05-28 |  | Petroleum | Ethanol free gasoline | Ethanol free gasoline | Retail | Fiberglass reinforced plastic | Fiberglass reinforced plastic |  |  | Fiberglass reinforced plastic |  | 1901-01-01 |  | Catchment Basin, Single walled catchment basin | Automatic shutoff device At 95% full | Automatic shutoff device At 95% full |  |  | Statistical Inventory Reconciliation (SIR) |  | Automatic flow restrictor (MLLD) | Automatic flow restrictor (MLLD) |  |  | Statistical inventory reconciliation (SIR) | Statistical inventory reconciliation (SIR) |  | UST Currently In Use: 4; UST Temp Close: 1; AST Currently In Use: 0; AST Temp Closed: 0 | 4 | 1 | 0 | 10037-061-013849 | A. W. HERNDON OIL COMPANY, INC.
38038 | Currently in Use |  | 1988-05-28 |  | Petroleum | Premium gasoline | Premium gasoline | Retail | Fiberglass reinforced plastic | Fiberglass reinforced plastic |  |  | Fiberglass reinforced plastic |  | 1901-01-01 |  | Catchment Basin, Single walled catchment basin | Automatic shutoff device At 95% full | Automatic shutoff device At 95% full |  |  | Statistical Inventory Reconciliation (SIR) |  | Automatic flow restrictor (MLLD) | Automatic flow restrictor (MLLD) |  |  | Statistical inventory reconciliation (SIR) | Statistical inventory reconciliation (SIR) |  | UST Currently In Use: 4; UST Temp Close: 1; AST Currently In Use: 0; AST Temp Closed: 0 | 4 | 1 | 0 | 10037-061-013849 | A. W. HERNDON OIL COMPANY, INC.
38039 | Currently in Use |  | 1988-05-28 |  | Petroleum | On road diesel | On road diesel | Retail | Fiberglass reinforced plastic | Fiberglass reinforced plastic |  |  | Fiberglass reinforced plastic |  | 1901-01-01 |  | Catchment Basin, Single walled catchment basin | Automatic shutoff device At 95% full | Automatic shutoff device At 95% full |  |  | Statistical Inventory Reconciliation (SIR) |  | Automatic flow restrictor (MLLD) | Automatic flow restrictor (MLLD) |  |  | Statistical inventory reconciliation (SIR) | Statistical inventory reconciliation (SIR) |  | UST Currently In Use: 4; UST Temp Close: 1; AST Currently In Use: 0; AST Temp Closed: 0 | 4 | 1 | 0 | 10037-061-013849 | A. W. HERNDON OIL COMPANY, INC.
38040 | Temporary Closed | 2016-04-05 | 1988-05-28 |  | Petroleum | On road diesel | On road diesel | Retail | Fiberglass reinforced plastic | Fiberglass reinforced plastic |  |  | Fiberglass reinforced plastic |  | 1901-01-01 |  | Catchment Basin, Single walled catchment basin | Automatic shutoff device At 95% full | Automatic shutoff device At 95% full |  |  | Automatic Tank Gauge |  | Automatic flow restrictor (MLLD) | Automatic flow restrictor (MLLD) |  |  | Annual line testing | Annual line testing |  | UST Currently In Use: 4; UST Temp Close: 1; AST Currently In Use: 0; AST Temp Closed: 0 | 4 | 1 | 0 | 10037-061-013849 | A. W. HERNDON OIL COMPANY, INC.
38041 | Retired | 1981-01-01 | 1961-01-01 |  | Petroleum | Unleaded gasoline | Unleaded gasoline |  | Steel | Steel |  | Painted or None | Steel |  | 1901-01-01 | [15 empty] | UST Currently In Use: 0; UST Temp Close: 0; AST Currently In Use: 0; AST Temp Closed: 0 | 0 | 0 | 0 | 16086-031-007499 | JESSE BIRCHFIELD
38042 | Permanently Closed | 1991-07-23 | 1973-01-01 | 1991-07-23 | Petroleum | Other, NEW OIL | Other |  | Steel | Steel |  |  | Steel |  | 1901-01-01 | [15 empty] | UST Currently In Use: 0; UST Temp Close: 0; AST Currently In Use: 0; AST Temp Closed: 0 | 0 | 0 | 2 | 16087-031-014101 | CASTROL INC
38043 | Permanently Closed | 1991-07-23 | 1973-01-01 | 1991-07-23 | Petroleum | Used oil | Used oil |  | Steel | Steel |  |  | Steel |  | 1901-01-01 | [15 empty] | UST Currently In Use: 0; UST Temp Close: 0; AST Currently In Use: 0; AST Temp Closed: 0 | 0 | 0 | 2 | 16087-031-014101 | CASTROL INC
38044 | Permanently Closed | 1991-03-29 | 1969-01-01 | 1991-03-29 | Petroleum | Unleaded gasoline | Unleaded gasoline |  | Steel | Steel |  | Painted or None | Steel |  | 1901-01-01 | [15 empty] | UST Currently In Use: 0; UST Temp Close: 0; AST Currently In Use: 1; AST Temp Closed: 0 | 0 | 0 | 1 | 16088-073-003634 | SUPEROCK BLOCK CO INC
38045 | Permanently Closed | 1989-04-01 | 1968-01-01 |  | Petroleum | Unleaded gasoline | Unleaded gasoline |  | Steel | Steel |  | Painted or None | Steel |  | 1901-01-01 | [15 empty] | UST Currently In Use: 0; UST Temp Close: 0; AST Currently In Use: 0; AST Temp Closed: 0 | 0 | 0 | 2 | 16089-073-011883 | LAWSON PRUITT
38046 | Permanently Closed | 1989-04-01 | 1968-01-01 |  | Petroleum | Unleaded gasoline | Unleaded gasoline |  | Steel | Steel |  | Painted or None | Steel |  | 1901-01-01 | [15 empty] | UST Currently In Use: 0; UST Temp Close: 0; AST Currently In Use: 0; AST Temp Closed: 0 | 0 | 0 | 2 | 16089-073-011883 | LAWSON PRUITT
38047 | Permanently Closed | 1990-10-15 | 1971-01-01 | 1990-10-15 | Petroleum | Unleaded gasoline | Unleaded gasoline |  | Steel | Steel |  |  | Steel |  | 1901-01-01 | [15 empty] | UST Currently In Use: 3; UST Temp Close: 0; AST Currently In Use: 0; AST Temp Closed: 0 | 3 | 0 | 1 | 23768-121-004120 | ALTAF VIRANI
38048 | Permanently Closed | 1991-01-01 | 1977-01-01 | 1995-06-07 | Petroleum | Unleaded gasoline | Unleaded gasoline |  | Steel | Steel |  | Painted or None | Steel |  | 1901-01-01 | [15 empty] | UST Currently In Use: 0; UST Temp Close: 0; AST Currently In Use: 0; AST Temp Closed: 0 | 0 | 0 | 1 | 16091-077-005774 | JAMES E THREET
38049 | Permanently Closed | 1994-10-26 | 1975-01-01 | 1996-10-26 | Petroleum | Unleaded gasoline | Unleaded gasoline |  | Steel | Steel | Coated & cathodic protection (sti-P3) |  | Steel |  | 1901-01-01 | [15 empty] | UST Currently In Use: 0; UST Temp Close: 0; AST Currently In Use: 0; AST Temp Closed: 0 | 0 | 0 | 3 | 16092-097-007137 | DON & RUTH LINS
38050 | Permanently Closed | 1994-10-26 | 1975-01-01 | 1996-10-26 | Petroleum | Unleaded gasoline | Unleaded gasoline |  | Steel | Steel | Coated & cathodic protection (sti-P3) |  | Steel |  | 1901-01-01 | [15 empty] | UST Currently In Use: 0; UST Temp Close: 0; AST Currently In Use: 0; AST Temp Closed: 0 | 0 | 0 | 3 | 16092-097-007137 | DON & RUTH LINS
38051 | Permanently Closed | 1994-10-26 | 1975-01-01 | 1996-10-26 | Petroleum | Unleaded gasoline | Unleaded gasoline |  | Steel | Steel | Coated & cathodic protection (sti-P3) |  | Steel |  | 1901-01-01 | [15 empty] | UST Currently In Use: 0; UST Temp Close: 0; AST Currently In Use: 0; AST Temp Closed: 0 | 0 | 0 | 3 | 16092-097-007137 | DON & RUTH LINS
38052 | Permanently Closed | 1901-01-01 | 1966-01-01 | 1989-02-01 | Petroleum | Other, OTHER | Other |  | Steel | Steel |  | Painted or None | Steel |  | 1901-01-01 | [15 empty] | UST Currently In Use: 0; UST Temp Close: 0; AST Currently In Use: 0; AST Temp Closed: 0 | 0 | 0 | 2 | 16093-089-000543 | T ROGER WALKER
38053 | Permanently Closed | 1901-01-01 | 1971-01-01 | 1989-02-01 | Petroleum | Unleaded gasoline | Unleaded gasoline |  | Steel | Steel |  | Painted or None | Steel |  | 1901-01-01 | [15 empty] | UST Currently In Use: 0; UST Temp Close: 0; AST Currently In Use: 0; AST Temp Closed: 0 | 0 | 0 | 2 | 16093-089-000543 | T ROGER WALKER
38054 | Permanently Closed | 1901-01-01 | 1936-01-01 |  | Petroleum | Unleaded gasoline | Unleaded gasoline |  | Steel | Steel |  |  | Steel |  | 1901-01-01 | [15 empty] | UST Currently In Use: 0; UST Temp Close: 0; AST Currently In Use: 0; AST Temp Closed: 0 | 0 | 0 | 2 | 16094-091-012602 | RUTH P WHITLEY
38055 | Permanently Closed | 1901-01-01 | 1936-01-01 |  | Petroleum | Unleaded gasoline | Unleaded gasoline |  | Steel | Steel |  |  | Steel |  | 1901-01-01 | [15 empty] | UST Currently In Use: 0; UST Temp Close: 0; AST Currently In Use: 0; AST Temp Closed: 0 | 0 | 0 | 2 | 16094-091-012602 | RUTH P WHITLEY
38056 | Permanently Closed | 1991-09-29 | 1985-01-01 | 1991-09-29 | Petroleum | Unleaded gasoline | Unleaded gasoline |  | Steel | Steel | Interior lined (not allowed as a standalone method of corrosion protection) | Painted or None | Steel |  | 1901-01-01 | [15 empty] | UST Currently In Use: 1; UST Temp Close: 0; AST Currently In Use: 0; AST Temp Closed: 0 | 1 | 0 | 3 | 23129-005-014103 | JOHN H.WILLIAMS
38057 | Permanently Closed | 1991-09-29 | 1982-01-01 | 1991-09-29 | Petroleum | Unleaded gasoline | Unleaded gasoline |  | Steel | Steel | Interior lined (not allowed as a standalone method of corrosion protection) | Painted or None | Steel |  | 1901-01-01 | [15 empty] | UST Currently In Use: 1; UST Temp Close: 0; AST Currently In Use: 0; AST Temp Closed: 0 | 1 | 0 | 3 | 23129-005-014103 | JOHN H.WILLIAMS
38058 | Permanently Closed | 1991-09-29 | 1982-01-01 | 1991-09-29 | Petroleum | Unleaded gasoline | Unleaded gasoline |  | Steel | Steel | Interior lined (not allowed as a standalone method of corrosion protection) | Painted or None | Steel |  | 1901-01-01 | [15 empty] | UST Currently In Use: 1; UST Temp Close: 0; AST Currently In Use: 0; AST Temp Closed: 0 | 1 | 0 | 3 | 23129-005-014103 | JOHN H.WILLIAMS
38060 | Permanently Closed | 1990-01-13 | 1962-01-01 | 1990-01-13 | Petroleum | Unleaded gasoline | Unleaded gasoline |  | Steel | Steel |  |  | Steel |  | 1901-01-01 | [15 empty] | UST Currently In Use: 0; UST Temp Close: 0; AST Currently In Use: 2; AST Temp Closed: 0 | 0 | 0 | 2 | 16096-083-000043 | PILGRIMS PRIDE CORPORATION
38061 | Permanently Closed | 1991-12-03 | 1962-01-01 | 1991-12-03 | Petroleum | On road diesel | On road diesel |  | Steel | Steel |  |  | Steel |  | 1901-01-01 | [15 empty] | UST Currently In Use: 0; UST Temp Close: 0; AST Currently In Use: 2; AST Temp Closed: 0 | 0 | 0 | 2 | 16096-083-000043 | PILGRIMS PRIDE CORPORATION
38062 | Permanently Closed | 1990-10-19 | 1969-01-01 | 1990-10-19 | Petroleum | Other, OTHER | Other |  | Steel | Steel |  | Painted or None | Steel |  | 1901-01-01 | [15 empty] | UST Currently In Use: 0; UST Temp Close: 0; AST Currently In Use: 1; AST Temp Closed: 0 | 0 | 0 | 2 | 21390-033-001319 | FLEXCO CORPORATION
38063 | Retired | 1980-05-01 | 1959-01-01 |  | Petroleum | Other, OTHER | Other |  | Steel | Steel |  | Painted or None | Steel |  | 1901-01-01 | [15 empty] | UST Currently In Use: 0; UST Temp Close: 0; AST Currently In Use: 1; AST Temp Closed: 0 | 0 | 0 | 2 | 21390-033-001319 | FLEXCO CORPORATION
38064 | Permanently Closed | 1990-10-19 | 1969-01-01 | 1990-10-19 | Hazardous Substance |  |  |  | Steel | Steel |  | Painted or None | Steel |  | 1901-01-01 | [15 empty] | UST Currently In Use: 0; UST Temp Close: 0; AST Currently In Use: 1; AST Temp Closed: 0 | 0 | 0 | 2 | 21390-033-001319 | FLEXCO CORPORATION
38065 | Permanently Closed | 1986-05-01 | 1958-01-01 | 1989-03-15 | Petroleum | Unleaded gasoline | Unleaded gasoline |  | Steel | Steel |  | Painted or None | Steel |  | 1901-01-01 | [15 empty] | UST Currently In Use: 0; UST Temp Close: 0; AST Currently In Use: 0; AST Temp Closed: 0 | 0 | 0 | 2 | 16098-051-011733 | CHARLES H OWENS
38066 | Permanently Closed | 1986-05-01 | 1958-01-01 | 1989-03-15 | Petroleum | Unleaded gasoline | Unleaded gasoline |  | Steel | Steel |  | Painted or None | Steel |  | 1901-01-01 | [15 empty] | UST Currently In Use: 0; UST Temp Close: 0; AST Currently In Use: 0; AST Temp Closed: 0 | 0 | 0 | 2 | 16098-051-011733 | CHARLES H OWENS
38069 | Permanently Closed | 1990-12-21 | 1969-01-01 | 1990-12-21 | Petroleum | Unleaded gasoline | Unleaded gasoline |  | Steel | Steel |  | Painted or None | Steel |  | 1901-01-01 | [15 empty] | UST Currently In Use: 2; UST Temp Close: 0; AST Currently In Use: 4; AST Temp Closed: 0 | 2 | 0 | 1 | 16099-007-006713 | CAHABA PRESSURE TREATED FOREST PROD
38070 | Currently in Use |  | 1981-06-01 |  | Petroleum | On road diesel | On road diesel | Industrial | Steel | Steel | Field installed cathodic protection |  | Steel |  |  | Field installed cathodic protection | Catchment Basin, Single walled catchment basin | Automatic shutoff device At 95% full | Automatic shutoff device At 95% full |  |  | Statistical Inventory Reconciliation (SIR) | [8 empty] | UST Currently In Use: 2; UST Temp Close: 0; AST Currently In Use: 4; AST Temp Closed: 0 | 2 | 0 | 1 | 16099-007-006713 | CAHABA PRESSURE TREATED FOREST PROD
38071 | Currently in Use |  | 1990-06-27 |  | Petroleum | Unleaded gasoline | Unleaded gasoline | Industrial | Steel | Steel | Coated & cathodic protection (sti-P3) |  | Steel |  |  | Galvanic Cathodic | Catchment Basin, Single walled catchment basin | Automatic shutoff device At 95% full | Automatic shutoff device At 95% full |  |  | Statistical Inventory Reconciliation (SIR) | [8 empty] | UST Currently In Use: 2; UST Temp Close: 0; AST Currently In Use: 4; AST Temp Closed: 0 | 2 | 0 | 1 | 16099-007-006713 | CAHABA PRESSURE TREATED FOREST PROD
38072 | Temporary Closed | 2009-08-26 | 1988-01-01 |  | Petroleum | Premium gasoline | Premium gasoline | Retail | Single Wall, Steel | Steel | Coated & cathodic protection (sti-P3) |  | Fiberglass reinforced plastic, Single Wall |  |  |  | Catchment Basin, Single walled catchment basin | Automatic shutoff device At 95% full | Automatic shutoff device At 95% full |  |  | Automatic Tank Gauge | [8 empty] | UST Currently In Use: 2; UST Temp Close: 1; AST Currently In Use: 0; AST Temp Closed: 0 | 2 | 1 | 2 | 25518-055-013966 | MATHEW D BROWN
38073 | Permanently Closed | 1998-03-23 | 1979-01-01 | 1998-03-23 | Petroleum | Unleaded gasoline | Unleaded gasoline |  | Steel | Steel |  | Painted or None | Steel |  | 1901-01-01 | [15 empty] | UST Currently In Use: 2; UST Temp Close: 1; AST Currently In Use: 0; AST Temp Closed: 0 | 2 | 1 | 2 | 25518-055-013966 | MATHEW D BROWN
38074 | Permanently Closed | 1998-03-23 | 1978-01-01 | 1998-03-23 | Petroleum | Unleaded gasoline | Unleaded gasoline |  | Steel | Steel |  | Painted or None | Steel |  | 1901-01-01 | [15 empty] | UST Currently In Use: 2; UST Temp Close: 1; AST Currently In Use: 0; AST Temp Closed: 0 | 2 | 1 | 2 | 25518-055-013966 | MATHEW D BROWN
38075 | Permanently Closed | 2001-01-01 | 1967-01-01 | 2013-01-02 | Petroleum | Unleaded gasoline | Unleaded gasoline | Retail | Steel | Steel | Field installed cathodic protection |  | Steel |  | 1901-01-01 | Field installed cathodic protection | Catchment Basin, Single walled catchment basin | Automatic shutoff device At 95% full | Automatic shutoff device At 95% full |  |  | Statistical Inventory Reconciliation (SIR) | [5 empty] | Statistical inventory reconciliation (SIR) | Statistical inventory reconciliation (SIR) |  | UST Currently In Use: 0; UST Temp Close: 0; AST Currently In Use: 0; AST Temp Closed: 0 | 0 | 0 | 3 | 21554-039-003027 | WT LLC
38076 | Permanently Closed | 2001-01-01 | 1967-01-01 | 2013-01-02 | Petroleum | Mid-grade gasoline | Mid-grade gasoline | Retail | Steel | Steel | Field installed cathodic protection |  | Steel |  | 1901-01-01 | Field installed cathodic protection | Catchment Basin, Single walled catchment basin | Automatic shutoff device At 95% full | Automatic shutoff device At 95% full |  |  | Statistical Inventory Reconciliation (SIR) | [5 empty] | Statistical inventory reconciliation (SIR) | Statistical inventory reconciliation (SIR) |  | UST Currently In Use: 0; UST Temp Close: 0; AST Currently In Use: 0; AST Temp Closed: 0 | 0 | 0 | 3 | 21554-039-003027 | WT LLC
38077 | Permanently Closed | 2001-01-01 | 1967-01-01 | 2013-01-02 | Petroleum | Premium gasoline | Premium gasoline | Retail | Steel | Steel | Field installed cathodic protection |  | Steel |  | 1901-01-01 | Field installed cathodic protection | Catchment Basin, Single walled catchment basin | Automatic shutoff device At 95% full | Automatic shutoff device At 95% full |  |  | Statistical Inventory Reconciliation (SIR) | [5 empty] | Statistical inventory reconciliation (SIR) | Statistical inventory reconciliation (SIR) |  | UST Currently In Use: 0; UST Temp Close: 0; AST Currently In Use: 0; AST Temp Closed: 0 | 0 | 0 | 3 | 21554-039-003027 | WT LLC
38078 | Permanently Closed | 2003-07-24 | 1981-01-01 | 2006-04-13 | Petroleum | Unleaded gasoline | Unleaded gasoline | Retail | Steel | Steel | Field installed cathodic protection |  | Steel |  | 1901-01-01 | Field installed cathodic protection | Catchment Basin, Single walled catchment basin | Automatic shutoff device At 95% full | Automatic shutoff device At 95% full |  |  | Statistical Inventory Reconciliation (SIR) | [8 empty] | UST Currently In Use: 0; UST Temp Close: 0; AST Currently In Use: 0; AST Temp Closed: 0 | 0 | 0 | 3 | 16568-131-005460 | TLD PETRO
38079 | Permanently Closed | 2003-07-24 | 1981-01-01 | 2006-04-13 | Petroleum | Premium gasoline | Premium gasoline | Retail | Steel | Steel | Field installed cathodic protection |  | Steel |  | 1901-01-01 | Field installed cathodic protection | Catchment Basin, Single walled catchment basin | Automatic shutoff device At 95% full | Automatic shutoff device At 95% full |  |  | Statistical Inventory Reconciliation (SIR) | [8 empty] | UST Currently In Use: 0; UST Temp Close: 0; AST Currently In Use: 0; AST Temp Closed: 0 | 0 | 0 | 3 | 16568-131-005460 | TLD PETRO
38080 | Permanently Closed | 1999-10-06 | 1981-01-01 | 1999-12-21 | Petroleum | On road diesel | On road diesel | Retail | Steel | Steel | Field installed cathodic protection |  | Steel |  | 1901-01-01 | Field installed cathodic protection | [5 empty] | Statistical Inventory Reconciliation (SIR) | [8 empty] | UST Currently In Use: 0; UST Temp Close: 0; AST Currently In Use: 0; AST Temp Closed: 0 | 0 | 0 | 3 | 16568-131-005460 | TLD PETRO
38081 | Permanently Closed | 1989-12-20 | 1968-01-01 | 1989-12-20 | Petroleum | Unleaded gasoline | Unleaded gasoline |  | Steel | Steel |  | Painted or None | Steel |  | 1901-01-01 | [15 empty] | UST Currently In Use: 0; UST Temp Close: 0; AST Currently In Use: 0; AST Temp Closed: 0 | 0 | 0 | 3 | 16106-099-010075 | BETTY WIGGINS
38082 | Permanently Closed | 1989-12-20 | 1968-01-01 | 1989-12-20 | Petroleum | Unleaded gasoline | Unleaded gasoline |  | Steel | Steel |  | Painted or None | Steel |  | 1901-01-01 | [15 empty] | UST Currently In Use: 0; UST Temp Close: 0; AST Currently In Use: 0; AST Temp Closed: 0 | 0 | 0 | 3 | 16106-099-010075 | BETTY WIGGINS
38083 | Permanently Closed | 1990-11-02 | 1966-01-01 | 1990-11-02 | Petroleum | Unleaded gasoline | Unleaded gasoline |  | Steel | Steel |  | Painted or None | Steel |  | 1901-01-01 | [15 empty] | UST Currently In Use: 0; UST Temp Close: 4; AST Currently In Use: 0; AST Temp Closed: 0 | 0 | 4 | 3 | 16634-133-008560 | HAROLD L. MARTIN DISTRIBUTING CO INC
38084 | Permanently Closed | 1990-11-02 | 1966-01-01 | 1990-11-02 | Petroleum | Unleaded gasoline | Unleaded gasoline |  | Steel | Steel |  | Painted or None | Steel |  | 1901-01-01 | [15 empty] | UST Currently In Use: 0; UST Temp Close: 4; AST Currently In Use: 0; AST Temp Closed: 0 | 0 | 4 | 3 | 16634-133-008560 | HAROLD L. MARTIN DISTRIBUTING CO INC
38085 | Permanently Closed | 1990-11-02 | 1972-01-01 | 1990-11-02 | Petroleum | Unleaded gasoline | Unleaded gasoline |  | Steel | Steel |  | Painted or None | Steel |  | 1901-01-01 | [15 empty] | UST Currently In Use: 0; UST Temp Close: 4; AST Currently In Use: 0; AST Temp Closed: 0 | 0 | 4 | 3 | 16634-133-008560 | HAROLD L. MARTIN DISTRIBUTING CO INC
38086 | Temporary Closed | 2025-06-13 | 1980-01-01 |  | Petroleum | On road diesel | On road diesel | Retail | Single Wall, Steel | Steel | Coated & cathodic protection (sti-P3) | Painted or None | Fiberglass reinforced plastic, Single Wall |  |  |  | Catchment Basin, Single walled catchment basin | Automatic shutoff device At 95% full | Automatic shutoff device At 95% full |  |  | Statistical Inventory Reconciliation (SIR) | Direct Bury submersible pump | [7 empty] | UST Currently In Use: 0; UST Temp Close: 4; AST Currently In Use: 0; AST Temp Closed: 0 | 0 | 4 | 3 | 16634-133-008560 | HAROLD L. MARTIN DISTRIBUTING CO INC
38087 | Retired | 1988-08-08 | 1979-01-01 |  | Petroleum | Unleaded gasoline | Unleaded gasoline |  | Steel | Steel |  | Painted or None | Steel |  | 1901-01-01 | [15 empty] | UST Currently In Use: 0; UST Temp Close: 0; AST Currently In Use: 0; AST Temp Closed: 0 | 0 | 0 | 0 | 16108-133-008589 | VIRGINIA WHITMAN
38088 | Retired | 1988-08-08 | 1971-01-01 |  | Petroleum | Unleaded gasoline | Unleaded gasoline |  | Steel | Steel |  | Painted or None | Steel |  | 1901-01-01 | [15 empty] | UST Currently In Use: 0; UST Temp Close: 0; AST Currently In Use: 0; AST Temp Closed: 0 | 0 | 0 | 0 | 16108-133-008589 | VIRGINIA WHITMAN
38089 | Retired | 1988-08-08 | 1971-01-01 |  | Petroleum | On road diesel | On road diesel |  | Steel | Steel |  | Painted or None | Steel |  | 1901-01-01 | [15 empty] | UST Currently In Use: 0; UST Temp Close: 0; AST Currently In Use: 0; AST Temp Closed: 0 | 0 | 0 | 0 | 16108-133-008589 | VIRGINIA WHITMAN
38090 | Permanently Closed | 2009-12-09 | 1973-01-01 | 1998-12-09 | Petroleum | Unleaded gasoline | Unleaded gasoline |  | Steel | Steel |  | Painted or None | Steel |  | 1901-01-01 | [15 empty] | UST Currently In Use: 0; UST Temp Close: 0; AST Currently In Use: 0; AST Temp Closed: 0 | 0 | 0 | 3 | 16109-077-009917 | SONNY HOLDEN
38091 | Permanently Closed | 2009-12-09 | 1973-01-01 | 1998-12-09 | Petroleum | Unleaded gasoline | Unleaded gasoline |  | Steel | Steel |  | Painted or None | Steel |  | 1901-01-01 | [15 empty] | UST Currently In Use: 0; UST Temp Close: 0; AST Currently In Use: 0; AST Temp Closed: 0 | 0 | 0 | 3 | 16109-077-009917 | SONNY HOLDEN
38092 | Permanently Closed | 2009-12-09 | 1973-01-01 | 1998-12-09 | Petroleum | Unleaded gasoline | Unleaded gasoline |  | Steel | Steel |  | Painted or None | Steel |  | 1901-01-01 | [15 empty] | UST Currently In Use: 0; UST Temp Close: 0; AST Currently In Use: 0; AST Temp Closed: 0 | 0 | 0 | 3 | 16109-077-009917 | SONNY HOLDEN
38093 | Permanently Closed | 1991-09-10 | 1963-01-01 | 1991-09-10 | Petroleum | Unleaded gasoline | Unleaded gasoline |  | Steel | Steel |  | Painted or None | Steel |  | 1901-01-01 | [15 empty] | UST Currently In Use: 0; UST Temp Close: 0; AST Currently In Use: 0; AST Temp Closed: 0 | 0 | 0 | 4 | 16110-077-011309 | ESTATE JAMES GILBERT/FIRST NAT BANK
38094 | Permanently Closed | 1991-09-10 | 1963-01-01 | 1991-09-10 | Petroleum | Unleaded gasoline | Unleaded gasoline |  | Steel | Steel |  | Painted or None | Steel |  | 1901-01-01 | [15 empty] | UST Currently In Use: 0; UST Temp Close: 0; AST Currently In Use: 0; AST Temp Closed: 0 | 0 | 0 | 4 | 16110-077-011309 | ESTATE JAMES GILBERT/FIRST NAT BANK
38095 | Permanently Closed | 1991-09-10 | 1963-01-01 | 1991-09-10 | Petroleum | Unleaded gasoline | Unleaded gasoline |  | Steel | Steel |  | Painted or None | Steel |  | 1901-01-01 | [15 empty] | UST Currently In Use: 0; UST Temp Close: 0; AST Currently In Use: 0; AST Temp Closed: 0 | 0 | 0 | 4 | 16110-077-011309 | ESTATE JAMES GILBERT/FIRST NAT BANK
38096 | Permanently Closed | 1991-09-10 | 1963-01-01 | 1991-09-10 | Petroleum | Unleaded gasoline | Unleaded gasoline |  | Steel | Steel |  | Painted or None | Steel |  | 1901-01-01 | [15 empty] | UST Currently In Use: 0; UST Temp Close: 0; AST Currently In Use: 0; AST Temp Closed: 0 | 0 | 0 | 4 | 16110-077-011309 | ESTATE JAMES GILBERT/FIRST NAT BANK
38097 | Permanently Closed | 1998-12-21 | 1978-01-01 | 2000-03-24 | Petroleum | Unleaded gasoline | Unleaded gasoline |  | Steel | Steel |  | Painted or None | Steel |  | 1901-01-01 | [15 empty] | UST Currently In Use: 0; UST Temp Close: 0; AST Currently In Use: 0; AST Temp Closed: 0 | 0 | 0 | 4 | 16111-129-011409 | ANDREW C MOTES
38098 | Permanently Closed | 1998-12-21 | 1978-01-01 | 2000-03-24 | Petroleum | Unleaded gasoline | Unleaded gasoline |  | Steel | Steel |  | Painted or None | Steel |  | 1901-01-01 | [15 empty] | UST Currently In Use: 0; UST Temp Close: 0; AST Currently In Use: 0; AST Temp Closed: 0 | 0 | 0 | 4 | 16111-129-011409 | ANDREW C MOTES
38099 | Permanently Closed | 1998-12-21 | 1973-01-01 | 2000-03-24 | Petroleum | Unleaded gasoline | Unleaded gasoline |  | Steel | Steel |  | Painted or None | Steel |  | 1901-01-01 | [15 empty] | UST Currently In Use: 0; UST Temp Close: 0; AST Currently In Use: 0; AST Temp Closed: 0 | 0 | 0 | 4 | 16111-129-011409 | ANDREW C MOTES
38100 | Permanently Closed | 1998-12-21 | 1973-01-01 | 2000-03-24 | Petroleum | Unleaded gasoline | Unleaded gasoline |  | Steel | Steel |  | Painted or None | Steel |  | 1901-01-01 | [15 empty] | UST Currently In Use: 0; UST Temp Close: 0; AST Currently In Use: 0; AST Temp Closed: 0 | 0 | 0 | 4 | 16111-129-011409 | ANDREW C MOTES
38101 | Retired | 1987-08-26 | 1971-01-01 |  | Petroleum | Unleaded gasoline | Unleaded gasoline |  | Steel | Steel |  | Painted or None | Steel |  | 1901-01-01 | [15 empty] | UST Currently In Use: 0; UST Temp Close: 0; AST Currently In Use: 0; AST Temp Closed: 0 | 0 | 0 | 0 | 16113-059-006592 | GREG TRAPP
38102 | Retired | 1987-08-26 | 1971-01-01 |  | Petroleum | Unleaded gasoline | Unleaded gasoline |  | Steel | Steel |  | Painted or None | Steel |  | 1901-01-01 | [15 empty] | UST Currently In Use: 0; UST Temp Close: 0; AST Currently In Use: 0; AST Temp Closed: 0 | 0 | 0 | 0 | 16113-059-006592 | GREG TRAPP
38103 | Retired | 1987-08-26 | 1971-01-01 |  | Petroleum | Unleaded gasoline | Unleaded gasoline |  | Steel | Steel |  | Painted or None | Steel |  | 1901-01-01 | [15 empty] | UST Currently In Use: 0; UST Temp Close: 0; AST Currently In Use: 0; AST Temp Closed: 0 | 0 | 0 | 0 | 16113-059-006592 | GREG TRAPP
38104 | Retired | 1987-08-26 | 1971-01-01 |  | Petroleum | On road diesel | On road diesel |  | Steel | Steel |  | Painted or None | Steel |  | 1901-01-01 | [15 empty] | UST Currently In Use: 0; UST Temp Close: 0; AST Currently In Use: 0; AST Temp Closed: 0 | 0 | 0 | 0 | 16113-059-006592 | GREG TRAPP
38110 | Permanently Closed | 1995-10-31 | 1979-01-01 | 1997-10-31 | Petroleum | Unleaded gasoline | Unleaded gasoline |  | Steel | Steel | Interior lined (not allowed as a standalone method of corrosion protection) | Painted or None | Steel |  | 1901-01-01 |  | Catchment Basin, Single walled catchment basin | [10 empty] | Annual line testing | Annual line testing |  | UST Currently In Use: 0; UST Temp Close: 0; AST Currently In Use: 0; AST Temp Closed: 0 | 0 | 0 | 3 | 16118-073-013978 | DENSON A ROY
38111 | Permanently Closed | 1995-10-31 | 1979-01-01 | 1997-10-31 | Petroleum | Unleaded gasoline | Unleaded gasoline |  | Steel | Steel | Interior lined (not allowed as a standalone method of corrosion protection) | Painted or None | Steel |  | 1901-01-01 |  | Catchment Basin, Single walled catchment basin | [10 empty] | Annual line testing | Annual line testing |  | UST Currently In Use: 0; UST Temp Close: 0; AST Currently In Use: 0; AST Temp Closed: 0 | 0 | 0 | 3 | 16118-073-013978 | DENSON A ROY
38112 | Permanently Closed | 1995-10-31 | 1979-01-01 | 1997-10-31 | Petroleum | Unleaded gasoline | Unleaded gasoline |  | Steel | Steel | Interior lined (not allowed as a standalone method of corrosion protection) | Painted or None | Steel |  | 1901-01-01 |  | Catchment Basin, Single walled catchment basin | [10 empty] | Annual line testing | Annual line testing |  | UST Currently In Use: 0; UST Temp Close: 0; AST Currently In Use: 0; AST Temp Closed: 0 | 0 | 0 | 3 | 16118-073-013978 | DENSON A ROY
38113 | Permanently Closed | 1990-03-29 | 1968-01-01 | 1990-03-29 | Petroleum | Unleaded gasoline | Unleaded gasoline |  | Steel | Steel |  |  |  |  | 1901-01-01 | [15 empty] | UST Currently In Use: 0; UST Temp Close: 0; AST Currently In Use: 0; AST Temp Closed: 0 | 0 | 0 | 6 | 16120-097-013980 | OSCAR E TRIPPE
38114 | Permanently Closed | 1990-03-29 | 1968-01-01 | 1990-03-29 | Petroleum | Unleaded gasoline | Unleaded gasoline |  | Steel | Steel |  |  |  |  | 1901-01-01 | [15 empty] | UST Currently In Use: 0; UST Temp Close: 0; AST Currently In Use: 0; AST Temp Closed: 0 | 0 | 0 | 6 | 16120-097-013980 | OSCAR E TRIPPE
38115 | Permanently Closed | 1990-03-29 | 1968-01-01 | 1990-03-29 | Petroleum | Unleaded gasoline | Unleaded gasoline |  | Steel | Steel |  |  |  |  | 1901-01-01 | [15 empty] | UST Currently In Use: 0; UST Temp Close: 0; AST Currently In Use: 0; AST Temp Closed: 0 | 0 | 0 | 6 | 16120-097-013980 | OSCAR E TRIPPE
38116 | Permanently Closed | 1990-03-29 | 1968-01-01 | 1990-03-29 | Petroleum | Unleaded gasoline | Unleaded gasoline |  | Steel | Steel |  |  |  |  | 1901-01-01 | [15 empty] | UST Currently In Use: 0; UST Temp Close: 0; AST Currently In Use: 0; AST Temp Closed: 0 | 0 | 0 | 6 | 16120-097-013980 | OSCAR E TRIPPE
38117 | Permanently Closed | 1990-03-29 | 1968-01-01 | 1990-03-29 | Petroleum | Unleaded gasoline | Unleaded gasoline |  | Steel | Steel |  |  |  |  | 1901-01-01 | [15 empty] | UST Currently In Use: 0; UST Temp Close: 0; AST Currently In Use: 0; AST Temp Closed: 0 | 0 | 0 | 6 | 16120-097-013980 | OSCAR E TRIPPE
38118 | Permanently Closed | 1990-03-29 | 1968-01-01 | 1990-03-29 | Petroleum | Unleaded gasoline | Unleaded gasoline |  | Steel | Steel |  |  |  |  | 1901-01-01 | [15 empty] | UST Currently In Use: 0; UST Temp Close: 0; AST Currently In Use: 0; AST Temp Closed: 0 | 0 | 0 | 6 | 16120-097-013980 | OSCAR E TRIPPE
38119 | Permanently Closed | 1989-06-15 | 1901-01-01 | 1989-06-15 | Petroleum | Unleaded gasoline | Unleaded gasoline | [7 empty] | 1901-01-01 | [15 empty] | UST Currently In Use: 0; UST Temp Close: 0; AST Currently In Use: 0; AST Temp Closed: 0 | 0 | 0 | 1 | 16121-129-013981 | LONE STAR INDUSTRIES INC
38120 | Temporary Closed | 2012-07-13 | 1975-01-01 |  | Petroleum | Unleaded gasoline | Unleaded gasoline | Retail | Steel | Steel | Field installed cathodic protection |  | Steel |  |  | Field installed cathodic protection | Catchment Basin, Single walled catchment basin | Flow Rest 90% Full | Flow Rest 90% Full |  |  | Statistical Inventory Reconciliation (SIR) | [8 empty] | UST Currently In Use: 0; UST Temp Close: 3; AST Currently In Use: 1; AST Temp Closed: 0 | 0 | 3 | 0 | 16122-007-001290 | PATRICIA MIMS, ESTATE OF FOY TILLERY
38121 | Temporary Closed | 2012-07-13 | 1975-01-01 |  | Petroleum | Unleaded gasoline | Unleaded gasoline | Retail | Steel | Steel | Field installed cathodic protection | Painted or None | Steel |  |  | Field installed cathodic protection | Catchment Basin, Single walled catchment basin | Flow Rest 90% Full | Flow Rest 90% Full |  |  | Statistical Inventory Reconciliation (SIR) | [8 empty] | UST Currently In Use: 0; UST Temp Close: 3; AST Currently In Use: 1; AST Temp Closed: 0 | 0 | 3 | 0 | 16122-007-001290 | PATRICIA MIMS, ESTATE OF FOY TILLERY
38122 | Temporary Closed | 2012-07-13 | 1976-01-01 |  | Petroleum | Unleaded gasoline | Unleaded gasoline | Retail | Steel | Steel | Field installed cathodic protection |  | Steel |  |  | Field installed cathodic protection | Catchment Basin, Single walled catchment basin | Flow Rest 90% Full | Flow Rest 90% Full |  |  | Statistical Inventory Reconciliation (SIR) | [8 empty] | UST Currently In Use: 0; UST Temp Close: 3; AST Currently In Use: 1; AST Temp Closed: 0 | 0 | 3 | 0 | 16122-007-001290 | PATRICIA MIMS, ESTATE OF FOY TILLERY
38125 | Permanently Closed | 1988-12-01 | 1969-01-01 | 1988-12-01 | Petroleum | Unleaded gasoline | Unleaded gasoline |  | Steel | Steel |  | Painted or None | Steel |  | 1901-01-01 | [15 empty] | UST Currently In Use: 0; UST Temp Close: 0; AST Currently In Use: 0; AST Temp Closed: 0 | 0 | 0 | 3 | 16124-013-001961 | RICHARD SCRUGGS
38126 | Permanently Closed | 1988-12-01 | 1957-01-01 | 1988-12-01 | Petroleum | Unleaded gasoline | Unleaded gasoline |  | Steel | Steel |  | Painted or None | Steel |  | 1901-01-01 | [15 empty] | UST Currently In Use: 0; UST Temp Close: 0; AST Currently In Use: 0; AST Temp Closed: 0 | 0 | 0 | 3 | 16124-013-001961 | RICHARD SCRUGGS
38127 | Permanently Closed | 1988-12-01 | 1957-01-01 | 1988-12-01 | Petroleum | Unleaded gasoline | Unleaded gasoline |  | Steel | Steel |  | Painted or None | Steel |  | 1901-01-01 | [15 empty] | UST Currently In Use: 0; UST Temp Close: 0; AST Currently In Use: 0; AST Temp Closed: 0 | 0 | 0 | 3 | 16124-013-001961 | RICHARD SCRUGGS
38128 | Permanently Closed | 1997-07-25 | 1973-01-01 | 1997-07-25 | Petroleum | Unleaded gasoline | Unleaded gasoline |  | Steel | Steel |  | Painted or None | Steel |  | 1901-01-01 | [15 empty] | UST Currently In Use: 0; UST Temp Close: 0; AST Currently In Use: 0; AST Temp Closed: 0 | 0 | 0 | 2 | 16125-081-011197 | LEWIS MANGRAM
38129 | Permanently Closed | 1997-07-25 | 1963-01-01 | 1997-07-25 | Petroleum | Unleaded gasoline | Unleaded gasoline |  | Steel | Steel |  | Painted or None | Steel |  | 1901-01-01 | [15 empty] | UST Currently In Use: 0; UST Temp Close: 0; AST Currently In Use: 0; AST Temp Closed: 0 | 0 | 0 | 2 | 16125-081-011197 | LEWIS MANGRAM
38130 | Permanently Closed | 2000-08-24 | 1976-01-01 | 2001-09-11 | Petroleum | Unleaded gasoline | Unleaded gasoline |  | Steel | Steel |  | Painted or None | Steel |  | 1901-01-01 | [15 empty] | UST Currently In Use: 0; UST Temp Close: 0; AST Currently In Use: 0; AST Temp Closed: 0 | 0 | 0 | 3 | 20858-123-011213 | PRIME HEALTHCARE CORPORATION
38131 | Permanently Closed | 2000-08-24 | 1976-01-01 | 2001-09-11 | Petroleum | Unleaded gasoline | Unleaded gasoline |  | Steel | Steel |  | Painted or None | Steel |  | 1901-01-01 | [15 empty] | UST Currently In Use: 0; UST Temp Close: 0; AST Currently In Use: 0; AST Temp Closed: 0 | 0 | 0 | 3 | 20858-123-011213 | PRIME HEALTHCARE CORPORATION
38132 | Permanently Closed | 2000-08-24 | 1976-01-01 | 2001-09-11 | Petroleum | Unleaded gasoline | Unleaded gasoline |  | Steel | Steel |  | Painted or None | Steel |  | 1901-01-01 | [15 empty] | UST Currently In Use: 0; UST Temp Close: 0; AST Currently In Use: 0; AST Temp Closed: 0 | 0 | 0 | 3 | 20858-123-011213 | PRIME HEALTHCARE CORPORATION
38133 | Permanently Closed | 2004-04-27 | 1988-01-01 | 2014-08-27 | Petroleum | Unleaded gasoline | Unleaded gasoline | Retail | Single Wall, Steel | Steel | Coated & cathodic protection (sti-P3) |  | Fiberglass reinforced plastic, Single Wall |  | 1901-01-01 |  | Catchment Basin, Single walled catchment basin | Flow Rest 90% Full | Flow Rest 90% Full | [11 empty] | UST Currently In Use: 0; UST Temp Close: 0; AST Currently In Use: 0; AST Temp Closed: 0 | 0 | 0 | 2 | 16127-033-013896 | TED LOWERY
38134 | Permanently Closed | 2004-04-27 | 1988-01-01 | 2014-08-27 | Petroleum | Premium gasoline | Premium gasoline | Retail | Single Wall, Steel | Steel | Coated & cathodic protection (sti-P3) |  | Fiberglass reinforced plastic, Single Wall |  | 1901-01-01 |  |  | Flow Rest 90% Full | Flow Rest 90% Full | [11 empty] | UST Currently In Use: 0; UST Temp Close: 0; AST Currently In Use: 0; AST Temp Closed: 0 | 0 | 0 | 2 | 16127-033-013896 | TED LOWERY
38135 | Permanently Closed | 1990-04-01 | 1983-01-01 | 1995-04-10 | Petroleum | Unleaded gasoline | Unleaded gasoline | Retail | Steel | Steel |  | Painted or None | Steel |  | 1901-01-01 | [15 empty] | UST Currently In Use: 0; UST Temp Close: 0; AST Currently In Use: 0; AST Temp Closed: 0 | 0 | 0 | 4 | 16128-065-012965 | ONEAL SMITHSON
38136 | Permanently Closed | 1990-04-01 | 1983-01-01 | 1995-04-10 | Petroleum | Unleaded gasoline | Unleaded gasoline |  | Steel | Steel |  | Painted or None | Steel |  | 1901-01-01 | [15 empty] | UST Currently In Use: 0; UST Temp Close: 0; AST Currently In Use: 0; AST Temp Closed: 0 | 0 | 0 | 4 | 16128-065-012965 | ONEAL SMITHSON
38137 | Permanently Closed | 1990-04-01 | 1983-01-01 | 1995-04-10 | Petroleum | Unleaded gasoline | Unleaded gasoline |  | Steel | Steel |  | Painted or None | Steel |  | 1901-01-01 | [15 empty] | UST Currently In Use: 0; UST Temp Close: 0; AST Currently In Use: 0; AST Temp Closed: 0 | 0 | 0 | 4 | 16128-065-012965 | ONEAL SMITHSON
38138 | Permanently Closed | 1901-01-01 | 1983-01-01 |  | Petroleum | Unleaded gasoline | Unleaded gasoline |  | Steel | Steel |  | Painted or None | Steel |  | 1901-01-01 | [15 empty] | UST Currently In Use: 0; UST Temp Close: 0; AST Currently In Use: 0; AST Temp Closed: 0 | 0 | 0 | 4 | 16128-065-012965 | ONEAL SMITHSON
38139 | Permanently Closed | 1994-04-26 | 1977-01-01 | 1994-04-26 | Petroleum | Unleaded gasoline | Unleaded gasoline |  | Steel | Steel |  | Painted or None | Steel |  | 1901-01-01 | [15 empty] | UST Currently In Use: 0; UST Temp Close: 0; AST Currently In Use: 1; AST Temp Closed: 0 | 0 | 0 | 2 | 16129-073-006364 | JOHNNY LYNN
38140 | Permanently Closed | 1994-04-26 | 1977-01-01 | 1994-04-26 | Petroleum | On road diesel | On road diesel |  | Steel | Steel |  | Painted or None | Steel |  | 1901-01-01 | [15 empty] | UST Currently In Use: 0; UST Temp Close: 0; AST Currently In Use: 1; AST Temp Closed: 0 | 0 | 0 | 2 | 16129-073-006364 | JOHNNY LYNN
38141 | Permanently Closed | 1989-11-10 | 1979-01-01 | 1989-11-10 | Petroleum | On road diesel | On road diesel |  | Steel | Steel |  | Painted or None | Steel |  | 1901-01-01 | [15 empty] | UST Currently In Use: 0; UST Temp Close: 0; AST Currently In Use: 0; AST Temp Closed: 0 | 0 | 0 | 2 | 16130-073-014002 | HARVEY RAGLAND CO INC
38142 | Permanently Closed | 1989-11-10 | 1979-01-01 | 1989-11-10 | Petroleum | Unleaded gasoline | Unleaded gasoline |  | Steel | Steel |  | Painted or None | Steel |  | 1901-01-01 | [15 empty] | UST Currently In Use: 0; UST Temp Close: 0; AST Currently In Use: 0; AST Temp Closed: 0 | 0 | 0 | 2 | 16130-073-014002 | HARVEY RAGLAND CO INC
38143 | Retired | 1986-01-01 | 1981-01-01 |  | Petroleum | Unleaded gasoline | Unleaded gasoline |  | Steel | Steel | Coated & cathodic protection (sti-P3) |  | Steel |  | 1901-01-01 | [15 empty] | UST Currently In Use: 0; UST Temp Close: 0; AST Currently In Use: 0; AST Temp Closed: 0 | 0 | 0 | 0 | 16131-019-007568 | H & L MOTORS INC
38144 | Retired | 1986-01-01 | 1981-01-01 |  | Petroleum | Unleaded gasoline | Unleaded gasoline |  | Steel | Steel | Coated & cathodic protection (sti-P3) |  | Steel |  | 1901-01-01 | [15 empty] | UST Currently In Use: 0; UST Temp Close: 0; AST Currently In Use: 0; AST Temp Closed: 0 | 0 | 0 | 0 | 16131-019-007568 | H & L MOTORS INC
38145 | Retired | 1986-01-01 | 1981-01-01 |  | Petroleum | Unleaded gasoline | Unleaded gasoline |  | Steel | Steel | Coated & cathodic protection (sti-P3) |  | Steel |  | 1901-01-01 | [15 empty] | UST Currently In Use: 0; UST Temp Close: 0; AST Currently In Use: 0; AST Temp Closed: 0 | 0 | 0 | 0 | 16131-019-007568 | H & L MOTORS INC
38146 | Permanently Closed | 1990-10-04 | 1974-01-01 | 1990-10-04 | Petroleum | On road diesel | On road diesel |  | Steel | Steel |  | Painted or None | Steel |  | 1901-01-01 | [15 empty] | UST Currently In Use: 0; UST Temp Close: 0; AST Currently In Use: 0; AST Temp Closed: 0 | 0 | 0 | 1 | 16132-003-007500 | GOLD KIST INC - AGRI-MARKETING
38147 | Permanently Closed | 1986-10-01 | 1963-01-01 | 1986-10-01 | Petroleum | On road diesel | On road diesel |  | Steel | Steel |  | Painted or None | Steel |  | 1901-01-01 | [15 empty] | UST Currently In Use: 0; UST Temp Close: 0; AST Currently In Use: 0; AST Temp Closed: 0 | 0 | 0 | 1 | 16132-043-007495 | GOLD KIST INC - AGRI-MARKETING
38148 | Permanently Closed | 1977-06-01 | 1963-01-01 | 1990-10-04 | Petroleum | Unleaded gasoline | Unleaded gasoline |  | Steel | Steel |  | Painted or None | Steel |  | 1901-01-01 | [15 empty] | UST Currently In Use: 0; UST Temp Close: 0; AST Currently In Use: 0; AST Temp Closed: 0 | 0 | 0 | 1 | 16132-061-007496 | GOLD KIST INC - AGRI-MARKETING
38149 | Permanently Closed | 1990-11-21 | 1977-01-01 | 1990-11-21 | Petroleum | On road diesel | On road diesel |  | Steel | Steel |  | Painted or None | Steel |  | 1901-01-01 | [15 empty] | UST Currently In Use: 0; UST Temp Close: 0; AST Currently In Use: 0; AST Temp Closed: 0 | 0 | 0 | 2 | 21225-095-007497 | SOUTHERN STATES COOPERATIVE
38150 | Permanently Closed | 1988-07-01 | 1955-01-01 | 1988-07-01 | Petroleum | Other, OTHER | Other |  | Steel | Steel |  | Painted or None | Steel |  | 1901-01-01 | [15 empty] | UST Currently In Use: 0; UST Temp Close: 0; AST Currently In Use: 0; AST Temp Closed: 0 | 0 | 0 | 2 | 21225-095-007497 | SOUTHERN STATES COOPERATIVE
38151 | Permanently Closed | 1980-08-01 | 1975-01-01 | 1990-01-29 | Petroleum | Unleaded gasoline | Unleaded gasoline |  | Steel | Steel |  | Painted or None | Steel |  | 1901-01-01 | [15 empty] | UST Currently In Use: 0; UST Temp Close: 0; AST Currently In Use: 0; AST Temp Closed: 0 | 0 | 0 | 1 | 22511-109-007494 | WILFUL STORAGE COMPANY
38152 | Permanently Closed | 1990-10-09 | 1963-01-01 | 1990-10-09 | Petroleum | Unleaded gasoline | Unleaded gasoline |  | Steel | Steel |  | Painted or None | Steel |  | 1901-01-01 | [15 empty] | UST Currently In Use: 0; UST Temp Close: 0; AST Currently In Use: 0; AST Temp Closed: 0 | 0 | 0 | 1 | 16132-127-007498 | GOLD KIST INC - AGRI-MARKETING
38153 | Permanently Closed | 1988-10-05 | 1977-01-01 | 1988-10-05 | Petroleum | Unleaded gasoline | Unleaded gasoline |  | Steel | Steel |  | Painted or None | Steel |  | 1901-01-01 | [15 empty] | UST Currently In Use: 0; UST Temp Close: 0; AST Currently In Use: 0; AST Temp Closed: 0 | 0 | 0 | 1 | 16133-057-006359 | FRED P. KILLINGSWORTH
38154 |  | 1988-12-25 | 1977-01-01 |  | Petroleum | Unleaded gasoline | Unleaded gasoline |  | Steel | Steel |  | Painted or None | Steel |  | 1901-01-01 | [15 empty] | UST Currently In Use: 0; UST Temp Close: 0; AST Currently In Use: 0; AST Temp Closed: 0 | 0 | 0 | 1 | 16133-057-006359 | FRED P. KILLINGSWORTH
38155 | Retired | 1986-01-01 | 1970-01-01 |  | Petroleum | Unleaded gasoline | Unleaded gasoline |  | Steel | Steel |  | Painted or None | Steel |  | 1901-01-01 | [15 empty] | UST Currently In Use: 0; UST Temp Close: 0; AST Currently In Use: 0; AST Temp Closed: 0 | 0 | 0 | 0 | 17634-013-010558 | ERNEST L SMITH
38156 | Retired | 1986-01-01 | 1970-01-01 |  | Petroleum | Unleaded gasoline | Unleaded gasoline |  | Steel | Steel |  | Painted or None | Steel |  | 1901-01-01 | [15 empty] | UST Currently In Use: 0; UST Temp Close: 0; AST Currently In Use: 0; AST Temp Closed: 0 | 0 | 0 | 0 | 17634-013-010558 | ERNEST L SMITH
38157 | Permanently Closed | 1991-12-11 | 1974-01-01 | 1991-12-11 | Petroleum | Unleaded gasoline | Unleaded gasoline |  | Steel | Steel |  |  | Steel |  | 1901-01-01 | [15 empty] | UST Currently In Use: 0; UST Temp Close: 0; AST Currently In Use: 0; AST Temp Closed: 0 | 0 | 0 | 3 | 16135-119-012951 | R M RITTENBERRY
38158 | Permanently Closed | 1991-12-11 | 1974-01-01 | 1991-12-11 | Petroleum | Unleaded gasoline | Unleaded gasoline |  | Steel | Steel |  |  | Steel |  | 1901-01-01 | [15 empty] | UST Currently In Use: 0; UST Temp Close: 0; AST Currently In Use: 0; AST Temp Closed: 0 | 0 | 0 | 3 | 16135-119-012951 | R M RITTENBERRY
38159 | Permanently Closed | 1998-11-30 | 1986-01-01 | 1999-09-09 | Petroleum | Unleaded gasoline | Unleaded gasoline |  | Steel | Steel |  |  | Steel |  | 1901-01-01 | [15 empty] | UST Currently In Use: 0; UST Temp Close: 0; AST Currently In Use: 0; AST Temp Closed: 0 | 0 | 0 | 3 | 16135-119-012951 | R M RITTENBERRY
38160 | Retired | 1988-12-22 | 1968-01-01 |  | Petroleum | Unleaded gasoline | Unleaded gasoline |  | Steel | Steel |  |  | Steel |  | 1901-01-01 | [15 empty] | UST Currently In Use: 0; UST Temp Close: 0; AST Currently In Use: 0; AST Temp Closed: 0 | 0 | 0 | 0 | 16136-119-012950 | CHARLES CROSS
38161 | Retired | 1988-12-22 | 1968-01-01 |  | Petroleum | Unleaded gasoline | Unleaded gasoline |  | Steel | Steel |  |  | Steel |  | 1901-01-01 | [15 empty] | UST Currently In Use: 0; UST Temp Close: 0; AST Currently In Use: 0; AST Temp Closed: 0 | 0 | 0 | 0 | 16136-119-012950 | CHARLES CROSS
38162 | Permanently Closed | 1988-01-01 | 1954-01-01 | 1988-01-01 | Petroleum | On road diesel | On road diesel |  | Steel | Steel |  |  | Steel |  | 1901-01-01 | [15 empty] | UST Currently In Use: 0; UST Temp Close: 0; AST Currently In Use: 0; AST Temp Closed: 0 | 0 | 0 | 1 | 16137-109-001935 | C F ROLING AND JAMES KOHN
38163 | Permanently Closed | 1997-01-01 | 1984-01-01 | 1998-07-20 | Petroleum | On road diesel | On road diesel |  | Steel | Steel | Other, STIP-3 |  | Steel |  | 1901-01-01 | Field installed cathodic protection | [14 empty] | UST Currently In Use: 0; UST Temp Close: 0; AST Currently In Use: 0; AST Temp Closed: 0 | 0 | 0 | 2 | 16138-117-013196 | HORTON PLUMBING
38164 | Permanently Closed | 1997-01-01 | 1984-01-01 | 1998-07-20 | Petroleum | Unleaded gasoline | Unleaded gasoline |  | Steel | Steel | Other, STIP-3 |  | Steel |  | 1901-01-01 | Field installed cathodic protection | [14 empty] | UST Currently In Use: 0; UST Temp Close: 0; AST Currently In Use: 0; AST Temp Closed: 0 | 0 | 0 | 2 | 16138-117-013196 | HORTON PLUMBING
38165 | Retired | 1988-08-08 | 1971-01-01 |  | Petroleum | Unleaded gasoline | Unleaded gasoline |  | Steel | Steel |  | Painted or None | Steel |  | 1901-01-01 | [15 empty] | UST Currently In Use: 0; UST Temp Close: 0; AST Currently In Use: 0; AST Temp Closed: 0 | 0 | 0 | 0 | 16140-117-007089 | CRAWFORD SERVICE STA
38166 | Retired | 1988-08-08 | 1971-01-01 |  | Petroleum | Unleaded gasoline | Unleaded gasoline |  | Steel | Steel |  | Painted or None | Steel |  | 1901-01-01 | [15 empty] | UST Currently In Use: 0; UST Temp Close: 0; AST Currently In Use: 0; AST Temp Closed: 0 | 0 | 0 | 0 | 16140-117-007089 | CRAWFORD SERVICE STA
38169 | Permanently Closed | 1901-01-01 | 1970-01-01 | 1988-10-27 | Petroleum | Unleaded gasoline | Unleaded gasoline |  | Steel | Steel |  | Painted or None | Steel |  | 1901-01-01 | [15 empty] | UST Currently In Use: 0; UST Temp Close: 0; AST Currently In Use: 0; AST Temp Closed: 0 | 0 | 0 | 5 | 16142-117-007091 | ROSCO PICKETT
38170 | Permanently Closed | 1901-01-01 | 1970-01-01 | 1988-10-27 | Petroleum | Unleaded gasoline | Unleaded gasoline |  | Steel | Steel |  | Painted or None | Steel |  | 1901-01-01 | [15 empty] | UST Currently In Use: 0; UST Temp Close: 0; AST Currently In Use: 0; AST Temp Closed: 0 | 0 | 0 | 5 | 16142-117-007091 | ROSCO PICKETT
38171 | Permanently Closed | 1901-01-01 | 1970-01-01 | 1988-10-27 | Petroleum | Unleaded gasoline | Unleaded gasoline |  | Steel | Steel |  | Painted or None | Steel |  | 1901-01-01 | [15 empty] | UST Currently In Use: 0; UST Temp Close: 0; AST Currently In Use: 0; AST Temp Closed: 0 | 0 | 0 | 5 | 16142-117-007091 | ROSCO PICKETT
38172 | Permanently Closed | 1901-01-01 | 1983-01-01 | 1988-04-01 | Petroleum | Unleaded gasoline | Unleaded gasoline |  | Steel | Steel | Coated & cathodic protection (sti-P3) |  | Steel |  | 1901-01-01 | Field installed cathodic protection | [14 empty] | UST Currently In Use: 0; UST Temp Close: 0; AST Currently In Use: 0; AST Temp Closed: 0 | 0 | 0 | 5 | 16142-117-007091 | ROSCO PICKETT
38173 | Permanently Closed | 1901-01-01 | 1983-01-01 | 1988-04-01 | Petroleum | Unleaded gasoline | Unleaded gasoline |  | Steel | Steel | Coated & cathodic protection (sti-P3) |  | Steel |  | 1901-01-01 | Field installed cathodic protection | [14 empty] | UST Currently In Use: 0; UST Temp Close: 0; AST Currently In Use: 0; AST Temp Closed: 0 | 0 | 0 | 5 | 16142-117-007091 | ROSCO PICKETT
38174 | Currently in Use |  | 1978-01-01 |  | Petroleum | Unleaded gasoline | Unleaded gasoline | Retail | Steel | Steel | Field installed cathodic protection |  | Steel |  |  | Field installed cathodic protection | Catchment Basin, Single walled catchment basin | Flow Rest 90% Full | Flow Rest 90% Full |  |  | Statistical Inventory Reconciliation (SIR) | [8 empty] | UST Currently In Use: 2; UST Temp Close: 0; AST Currently In Use: 0; AST Temp Closed: 0 | 2 | 0 | 0 | 25559-117-007078 | LANDING MONDRAGON INC
38175 | Currently in Use |  | 1978-01-01 |  | Petroleum | Unleaded gasoline | Unleaded gasoline | Retail | Steel | Steel | Field installed cathodic protection |  | Steel |  |  | Field installed cathodic protection | Catchment Basin, Single walled catchment basin | Flow Rest 90% Full | Flow Rest 90% Full |  |  | Statistical Inventory Reconciliation (SIR) | [8 empty] | UST Currently In Use: 2; UST Temp Close: 0; AST Currently In Use: 0; AST Temp Closed: 0 | 2 | 0 | 0 | 25559-117-007078 | LANDING MONDRAGON INC
38176 | Permanently Closed | 1995-09-01 | 1901-01-01 | 1995-09-09 | Petroleum | Unleaded gasoline | Unleaded gasoline |  | Steel | Steel |  | Painted or None | Steel |  | 1901-01-01 | [15 empty] | UST Currently In Use: 0; UST Temp Close: 0; AST Currently In Use: 0; AST Temp Closed: 0 | 0 | 0 | 3 | 16146-127-013432 | WARREN SHELL SERVICE
38177 | Permanently Closed | 1995-09-01 | 1901-01-01 | 1995-09-09 | Petroleum | Unleaded gasoline | Unleaded gasoline |  | Steel | Steel |  | Painted or None | Steel |  | 1901-01-01 | [15 empty] | UST Currently In Use: 0; UST Temp Close: 0; AST Currently In Use: 0; AST Temp Closed: 0 | 0 | 0 | 3 | 16146-127-013432 | WARREN SHELL SERVICE
38178 | Permanently Closed | 1995-09-01 | 1901-01-01 | 1995-09-09 | Petroleum | Unleaded gasoline | Unleaded gasoline |  | Steel | Steel |  | Painted or None | Steel |  | 1901-01-01 | [15 empty] | UST Currently In Use: 0; UST Temp Close: 0; AST Currently In Use: 0; AST Temp Closed: 0 | 0 | 0 | 3 | 16146-127-013432 | WARREN SHELL SERVICE
38179 | Permanently Closed | 1901-01-01 | 1981-01-01 | 1989-09-28 | Petroleum | Unleaded gasoline | Unleaded gasoline | State/federal government | Steel | Steel |  | Painted or None |  |  | 1901-01-01 | [15 empty] | UST Currently In Use: 0; UST Temp Close: 0; AST Currently In Use: 0; AST Temp Closed: 0 | 0 | 0 | 1 | 16147-125-013897 | US BUREAU OF MINES
38180 | Permanently Closed | 1990-02-22 | 1986-01-01 | 1990-02-22 | Petroleum | On road diesel | On road diesel |  | Fiberglass reinforced plastic, Single Wall | Single Wall |  |  | Double Wall, Fiberglass reinforced plastic |  | 1901-01-01 |  |  | Audible high level alarm At 90% full, Automatic shutoff device At 95% full | Automatic shutoff device At 95% full |  |  | Automatic Tank Gauge | [8 empty] | UST Currently In Use: 1; UST Temp Close: 0; AST Currently In Use: 0; AST Temp Closed: 0 | 1 | 0 | 1 | 12169-073-013898 | COGENT FIBER LLC
38181 | Currently in Use |  | 1990-03-08 |  | Petroleum | On road diesel | On road diesel | Emergency Power Generator | Fiberglass reinforced plastic | Fiberglass reinforced plastic |  |  | Double Wall, Fiberglass reinforced plastic |  | 1901-01-01 |  | Catchment Basin, Single walled catchment basin | Audible high level alarm At 90% full, Automatic shutoff device At 95% full, Flow Rest 90% Full | Flow Rest 90% Full |  |  | Automatic Tank Gauge |  | Containment Sump | Containment Sump | Interstitial Monitoring within Secondary Containment | SENSOR TO ATG | Continuous alarm system | Continuous alarm system |  | UST Currently In Use: 1; UST Temp Close: 0; AST Currently In Use: 0; AST Temp Closed: 0 | 1 | 0 | 1 | 12169-073-013898 | COGENT FIBER LLC
38185 | Permanently Closed | 1996-03-01 | 1981-01-01 | 1996-03-27 | Petroleum | On road diesel | On road diesel | Industrial | Steel | Steel |  | Painted or None | Steel |  | 1901-01-01 | [15 empty] | UST Currently In Use: 0; UST Temp Close: 0; AST Currently In Use: 0; AST Temp Closed: 0 | 0 | 0 | 1 | 16150-073-014009 | GAYLE SUPPLY CO INC
38187 | Retired | 1988-12-22 | 1973-01-01 |  | Petroleum | Unleaded gasoline | Unleaded gasoline |  | Steel | Steel |  | Painted or None | Steel |  | 1901-01-01 | [15 empty] | UST Currently In Use: 0; UST Temp Close: 0; AST Currently In Use: 0; AST Temp Closed: 0 | 0 | 0 | 0 | 16152-113-005017 | FRANDER AND FRANDER MOBILE HOMES
38188 | Retired | 1988-12-22 | 1973-01-01 |  | Petroleum | Unleaded gasoline | Unleaded gasoline |  | Steel | Steel |  | Painted or None | Steel |  | 1901-01-01 | [15 empty] | UST Currently In Use: 0; UST Temp Close: 0; AST Currently In Use: 0; AST Temp Closed: 0 | 0 | 0 | 0 | 16152-113-005017 | FRANDER AND FRANDER MOBILE HOMES
38189 | Retired | 1988-12-22 | 1982-01-01 |  | Petroleum | On road diesel | On road diesel |  | Steel | Steel |  | Painted or None | Steel |  | 1901-01-01 | [15 empty] | UST Currently In Use: 0; UST Temp Close: 0; AST Currently In Use: 0; AST Temp Closed: 0 | 0 | 0 | 0 | 16152-113-005017 | FRANDER AND FRANDER MOBILE HOMES
38190 | Retired | 1988-12-22 | 1973-01-01 |  | Petroleum | Unleaded gasoline | Unleaded gasoline |  | Steel | Steel |  | Painted or None | Steel |  | 1901-01-01 | [15 empty] | UST Currently In Use: 0; UST Temp Close: 0; AST Currently In Use: 0; AST Temp Closed: 0 | 0 | 0 | 0 | 16152-113-005017 | FRANDER AND FRANDER MOBILE HOMES
38191 | Retired | 1988-12-22 | 1973-01-01 |  | Petroleum | On road diesel | On road diesel |  | Steel | Steel |  | Painted or None | Steel |  | 1901-01-01 | [15 empty] | UST Currently In Use: 0; UST Temp Close: 0; AST Currently In Use: 0; AST Temp Closed: 0 | 0 | 0 | 0 | 16152-113-005017 | FRANDER AND FRANDER MOBILE HOMES
38192 | Permanently Closed | 1989-12-05 | 1973-01-01 | 1989-12-05 | Petroleum | Unleaded gasoline | Unleaded gasoline |  | Steel | Steel |  | Painted or None | Steel |  | 1901-01-01 | [15 empty] | UST Currently In Use: 0; UST Temp Close: 0; AST Currently In Use: 0; AST Temp Closed: 0 | 0 | 0 | 2 | 16153-107-014013 | H K SIMPSON
38193 | Permanently Closed | 1989-12-05 | 1973-01-01 | 1989-12-05 | Petroleum | Unleaded gasoline | Unleaded gasoline |  | Steel | Steel |  | Painted or None | Steel |  | 1901-01-01 | [15 empty] | UST Currently In Use: 0; UST Temp Close: 0; AST Currently In Use: 0; AST Temp Closed: 0 | 0 | 0 | 2 | 16153-107-014013 | H K SIMPSON
38194 | Retired | 1984-01-01 | 1973-01-01 |  | Petroleum | On road diesel | On road diesel | Industrial | Steel | Steel |  | Painted or None | Steel |  | 1901-01-01 | [15 empty] | UST Currently In Use: 0; UST Temp Close: 0; AST Currently In Use: 0; AST Temp Closed: 0 | 0 | 0 | 0 | 16154-055-001351 | GARY WASHBURN
38195 | Retired | 1984-01-01 | 1973-01-01 |  | Petroleum | On road diesel | On road diesel | [7 empty] | 1901-01-01 | [15 empty] | UST Currently In Use: 0; UST Temp Close: 0; AST Currently In Use: 0; AST Temp Closed: 0 | 0 | 0 | 0 | 16154-055-014014 | GARY WASHBURN
38196 | Permanently Closed | 1985-07-01 | 1969-01-01 | 1991-12-06 | Petroleum | Unleaded gasoline | Unleaded gasoline | Retail | Steel | Steel |  | Painted or None | Steel |  | 1901-01-01 | [15 empty] | UST Currently In Use: 0; UST Temp Close: 0; AST Currently In Use: 0; AST Temp Closed: 0 | 0 | 0 | 3 | 16155-069-011612 | JAMES E FOGG
38197 | Permanently Closed | 1985-07-01 | 1969-01-01 | 1991-12-06 | Petroleum | Unleaded gasoline | Unleaded gasoline | Retail | Steel | Steel |  | Painted or None | Steel |  | 1901-01-01 | [15 empty] | UST Currently In Use: 0; UST Temp Close: 0; AST Currently In Use: 0; AST Temp Closed: 0 | 0 | 0 | 3 | 16155-069-011612 | JAMES E FOGG
38198 | Permanently Closed | 1985-07-01 | 1969-01-01 | 1991-12-06 | Petroleum | Unleaded gasoline | Unleaded gasoline | Retail | Steel | Steel |  | Painted or None | Steel |  | 1901-01-01 | [15 empty] | UST Currently In Use: 0; UST Temp Close: 0; AST Currently In Use: 0; AST Temp Closed: 0 | 0 | 0 | 3 | 16155-069-011612 | JAMES E FOGG
38199 | Permanently Closed | 1989-01-01 | 1981-01-01 | 1989-06-12 | Petroleum | Unleaded gasoline | Unleaded gasoline |  | Steel | Steel |  |  | Steel |  | 1901-01-01 | [15 empty] | UST Currently In Use: 0; UST Temp Close: 0; AST Currently In Use: 0; AST Temp Closed: 0 | 0 | 0 | 1 | 16156-003-014016 | INTERNATIONAL PAPER CO
38200 | Permanently Closed | 1989-01-01 | 1986-01-01 | 1989-06-12 | Petroleum | On road diesel | On road diesel |  | Steel | Steel |  |  |  |  | 1901-01-01 | [15 empty] | UST Currently In Use: 0; UST Temp Close: 0; AST Currently In Use: 0; AST Temp Closed: 0 | 0 | 0 | 4 | 16156-003-014017 | INTERNATIONAL PAPER CO
38201 | Permanently Closed | 1989-01-01 | 1986-01-01 | 1989-06-12 | Petroleum | Unleaded gasoline | Unleaded gasoline |  | Steel | Steel |  |  |  |  | 1901-01-01 | [15 empty] | UST Currently In Use: 0; UST Temp Close: 0; AST Currently In Use: 0; AST Temp Closed: 0 | 0 | 0 | 4 | 16156-003-014017 | INTERNATIONAL PAPER CO
38202 | Permanently Closed | 1989-01-01 | 1981-01-01 | 1989-06-12 | Petroleum | Unleaded gasoline | Unleaded gasoline |  | Steel | Steel |  |  |  |  | 1901-01-01 | [15 empty] | UST Currently In Use: 0; UST Temp Close: 0; AST Currently In Use: 0; AST Temp Closed: 0 | 0 | 0 | 4 | 16156-003-014017 | INTERNATIONAL PAPER CO
38203 | Permanently Closed | 1989-01-01 | 1909-01-01 | 1989-06-12 | Petroleum | On road diesel | On road diesel |  | Steel | Steel |  |  |  |  | 1901-01-01 | [15 empty] | UST Currently In Use: 0; UST Temp Close: 0; AST Currently In Use: 0; AST Temp Closed: 0 | 0 | 0 | 4 | 16156-003-014017 | INTERNATIONAL PAPER CO
38204 | Permanently Closed | 1986-12-01 | 1901-01-01 |  | Petroleum | Other, X | Other |  | Steel | Steel |  |  | Other, NONE |  | 1901-01-01 | [15 empty] | UST Currently In Use: 0; UST Temp Close: 0; AST Currently In Use: 0; AST Temp Closed: 0 | 0 | 0 | 1 | 16157-073-014018 | ELECTRICAL EQUIPMENT INC
38205 | Currently in Use |  | 1979-01-01 |  | Petroleum | Premium gasoline | Premium gasoline | Retail | Single Wall, Steel | Steel | Field installed cathodic protection, Interior lined (not allowed as a standalone method of corrosion protection) |  | Double Wall, Steel |  |  | Isolated or Above Ground | Catchment Basin, Single walled catchment basin | Automatic shutoff device At 95% full | Automatic shutoff device At 95% full |  |  | Continuous Automatic Tank Gauge |  | Automatic shutoff device (AELLD) | Automatic shutoff device (AELLD) | [5 empty] | UST Currently In Use: 2; UST Temp Close: 0; AST Currently In Use: 0; AST Temp Closed: 0 | 2 | 0 | 0 | 22441-089-013028 | JATINDER PAL SINGH
38206 | Currently in Use |  | 1979-01-01 |  | Petroleum | Unleaded gasoline | Unleaded gasoline | Retail | Single Wall, Steel | Steel | Field installed cathodic protection, Interior lined (not allowed as a standalone method of corrosion protection) |  | Double Wall, Steel |  |  | Isolated or Above Ground | Catchment Basin, Single walled catchment basin | Automatic shutoff device At 95% full | Automatic shutoff device At 95% full |  |  | Continuous Automatic Tank Gauge |  | Automatic shutoff device (AELLD) | Automatic shutoff device (AELLD) | [5 empty] | UST Currently In Use: 2; UST Temp Close: 0; AST Currently In Use: 0; AST Temp Closed: 0 | 2 | 0 | 0 | 22441-089-013028 | JATINDER PAL SINGH
38207 | Permanently Closed | 1989-11-14 | 1901-01-01 | 1989-11-14 | Petroleum | Unleaded gasoline | Unleaded gasoline |  | Steel | Steel |  |  | Fiberglass reinforced plastic |  | 1901-01-01 | [15 empty] | UST Currently In Use: 0; UST Temp Close: 0; AST Currently In Use: 0; AST Temp Closed: 0 | 0 | 0 | 3 | 16159-073-014020 | WHITSON COAL & COKE CO INC
38208 | Permanently Closed | 1989-11-14 | 1901-01-01 | 1989-11-14 | Petroleum | Unleaded gasoline | Unleaded gasoline |  | Steel | Steel |  |  | Fiberglass reinforced plastic |  | 1901-01-01 | [15 empty] | UST Currently In Use: 0; UST Temp Close: 0; AST Currently In Use: 0; AST Temp Closed: 0 | 0 | 0 | 3 | 16159-073-014020 | WHITSON COAL & COKE CO INC
38209 | Permanently Closed | 1989-11-14 | 1981-01-01 | 1989-11-14 | Petroleum | On road diesel | On road diesel |  | Steel | Steel |  |  | Fiberglass reinforced plastic |  | 1901-01-01 | [15 empty] | UST Currently In Use: 0; UST Temp Close: 0; AST Currently In Use: 0; AST Temp Closed: 0 | 0 | 0 | 3 | 16159-073-014020 | WHITSON COAL & COKE CO INC
38210 | Permanently Closed | 1998-12-17 | 1987-01-01 | 1998-12-17 | Petroleum | Unleaded gasoline | Unleaded gasoline |  | Steel | Steel | Coated & cathodic protection (sti-P3) |  | Steel |  | 1901-01-01 | [6 empty] | Statistical Inventory Reconciliation (SIR) | [8 empty] | UST Currently In Use: 0; UST Temp Close: 0; AST Currently In Use: 0; AST Temp Closed: 0 | 0 | 0 | 1 | 16160-043-014021 | WALDRIP AND BLOCHER CO INC
38211 | Cannot Locate or abandoned | 2000-01-01 | 1985-01-01 |  | Petroleum | Premium gasoline | Premium gasoline | Retail | Single Wall, Steel | Steel | Field installed cathodic protection | Painted or None | Single Wall, Steel |  | 1901-01-01 | Field installed cathodic protection | Catchment Basin, Single walled catchment basin | Automatic shutoff device At 95% full | Automatic shutoff device At 95% full |  |  | Statistical Inventory Reconciliation (SIR) | [8 empty] | UST Currently In Use: 0; UST Temp Close: 0; AST Currently In Use: 0; AST Temp Closed: 0 | 0 | 0 | 0 | 25032-095-014022 | LEE BRYANT
38212 | Cannot Locate or abandoned | 2000-01-01 | 1985-01-01 |  | Petroleum | On road diesel | On road diesel | Retail | Single Wall, Steel | Steel | Field installed cathodic protection | Painted or None | Single Wall, Steel |  | 1901-01-01 | Field installed cathodic protection | Catchment Basin, Single walled catchment basin | Automatic shutoff device At 95% full | Automatic shutoff device At 95% full |  |  | Statistical Inventory Reconciliation (SIR) | [8 empty] | UST Currently In Use: 0; UST Temp Close: 0; AST Currently In Use: 0; AST Temp Closed: 0 | 0 | 0 | 0 | 25032-095-014022 | LEE BRYANT
38213 | Cannot Locate or abandoned | 2000-01-01 | 1985-01-01 |  | Petroleum | Unleaded gasoline | Unleaded gasoline | Retail | Single Wall, Steel | Steel | Field installed cathodic protection | Painted or None | Single Wall, Steel |  | 1901-01-01 | Field installed cathodic protection | Catchment Basin, Single walled catchment basin | Automatic shutoff device At 95% full | Automatic shutoff device At 95% full |  |  | Statistical Inventory Reconciliation (SIR) | [8 empty] | UST Currently In Use: 0; UST Temp Close: 0; AST Currently In Use: 0; AST Temp Closed: 0 | 0 | 0 | 0 | 25032-095-014022 | LEE BRYANT
38214 | Cannot Locate or abandoned | 2000-01-01 | 1985-01-01 |  | Petroleum | Mid-grade gasoline | Mid-grade gasoline | Retail | Single Wall, Steel | Steel | Field installed cathodic protection | Painted or None | Single Wall, Steel |  | 1901-01-01 | Field installed cathodic protection | Catchment Basin, Single walled catchment basin | Automatic shutoff device At 95% full | Automatic shutoff device At 95% full |  |  | Statistical Inventory Reconciliation (SIR) | [8 empty] | UST Currently In Use: 0; UST Temp Close: 0; AST Currently In Use: 0; AST Temp Closed: 0 | 0 | 0 | 0 | 25032-095-014022 | LEE BRYANT
38215 | Permanently Closed | 1997-02-05 | 1988-01-01 | 1997-02-05 | Petroleum | Other, NEW OIL | Other |  | Steel | Steel |  |  |  |  | 1901-01-01 | [15 empty] | UST Currently In Use: 0; UST Temp Close: 0; AST Currently In Use: 0; AST Temp Closed: 0 | 0 | 0 | 2 | 16162-089-014023 | W SIDE HYUNDAI
38216 | Permanently Closed | 1997-02-05 | 1988-01-01 | 1997-02-05 | Petroleum | Used oil | Used oil |  | Steel | Steel |  |  |  |  | 1901-01-01 | [15 empty] | UST Currently In Use: 0; UST Temp Close: 0; AST Currently In Use: 0; AST Temp Closed: 0 | 0 | 0 | 2 | 16162-089-014023 | W SIDE HYUNDAI
38217 | Permanently Closed | 1994-06-01 | 1989-01-01 | 1994-12-27 | Petroleum | Unleaded gasoline | Unleaded gasoline |  | Steel | Steel | Coated & cathodic protection (sti-P3) |  |  |  | 1901-01-01 | Field installed cathodic protection | [14 empty] | UST Currently In Use: 0; UST Temp Close: 0; AST Currently In Use: 0; AST Temp Closed: 0 | 0 | 0 | 2 | 16163-059-014024 | WILLIAM GREEN
38218 | Permanently Closed | 1994-06-01 | 1989-01-01 | 1994-12-27 | Petroleum | Unleaded gasoline | Unleaded gasoline |  | Steel | Steel | Coated & cathodic protection (sti-P3) |  |  |  | 1901-01-01 | Field installed cathodic protection | [14 empty] | UST Currently In Use: 0; UST Temp Close: 0; AST Currently In Use: 0; AST Temp Closed: 0 | 0 | 0 | 2 | 16163-059-014024 | WILLIAM GREEN
38219 | Permanently Closed | 1993-09-17 | 1968-01-01 | 1993-09-17 | Petroleum | Unleaded gasoline | Unleaded gasoline |  | Steel | Steel |  | Painted or None | Steel |  | 1901-01-01 | [15 empty] | UST Currently In Use: 0; UST Temp Close: 0; AST Currently In Use: 0; AST Temp Closed: 0 | 0 | 0 | 4 | 16164-033-014025 | ALBERT WALKER ISBELL
38220 | Permanently Closed | 1993-09-17 | 1968-01-01 | 1993-09-17 | Petroleum | Unleaded gasoline | Unleaded gasoline |  | Steel | Steel |  | Painted or None | Steel |  | 1901-01-01 | [15 empty] | UST Currently In Use: 0; UST Temp Close: 0; AST Currently In Use: 0; AST Temp Closed: 0 | 0 | 0 | 4 | 16164-033-014025 | ALBERT WALKER ISBELL
38221 | Permanently Closed | 1993-09-17 | 1968-01-01 | 1993-09-17 | Petroleum | Unleaded gasoline | Unleaded gasoline |  | Steel | Steel |  | Painted or None | Steel |  | 1901-01-01 | [15 empty] | UST Currently In Use: 0; UST Temp Close: 0; AST Currently In Use: 0; AST Temp Closed: 0 | 0 | 0 | 4 | 16164-033-014025 | ALBERT WALKER ISBELL
38222 | Permanently Closed | 1993-09-17 | 1983-01-01 | 1993-09-17 | Petroleum | Kerosene | Kerosene |  | Steel | Steel |  | Painted or None | Steel |  | 1901-01-01 | [15 empty] | UST Currently In Use: 0; UST Temp Close: 0; AST Currently In Use: 0; AST Temp Closed: 0 | 0 | 0 | 4 | 16164-033-014025 | ALBERT WALKER ISBELL
38223 | Permanently Closed | 1998-11-30 | 1983-01-01 | 1998-11-30 | Petroleum | Unleaded gasoline | Unleaded gasoline |  | Steel | Steel |  | Painted or None | Steel |  | 1901-01-01 | [12 empty] | Annual line testing | Annual line testing |  | UST Currently In Use: 2; UST Temp Close: 0; AST Currently In Use: 0; AST Temp Closed: 0 | 2 | 0 | 3 | 22608-073-014026 | BOBBY BECKMANN
38224 | Permanently Closed | 1998-11-30 | 1983-01-01 | 1998-11-30 | Petroleum | Unleaded gasoline | Unleaded gasoline |  | Steel | Steel |  | Painted or None | Steel |  | 1901-01-01 | [12 empty] | Annual line testing | Annual line testing |  | UST Currently In Use: 2; UST Temp Close: 0; AST Currently In Use: 0; AST Temp Closed: 0 | 2 | 0 | 3 | 22608-073-014026 | BOBBY BECKMANN
38225 | Permanently Closed | 1998-11-30 | 1983-01-01 | 1998-11-30 | Petroleum | On road diesel | On road diesel |  | Steel | Steel |  | Painted or None | Steel |  | 1901-01-01 | [12 empty] | Annual line testing | Annual line testing |  | UST Currently In Use: 2; UST Temp Close: 0; AST Currently In Use: 0; AST Temp Closed: 0 | 2 | 0 | 3 | 22608-073-014026 | BOBBY BECKMANN
38226 | Permanently Closed | 2017-02-14 | 1988-01-01 | 2021-09-07 | Petroleum | On road diesel | On road diesel | Industrial | Steel | Steel | Coated & cathodic protection (sti-P3) |  | Fiberglass reinforced plastic |  |  |  | Catchment Basin, Single walled catchment basin | Automatic shutoff device At 95% full | Automatic shutoff device At 95% full |  |  | Continuous Automatic Tank Gauge |  | Automatic flow restrictor (MLLD) | Automatic flow restrictor (MLLD) |  |  | Annual line testing | Annual line testing |  | UST Currently In Use: 0; UST Temp Close: 0; AST Currently In Use: 0; AST Temp Closed: 0 | 0 | 0 | 1 | 16166-097-014027 | WARD INTERNATIONAL TRUCKING INC
38227 | Cannot Locate or abandoned | 1988-12-25 | 1970-01-01 |  | Petroleum | Unleaded gasoline | Unleaded gasoline |  | Steel | Steel |  | Painted or None | Steel |  | 1901-01-01 | [15 empty] | UST Currently In Use: 0; UST Temp Close: 0; AST Currently In Use: 0; AST Temp Closed: 0 | 0 | 0 | 0 | 16167-043-004191 | BIRD WALKER
38228 | Cannot Locate or abandoned | 1988-12-25 | 1970-01-01 |  | Petroleum | Unleaded gasoline | Unleaded gasoline |  | Steel | Steel |  | Painted or None | Steel |  | 1901-01-01 | [15 empty] | UST Currently In Use: 0; UST Temp Close: 0; AST Currently In Use: 0; AST Temp Closed: 0 | 0 | 0 | 0 | 16167-043-004191 | BIRD WALKER
38229 | Cannot Locate or abandoned | 1988-12-25 | 1970-01-01 |  | Petroleum | On road diesel | On road diesel |  | Steel | Steel |  | Painted or None | Steel |  | 1901-01-01 | [15 empty] | UST Currently In Use: 0; UST Temp Close: 0; AST Currently In Use: 0; AST Temp Closed: 0 | 0 | 0 | 0 | 16167-043-004191 | BIRD WALKER
38230 | Retired | 1988-01-01 | 1982-01-01 |  | Petroleum | On road diesel | On road diesel |  | Steel | Steel |  |  |  |  | 1901-01-01 | [15 empty] | UST Currently In Use: 0; UST Temp Close: 0; AST Currently In Use: 0; AST Temp Closed: 0 | 0 | 0 | 0 | 16168-101-014055 | JOHN L DEESE
38231 | Permanently Closed | 1998-07-01 | 1981-01-01 | 1998-07-01 | Petroleum | Unleaded gasoline | Unleaded gasoline | State/federal government | Fiberglass coated steel | Fiberglass coated steel |  |  | Steel |  | 1901-01-01 | [15 empty] | UST Currently In Use: 0; UST Temp Close: 0; AST Currently In Use: 0; AST Temp Closed: 0 | 0 | 0 | 1 | 14587-073-011853 | AL ST MILITARY DEPT - CFMO ENV. OFF.
38232 | Permanently Closed | 1990-01-01 | 1977-01-01 | 1990-01-01 | Petroleum | Unleaded gasoline | Unleaded gasoline |  | Steel | Steel |  | Painted or None | Steel |  | 1901-01-01 | [15 empty] | UST Currently In Use: 0; UST Temp Close: 0; AST Currently In Use: 0; AST Temp Closed: 0 | 0 | 0 | 4 | 16170-081-004121 | D & J ENTERPRISES INC
38233 | Permanently Closed | 1990-01-01 | 1977-01-01 | 1990-01-01 | Petroleum | Unleaded gasoline | Unleaded gasoline |  | Steel | Steel |  | Painted or None | Steel |  | 1901-01-01 | [15 empty] | UST Currently In Use: 0; UST Temp Close: 0; AST Currently In Use: 0; AST Temp Closed: 0 | 0 | 0 | 4 | 16170-081-004121 | D & J ENTERPRISES INC
38234 | Permanently Closed | 2009-06-12 | 1977-01-01 | 2009-06-15 | Petroleum | On road diesel | On road diesel | Industrial | Steel | Steel | Field installed cathodic protection |  | Steel |  | 1901-01-01 | Field installed cathodic protection | Catchment Basin, Single walled catchment basin | Automatic shutoff device At 95% full | Automatic shutoff device At 95% full |  |  | Continuous Automatic Tank Gauge | [8 empty] | UST Currently In Use: 0; UST Temp Close: 0; AST Currently In Use: 0; AST Temp Closed: 0 | 0 | 0 | 4 | 16170-081-004121 | D & J ENTERPRISES INC
38235 | Permanently Closed | 1990-01-01 | 1977-01-01 | 1990-01-01 | Petroleum | Used oil | Used oil |  | Steel | Steel |  | Painted or None | Steel |  | 1901-01-01 |  | Other, EXEMPT | Other, EXEMPT | Other | [11 empty] | UST Currently In Use: 0; UST Temp Close: 0; AST Currently In Use: 0; AST Temp Closed: 0 | 0 | 0 | 4 | 16170-081-004121 | D & J ENTERPRISES INC
38236 | Permanently Closed | 1988-12-25 | 1968-01-01 | 1995-01-30 | Petroleum | Unleaded gasoline | Unleaded gasoline |  | Steel | Steel |  | Painted or None | Steel |  | 1901-01-01 | [15 empty] | UST Currently In Use: 0; UST Temp Close: 0; AST Currently In Use: 0; AST Temp Closed: 0 | 0 | 0 | 3 | 16171-051-003662 | BRIAN D WILSON
38237 | Permanently Closed | 1988-12-25 | 1968-01-01 | 1995-01-30 | Petroleum | Unleaded gasoline | Unleaded gasoline |  | Steel | Steel |  | Painted or None | Steel |  | 1901-01-01 | [15 empty] | UST Currently In Use: 0; UST Temp Close: 0; AST Currently In Use: 0; AST Temp Closed: 0 | 0 | 0 | 3 | 16171-051-003662 | BRIAN D WILSON
38238 | Permanently Closed | 1988-12-25 | 1973-01-01 | 1995-01-30 | Petroleum | Unleaded gasoline | Unleaded gasoline |  | Steel | Steel |  | Painted or None | Steel |  | 1901-01-01 | [15 empty] | UST Currently In Use: 0; UST Temp Close: 0; AST Currently In Use: 0; AST Temp Closed: 0 | 0 | 0 | 3 | 16171-051-003662 | BRIAN D WILSON
38239 | Retired | 1985-12-01 | 1983-01-01 |  | Petroleum | On road diesel | On road diesel |  | Steel | Steel | Other, STI-P-3 |  | Steel |  | 1901-01-01 | [15 empty] | UST Currently In Use: 0; UST Temp Close: 0; AST Currently In Use: 0; AST Temp Closed: 0 | 0 | 0 | 0 | 16173-117-009135 | JOESPH LUMBER CO
38240 | Retired | 1985-12-01 | 1983-01-01 |  | Petroleum | Unleaded gasoline | Unleaded gasoline |  | Steel | Steel | Other, STI-P-3 |  | Steel, ANNOLLS |  | 1901-01-01 | [15 empty] | UST Currently In Use: 0; UST Temp Close: 0; AST Currently In Use: 0; AST Temp Closed: 0 | 0 | 0 | 0 | 16173-117-009135 | JOESPH LUMBER CO
38241 | Permanently Closed | 1996-08-01 | 1968-01-01 | 1996-08-07 | Petroleum | Unleaded gasoline | Unleaded gasoline | Retail | [6 empty] | 1901-01-01 | [12 empty] | Annual line testing | Annual line testing |  | UST Currently In Use: 0; UST Temp Close: 0; AST Currently In Use: 0; AST Temp Closed: 0 | 0 | 0 | 2 | 16174-127-014060 | SAYER AUTO PARTS INC
38242 | Permanently Closed | 1996-08-01 | 1968-01-01 |  | Petroleum | Unleaded gasoline | Unleaded gasoline | Retail | [6 empty] | 1901-01-01 | [12 empty] | Annual line testing | Annual line testing |  | UST Currently In Use: 0; UST Temp Close: 0; AST Currently In Use: 0; AST Temp Closed: 0 | 0 | 0 | 2 | 16174-127-014060 | SAYER AUTO PARTS INC
38243 | Temporary Closed | 1991-01-01 | 1973-01-01 |  | Petroleum | Unleaded gasoline | Unleaded gasoline |  | Steel | Steel |  | Painted or None |  |  | 1901-01-01 | [15 empty] | UST Currently In Use: 0; UST Temp Close: 3; AST Currently In Use: 0; AST Temp Closed: 0 | 0 | 3 | 0 | 16175-073-014052 | THOMAS SPENCER
38244 | Temporary Closed | 1991-01-01 | 1973-01-01 |  | Petroleum | Unleaded gasoline | Unleaded gasoline |  | Steel | Steel |  | Painted or None |  |  | 1901-01-01 | [15 empty] | UST Currently In Use: 0; UST Temp Close: 3; AST Currently In Use: 0; AST Temp Closed: 0 | 0 | 3 | 0 | 16175-073-014052 | THOMAS SPENCER
38245 | Temporary Closed | 1991-01-01 | 1973-01-01 |  | Petroleum | Unleaded gasoline | Unleaded gasoline |  | Steel | Steel |  | Painted or None | [18 empty] | UST Currently In Use: 0; UST Temp Close: 3; AST Currently In Use: 0; AST Temp Closed: 0 | 0 | 3 | 0 | 16175-073-014052 | THOMAS SPENCER
38246 | Cannot Locate or abandoned | 1991-01-01 | 1980-05-01 |  | Petroleum | Unleaded gasoline | Unleaded gasoline |  | Steel | Steel |  | Painted or None | Steel |  | 1901-01-01 | [15 empty] | UST Currently In Use: 0; UST Temp Close: 0; AST Currently In Use: 0; AST Temp Closed: 0 | 0 | 0 | 0 | 16176-109-014053 | TRI STATE SATELLITE DIST INC
38247 | Cannot Locate or abandoned | 1990-01-01 | 1980-05-01 |  | Petroleum | Unleaded gasoline | Unleaded gasoline |  | Steel | Steel |  | Painted or None | Steel |  | 1901-01-01 | [15 empty] | UST Currently In Use: 0; UST Temp Close: 0; AST Currently In Use: 0; AST Temp Closed: 0 | 0 | 0 | 0 | 16176-109-014053 | TRI STATE SATELLITE DIST INC
38248 | Cannot Locate or abandoned | 1990-01-01 | 1980-05-01 |  | Petroleum | Unleaded gasoline | Unleaded gasoline |  | Steel | Steel |  | Painted or None | Steel |  | 1901-01-01 | [15 empty] | UST Currently In Use: 0; UST Temp Close: 0; AST Currently In Use: 0; AST Temp Closed: 0 | 0 | 0 | 0 | 16176-109-014053 | TRI STATE SATELLITE DIST INC
38249 | Cannot Locate or abandoned | 2003-01-01 | 1970-02-01 |  | Petroleum | Used oil | Used oil | Retail | Steel | Steel |  |  | Steel |  | 1901-01-01 |  | Other, EXEMPT | Other, EXEMPT | Other | [11 empty] | UST Currently In Use: 0; UST Temp Close: 0; AST Currently In Use: 0; AST Temp Closed: 0 | 0 | 0 | 0 | 16177-109-014054 | TROY MOTORS INC
38250 | Cannot Locate or abandoned | 1998-01-01 | 1980-01-01 |  | Petroleum | Unleaded gasoline | Unleaded gasoline |  | Steel | Steel |  | Painted or None | Steel |  | 1901-01-01 | [15 empty] | UST Currently In Use: 0; UST Temp Close: 0; AST Currently In Use: 0; AST Temp Closed: 0 | 0 | 0 | 0 | 16178-041-004536 | HERMAN WAYNE WILSON
38251 | Cannot Locate or abandoned | 1998-01-01 | 1980-01-01 |  | Petroleum | Unleaded gasoline | Unleaded gasoline |  | Steel | Steel |  | Painted or None | Steel |  | 1901-01-01 | [15 empty] | UST Currently In Use: 0; UST Temp Close: 0; AST Currently In Use: 0; AST Temp Closed: 0 | 0 | 0 | 0 | 16178-041-004536 | HERMAN WAYNE WILSON
38252 | Cannot Locate or abandoned | 1998-01-01 | 1972-01-01 |  | Petroleum | Unleaded gasoline | Unleaded gasoline |  | Steel | Steel |  | Painted or None | Steel |  | 1901-01-01 | [15 empty] | UST Currently In Use: 0; UST Temp Close: 0; AST Currently In Use: 0; AST Temp Closed: 0 | 0 | 0 | 0 | 16178-041-004536 | HERMAN WAYNE WILSON
38253 | Currently in Use |  | 1988-01-01 |  | Petroleum | Unleaded gasoline | Unleaded gasoline | Retail | Single Wall, Steel | Steel | Coated & cathodic protection (sti-P3) |  | Double Wall, Fiberglass reinforced plastic |  | 2011-07-11 |  | Catchment Basin, Single walled catchment basin | Flow Rest 90% Full | Flow Rest 90% Full |  |  | Continuous Automatic Tank Gauge |  | Automatic flow restrictor (MLLD), Containment Sump | Containment Sump | Interstitial Monitoring within Secondary Containment | SENSOR TO ATG | Continuous alarm system | Continuous alarm system |  | UST Currently In Use: 3; UST Temp Close: 0; AST Currently In Use: 1; AST Temp Closed: 0 | 3 | 0 | 0 | 23429-015-014031 | MUSA PROPERTIES, LLC
38254 | Currently in Use |  | 1988-01-01 |  | Petroleum | On road diesel | On road diesel | Retail | Single Wall, Steel | Steel | Coated & cathodic protection (sti-P3) |  | Double Wall, Fiberglass reinforced plastic |  | 2011-07-11 |  | Catchment Basin, Single walled catchment basin | Flow Rest 90% Full | Flow Rest 90% Full |  |  | Continuous Automatic Tank Gauge |  | Automatic flow restrictor (MLLD), Containment Sump | Containment Sump | Interstitial Monitoring within Secondary Containment | SENSOR TO ATG | Continuous alarm system | Continuous alarm system |  | UST Currently In Use: 3; UST Temp Close: 0; AST Currently In Use: 1; AST Temp Closed: 0 | 3 | 0 | 0 | 23429-015-014031 | MUSA PROPERTIES, LLC
38255 | Currently in Use |  | 1988-01-01 |  | Petroleum | Premium gasoline | Premium gasoline | Retail | Single Wall, Steel | Steel | Coated & cathodic protection (sti-P3) |  | Double Wall, Fiberglass reinforced plastic |  | 2011-07-11 |  | Catchment Basin, Single walled catchment basin | Flow Rest 90% Full | Flow Rest 90% Full |  |  | Continuous Automatic Tank Gauge |  | Automatic flow restrictor (MLLD), Containment Sump | Containment Sump | Interstitial Monitoring within Secondary Containment | SENSOR TO ATG | Continuous alarm system | Continuous alarm system |  | UST Currently In Use: 3; UST Temp Close: 0; AST Currently In Use: 1; AST Temp Closed: 0 | 3 | 0 | 0 | 23429-015-014031 | MUSA PROPERTIES, LLC
38256 | Permanently Closed | 1991-05-03 | 1901-01-01 | 1991-05-03 | Petroleum | On road diesel | On road diesel | [7 empty] | 1901-01-01 | [15 empty] | UST Currently In Use: 0; UST Temp Close: 0; AST Currently In Use: 0; AST Temp Closed: 0 | 0 | 0 | 1 | 16180-101-014032 | J NOBLE CRUMP TRUSTEE
38257 | Retired | 1988-08-08 | 1978-01-01 |  | Petroleum | Unleaded gasoline | Unleaded gasoline |  | Steel | Steel |  | Painted or None | Steel |  | 1901-01-01 | [15 empty] | UST Currently In Use: 0; UST Temp Close: 0; AST Currently In Use: 0; AST Temp Closed: 0 | 0 | 0 | 0 | 16182-123-011206 | DANNY MCBRIDE AND JOHNNY ROBERTS
38258 | Retired | 1988-08-08 | 1978-01-01 |  | Petroleum | Unleaded gasoline | Unleaded gasoline |  | Steel | Steel |  | Painted or None | Steel |  | 1901-01-01 | [15 empty] | UST Currently In Use: 0; UST Temp Close: 0; AST Currently In Use: 0; AST Temp Closed: 0 | 0 | 0 | 0 | 16182-123-011206 | DANNY MCBRIDE AND JOHNNY ROBERTS
38259 | Retired | 1987-05-25 | 1968-01-01 |  | Petroleum | Unleaded gasoline | Unleaded gasoline |  | Steel | Steel |  | Painted or None | Steel |  | 1901-01-01 | [15 empty] | UST Currently In Use: 0; UST Temp Close: 0; AST Currently In Use: 0; AST Temp Closed: 0 | 0 | 0 | 0 | 16183-123-011208 | HAYWARD CLANTON
38260 | Retired | 1987-05-25 | 1968-01-01 |  | Petroleum | Unleaded gasoline | Unleaded gasoline |  | Steel | Steel |  | Painted or None | Steel |  | 1901-01-01 | [15 empty] | UST Currently In Use: 0; UST Temp Close: 0; AST Currently In Use: 0; AST Temp Closed: 0 | 0 | 0 | 0 | 16183-123-011208 | HAYWARD CLANTON
38261 | Permanently Closed | 2000-01-25 | 1973-01-01 | 2000-01-25 | Petroleum | Unleaded gasoline | Unleaded gasoline | Local government | Steel | Steel |  | Painted or None | Steel |  | 1901-01-01 | [12 empty] | Annual line testing | Annual line testing |  | UST Currently In Use: 0; UST Temp Close: 0; AST Currently In Use: 0; AST Temp Closed: 0 | 0 | 0 | 1 | 16184-045-001749 | OZARK CITY BOARD OF EDUCATION
38262 | Retired | 1988-08-08 | 1968-01-01 |  | Petroleum | Unleaded gasoline | Unleaded gasoline |  | Steel | Steel |  |  |  |  | 1901-01-01 | [15 empty] | UST Currently In Use: 0; UST Temp Close: 0; AST Currently In Use: 0; AST Temp Closed: 0 | 0 | 0 | 0 | 16186-073-008529 | RONALD HAYES
38263 | Retired | 1988-08-08 | 1968-01-01 |  | Petroleum | Unleaded gasoline | Unleaded gasoline |  | Steel | Steel |  |  |  |  | 1901-01-01 | [15 empty] | UST Currently In Use: 0; UST Temp Close: 0; AST Currently In Use: 0; AST Temp Closed: 0 | 0 | 0 | 0 | 16186-073-008529 | RONALD HAYES
38264 | Retired | 1988-08-08 | 1972-01-01 |  | Petroleum | Unleaded gasoline | Unleaded gasoline |  | Steel | Steel |  |  |  |  | 1901-01-01 | [15 empty] | UST Currently In Use: 0; UST Temp Close: 0; AST Currently In Use: 0; AST Temp Closed: 0 | 0 | 0 | 0 | 16188-073-008533 | RONALD M AND GLORIA HATCHER
38265 | Retired | 1988-08-08 | 1972-01-01 |  | Petroleum | Unleaded gasoline | Unleaded gasoline |  | Steel | Steel |  |  |  |  | 1901-01-01 | [15 empty] | UST Currently In Use: 0; UST Temp Close: 0; AST Currently In Use: 0; AST Temp Closed: 0 | 0 | 0 | 0 | 16188-073-008533 | RONALD M AND GLORIA HATCHER
38266 | Retired | 1988-08-08 | 1972-01-01 |  | Petroleum | Unleaded gasoline | Unleaded gasoline |  | Steel | Steel |  |  |  |  | 1901-01-01 | [15 empty] | UST Currently In Use: 0; UST Temp Close: 0; AST Currently In Use: 0; AST Temp Closed: 0 | 0 | 0 | 0 | 16188-073-008533 | RONALD M AND GLORIA HATCHER
38267 | Retired | 1988-08-08 | 1972-01-01 |  | Petroleum | Unleaded gasoline | Unleaded gasoline |  | Steel | Steel |  |  |  |  | 1901-01-01 | [15 empty] | UST Currently In Use: 0; UST Temp Close: 0; AST Currently In Use: 0; AST Temp Closed: 0 | 0 | 0 | 0 | 16188-073-008533 | RONALD M AND GLORIA HATCHER
38268 | Permanently Closed | 1991-01-17 | 1973-01-01 | 1991-01-17 | Petroleum | Unleaded gasoline | Unleaded gasoline | [7 empty] | 1901-01-01 | [15 empty] | UST Currently In Use: 0; UST Temp Close: 0; AST Currently In Use: 0; AST Temp Closed: 0 | 0 | 0 | 4 | 16189-097-014057 | GRADY BUICK CO INC
38269 | Permanently Closed | 1991-01-17 | 1973-01-01 | 1991-01-17 | Petroleum | Unleaded gasoline | Unleaded gasoline | [7 empty] | 1901-01-01 | [15 empty] | UST Currently In Use: 0; UST Temp Close: 0; AST Currently In Use: 0; AST Temp Closed: 0 | 0 | 0 | 4 | 16189-097-014057 | GRADY BUICK CO INC
38270 | Permanently Closed | 1990-01-01 | 1901-01-01 | 1990-01-01 | Petroleum | Other, X | Other | [7 empty] | 1901-01-01 | [15 empty] | UST Currently In Use: 0; UST Temp Close: 0; AST Currently In Use: 0; AST Temp Closed: 0 | 0 | 0 | 4 | 16189-097-014057 | GRADY BUICK CO INC
38271 | Permanently Closed | 1998-12-22 | 1981-01-01 | 1999-11-02 | Petroleum | Unleaded gasoline | Unleaded gasoline |  | Steel | Steel |  |  | Steel |  | 1901-01-01 | [6 empty] | Statistical Inventory Reconciliation (SIR) | [8 empty] | UST Currently In Use: 0; UST Temp Close: 0; AST Currently In Use: 0; AST Temp Closed: 0 | 0 | 0 | 3 | 11402-009-014058 | DEAN OIL CO INC
38272 | Permanently Closed | 1998-12-22 | 1981-01-01 | 1999-11-02 | Petroleum | Unleaded gasoline | Unleaded gasoline |  | Steel | Steel |  |  | Steel |  | 1901-01-01 | [6 empty] | Statistical Inventory Reconciliation (SIR) | [8 empty] | UST Currently In Use: 0; UST Temp Close: 0; AST Currently In Use: 0; AST Temp Closed: 0 | 0 | 0 | 3 | 11402-009-014058 | DEAN OIL CO INC
38273 | Permanently Closed | 1998-12-22 | 1981-01-01 | 1999-11-02 | Petroleum | Unleaded gasoline | Unleaded gasoline |  | Steel | Steel |  |  | Steel |  | 1901-01-01 | [6 empty] | Statistical Inventory Reconciliation (SIR) | [8 empty] | UST Currently In Use: 0; UST Temp Close: 0; AST Currently In Use: 0; AST Temp Closed: 0 | 0 | 0 | 3 | 11402-009-014058 | DEAN OIL CO INC
38274 | Permanently Closed | 1981-04-01 | 1974-01-01 |  | Petroleum | Unleaded gasoline | Unleaded gasoline |  | Steel | Steel |  | Painted or None | Steel |  | 1901-01-01 | [15 empty] | UST Currently In Use: 0; UST Temp Close: 0; AST Currently In Use: 0; AST Temp Closed: 0 | 0 | 0 | 1 | 16191-053-008033 | BERTIE B ALFORD
38275 | Permanently Closed | 1991-09-21 | 1969-01-01 | 1991-09-21 | Petroleum | Unleaded gasoline | Unleaded gasoline |  | Steel | Steel |  | Painted or None | Steel |  | 1901-01-01 | [15 empty] | UST Currently In Use: 0; UST Temp Close: 0; AST Currently In Use: 0; AST Temp Closed: 0 | 0 | 0 | 2 | 16192-083-013461 | GEORGE MASON
38276 | Permanently Closed | 1991-09-21 | 1969-01-01 | 1991-09-21 | Petroleum | Unleaded gasoline | Unleaded gasoline |  | Steel | Steel |  | Painted or None | Steel |  | 1901-01-01 | [15 empty] | UST Currently In Use: 0; UST Temp Close: 0; AST Currently In Use: 0; AST Temp Closed: 0 | 0 | 0 | 2 | 16192-083-013461 | GEORGE MASON
38277 | Permanently Closed | 1989-09-01 | 1969-01-01 | 1989-09-01 | Petroleum | Unleaded gasoline | Unleaded gasoline |  | Steel | Steel |  | Painted or None | Steel |  | 1901-01-01 | [15 empty] | UST Currently In Use: 0; UST Temp Close: 0; AST Currently In Use: 0; AST Temp Closed: 0 | 0 | 0 | 3 | 16193-077-013460 | COTTON WHITE
38278 | Permanently Closed | 1989-09-01 | 1969-01-01 | 1989-09-01 | Petroleum | Unleaded gasoline | Unleaded gasoline |  | Steel | Steel |  | Painted or None | Steel |  | 1901-01-01 | [15 empty] | UST Currently In Use: 0; UST Temp Close: 0; AST Currently In Use: 0; AST Temp Closed: 0 | 0 | 0 | 3 | 16193-077-013460 | COTTON WHITE
38279 | Permanently Closed | 1989-09-01 | 1969-01-01 | 1989-09-01 | Petroleum | Unleaded gasoline | Unleaded gasoline |  | Steel | Steel |  | Painted or None | Steel |  | 1901-01-01 | [15 empty] | UST Currently In Use: 0; UST Temp Close: 0; AST Currently In Use: 0; AST Temp Closed: 0 | 0 | 0 | 3 | 16193-077-013460 | COTTON WHITE
38280 |  | 1992-01-01 | 1970-01-01 |  | Petroleum | Unleaded gasoline | Unleaded gasoline |  | Steel | Steel |  | Painted or None | Steel |  | 1901-01-01 | [15 empty] | UST Currently In Use: 0; UST Temp Close: 0; AST Currently In Use: 0; AST Temp Closed: 0 | 0 | 0 | 0 | 16194-079-007599 | ALMA TERRY
38281 |  | 1992-01-01 | 1970-01-01 |  | Petroleum | Unleaded gasoline | Unleaded gasoline |  | Steel | Steel |  | Painted or None | Steel |  | 1901-01-01 | [15 empty] | UST Currently In Use: 0; UST Temp Close: 0; AST Currently In Use: 0; AST Temp Closed: 0 | 0 | 0 | 0 | 16194-079-007599 | ALMA TERRY
38282 | Cannot Locate or abandoned | 1998-08-01 | 1982-01-01 |  | Petroleum | Premium gasoline | Premium gasoline | Retail | Steel | Steel |  | Painted or None | Steel |  | 1901-01-01 | None | [14 empty] | UST Currently In Use: 0; UST Temp Close: 0; AST Currently In Use: 0; AST Temp Closed: 0 | 0 | 0 | 0 | 21036-103-007605 | REXFORD BROOKER
38283 | Cannot Locate or abandoned | 1998-08-01 | 1982-01-01 |  | Petroleum | Unleaded gasoline | Unleaded gasoline | Retail | Steel | Steel |  | Painted or None | Steel |  | 1901-01-01 | None | [14 empty] | UST Currently In Use: 0; UST Temp Close: 0; AST Currently In Use: 0; AST Temp Closed: 0 | 0 | 0 | 0 | 21036-103-007605 | REXFORD BROOKER
38284 | Cannot Locate or abandoned | 1992-10-01 | 1979-01-01 |  | Petroleum | Unleaded gasoline | Unleaded gasoline |  | Steel | Steel |  | Painted or None | Steel |  | 1901-01-01 | [6 empty] | Manual Tank Gauging (only tanks 1000 gal. or less and 48” or 64” in diameter) | [8 empty] | UST Currently In Use: 0; UST Temp Close: 0; AST Currently In Use: 0; AST Temp Closed: 0 | 0 | 0 | 0 | 17769-079-007604 | ALVIS EUGENE JONES JR
38285 | Cannot Locate or abandoned | 1992-10-01 | 1979-01-01 |  | Petroleum | Unleaded gasoline | Unleaded gasoline |  | Steel | Steel |  | Painted or None | Steel |  | 1901-01-01 | [6 empty] | Manual Tank Gauging (only tanks 1000 gal. or less and 48” or 64” in diameter) | [8 empty] | UST Currently In Use: 0; UST Temp Close: 0; AST Currently In Use: 0; AST Temp Closed: 0 | 0 | 0 | 0 | 17769-079-007604 | ALVIS EUGENE JONES JR
38288 | Permanently Closed | 1993-05-25 | 1968-01-01 | 1993-05-25 | Petroleum | Unleaded gasoline | Unleaded gasoline |  | Steel | Steel |  | Painted or None | Steel |  | 1901-01-01 | [15 empty] | UST Currently In Use: 0; UST Temp Close: 0; AST Currently In Use: 0; AST Temp Closed: 0 | 0 | 0 | 2 | 16199-041-009832 | JAMES W TUCKER
38289 | Permanently Closed | 1993-05-25 | 1968-01-01 | 1993-05-25 | Petroleum | Unleaded gasoline | Unleaded gasoline |  | Steel | Steel |  | Painted or None | Steel |  | 1901-01-01 | [15 empty] | UST Currently In Use: 0; UST Temp Close: 0; AST Currently In Use: 0; AST Temp Closed: 0 | 0 | 0 | 2 | 16199-041-009832 | JAMES W TUCKER
38290 | Permanently Closed | 1992-01-17 | 1964-01-01 | 1992-01-17 | Petroleum | Used oil | Used oil |  | Steel | Steel |  |  | Steel |  | 1901-01-01 | [15 empty] | UST Currently In Use: 0; UST Temp Close: 0; AST Currently In Use: 0; AST Temp Closed: 0 | 0 | 0 | 3 | 16200-015-013992 | HODGES MOTOR CO
38291 | Permanently Closed | 1992-01-17 | 1970-01-01 | 1992-01-17 | Petroleum | Other, NEW OIL | Other |  | Steel | Steel |  |  | Steel |  | 1901-01-01 | [15 empty] | UST Currently In Use: 0; UST Temp Close: 0; AST Currently In Use: 0; AST Temp Closed: 0 | 0 | 0 | 3 | 16200-015-013992 | HODGES MOTOR CO
38292 | Permanently Closed | 1992-01-17 | 1964-01-01 | 1992-01-17 | Petroleum | Other, NEW OIL | Other |  | Steel | Steel |  |  | Steel |  | 1901-01-01 | [15 empty] | UST Currently In Use: 0; UST Temp Close: 0; AST Currently In Use: 0; AST Temp Closed: 0 | 0 | 0 | 3 | 16200-015-013992 | HODGES MOTOR CO
38293 | Permanently Closed | 2000-04-19 | 1989-01-01 |  | Petroleum | Unleaded gasoline | Unleaded gasoline |  | Fiberglass reinforced plastic | Fiberglass reinforced plastic |  |  | Fiberglass reinforced plastic |  | 1901-01-01 |  |  |  |  | Interstitial Monitoring within Secondary Containment |  | Automatic Tank Gauge | [8 empty] | UST Currently In Use: 0; UST Temp Close: 0; AST Currently In Use: 0; AST Temp Closed: 0 | 0 | 0 | 2 | 20050-089-013994 | REGAL CAR WASH XXI ASSOC L/P
38294 | Permanently Closed | 2000-04-19 | 1989-01-01 |  | Petroleum | Unleaded gasoline | Unleaded gasoline |  | Fiberglass reinforced plastic | Fiberglass reinforced plastic |  |  | Fiberglass reinforced plastic |  | 1901-01-01 |  |  |  |  | Interstitial Monitoring within Secondary Containment |  | Automatic Tank Gauge | [8 empty] | UST Currently In Use: 0; UST Temp Close: 0; AST Currently In Use: 0; AST Temp Closed: 0 | 0 | 0 | 2 | 20050-089-013994 | REGAL CAR WASH XXI ASSOC L/P
38295 | Permanently Closed | 1998-12-22 | 1987-01-01 | 1998-12-22 | Petroleum | Unleaded gasoline | Unleaded gasoline |  | Steel | Steel | Coated & cathodic protection (sti-P3) |  | Steel |  | 1901-01-01 | Field installed cathodic protection | [14 empty] | UST Currently In Use: 0; UST Temp Close: 0; AST Currently In Use: 0; AST Temp Closed: 0 | 0 | 0 | 1 | 16202-033-013995 | H N KIMBROUGH
38296 | Permanently Closed | 1992-02-13 | 1974-01-01 | 1992-02-13 | Petroleum | Unleaded gasoline | Unleaded gasoline |  | Steel | Steel |  |  | Steel |  | 1901-01-01 | [15 empty] | UST Currently In Use: 2; UST Temp Close: 0; AST Currently In Use: 0; AST Temp Closed: 0 | 2 | 0 | 4 | 24737-055-013996 | HENRY MICHAEL SANDERS
38297 | Permanently Closed | 1992-02-13 | 1974-01-01 | 1992-02-13 | Petroleum | Unleaded gasoline | Unleaded gasoline |  | Steel | Steel |  |  | Steel |  | 1901-01-01 | [15 empty] | UST Currently In Use: 2; UST Temp Close: 0; AST Currently In Use: 0; AST Temp Closed: 0 | 2 | 0 | 4 | 24737-055-013996 | HENRY MICHAEL SANDERS
38298 | Permanently Closed | 1992-02-13 | 1981-01-01 | 1992-02-13 | Petroleum | Unleaded gasoline | Unleaded gasoline |  | Steel | Steel |  |  | Steel |  | 1901-01-01 | [15 empty] | UST Currently In Use: 2; UST Temp Close: 0; AST Currently In Use: 0; AST Temp Closed: 0 | 2 | 0 | 4 | 24737-055-013996 | HENRY MICHAEL SANDERS
38300 | Permanently Closed | 1992-02-13 | 1981-01-01 | 1992-02-13 | Petroleum | On road diesel | On road diesel |  | Steel | Steel |  |  | Steel |  | 1901-01-01 | [15 empty] | UST Currently In Use: 2; UST Temp Close: 0; AST Currently In Use: 0; AST Temp Closed: 0 | 2 | 0 | 4 | 24737-055-013996 | HENRY MICHAEL SANDERS
38301 | Currently in Use |  | 1990-01-01 |  | Petroleum | Unleaded gasoline | Unleaded gasoline |  | Steel | Steel | Field installed cathodic protection |  | Steel |  |  | Field installed cathodic protection | Catchment Basin, Single walled catchment basin | Automatic shutoff device At 95% full | Automatic shutoff device At 95% full |  | OTHER | Continuous Automatic Tank Gauge |  | Automatic flow restrictor (MLLD) | Automatic flow restrictor (MLLD) |  |  | Annual line testing | Annual line testing |  | UST Currently In Use: 3; UST Temp Close: 0; AST Currently In Use: 0; AST Temp Closed: 0 | 3 | 0 | 1 | 25961-047-014623 | PREM SUN NEIL LLC
38302 | Currently in Use |  | 1990-01-01 |  | Petroleum | Premium gasoline | Premium gasoline |  | Steel | Steel | Field installed cathodic protection |  | Steel |  |  | Field installed cathodic protection | Catchment Basin, Single walled catchment basin | Automatic shutoff device At 95% full | Automatic shutoff device At 95% full |  | OTHER | Continuous Automatic Tank Gauge |  | Automatic flow restrictor (MLLD) | Automatic flow restrictor (MLLD) |  |  | Annual line testing | Annual line testing |  | UST Currently In Use: 3; UST Temp Close: 0; AST Currently In Use: 0; AST Temp Closed: 0 | 3 | 0 | 1 | 25961-047-014623 | PREM SUN NEIL LLC
38303 | Currently in Use |  | 1990-01-01 |  | Petroleum | On road diesel | On road diesel |  | Steel | Steel | Field installed cathodic protection |  | Steel |  |  | Field installed cathodic protection | Catchment Basin, Single walled catchment basin | Automatic shutoff device At 95% full | Automatic shutoff device At 95% full |  |  | Continuous Automatic Tank Gauge |  | Automatic flow restrictor (MLLD) | Automatic flow restrictor (MLLD) |  |  | Annual line testing | Annual line testing |  | UST Currently In Use: 3; UST Temp Close: 0; AST Currently In Use: 0; AST Temp Closed: 0 | 3 | 0 | 1 | 25961-047-014623 | PREM SUN NEIL LLC
38304 | Permanently Closed | 1999-12-19 | 1990-01-01 | 2001-06-26 | Petroleum | On road diesel | On road diesel |  | Steel | Steel | Field installed cathodic protection |  | Steel |  | 1901-01-01 | Field installed cathodic protection | Catchment Basin, Single walled catchment basin | Automatic shutoff device At 95% full | Automatic shutoff device At 95% full |  |  | Statistical Inventory Reconciliation (SIR) | [5 empty] | Statistical inventory reconciliation (SIR) | Statistical inventory reconciliation (SIR) |  | UST Currently In Use: 3; UST Temp Close: 0; AST Currently In Use: 0; AST Temp Closed: 0 | 3 | 0 | 1 | 25961-047-014623 | PREM SUN NEIL LLC
38305 | Permanently Closed | 2002-05-07 | 1990-01-01 | 2002-05-07 | Petroleum | Unleaded gasoline | Unleaded gasoline | Retail | Steel | Steel | Coated & cathodic protection (sti-P3) |  | Steel |  | 1901-01-01 | Field installed cathodic protection | Catchment Basin, Single walled catchment basin | Automatic shutoff device At 95% full | Automatic shutoff device At 95% full |  |  | Statistical Inventory Reconciliation (SIR) | [5 empty] | Statistical inventory reconciliation (SIR) | Statistical inventory reconciliation (SIR) |  | UST Currently In Use: 0; UST Temp Close: 0; AST Currently In Use: 0; AST Temp Closed: 0 | 0 | 0 | 3 | 19028-101-014622 | MARK LONG
38306 | Permanently Closed | 2002-05-07 | 1990-01-01 | 2002-05-07 | Petroleum | Unleaded gasoline | Unleaded gasoline | Retail | Steel | Steel | Coated & cathodic protection (sti-P3) |  | Steel |  | 1901-01-01 | Field installed cathodic protection | Catchment Basin, Single walled catchment basin | Automatic shutoff device At 95% full | Automatic shutoff device At 95% full |  |  | Statistical Inventory Reconciliation (SIR) | [5 empty] | Statistical inventory reconciliation (SIR) | Statistical inventory reconciliation (SIR) |  | UST Currently In Use: 0; UST Temp Close: 0; AST Currently In Use: 0; AST Temp Closed: 0 | 0 | 0 | 3 | 19028-101-014622 | MARK LONG
38307 | Permanently Closed | 2002-05-07 | 1990-01-01 | 2002-05-07 | Petroleum | Unleaded gasoline | Unleaded gasoline | Retail | Steel | Steel | Coated & cathodic protection (sti-P3) |  | Steel |  | 1901-01-01 | Field installed cathodic protection | Catchment Basin, Single walled catchment basin | Automatic shutoff device At 95% full | Automatic shutoff device At 95% full |  |  | Statistical Inventory Reconciliation (SIR) | [5 empty] | Statistical inventory reconciliation (SIR) | Statistical inventory reconciliation (SIR) |  | UST Currently In Use: 0; UST Temp Close: 0; AST Currently In Use: 0; AST Temp Closed: 0 | 0 | 0 | 3 | 19028-101-014622 | MARK LONG
38308 | Permanently Closed | 1901-01-01 | 1959-01-01 | 1988-09-01 | Petroleum | Unleaded gasoline | Unleaded gasoline |  | Steel | Steel |  | Painted or None | Steel |  | 1901-01-01 | [15 empty] | UST Currently In Use: 0; UST Temp Close: 0; AST Currently In Use: 0; AST Temp Closed: 0 | 0 | 0 | 3 | 16205-125-003731 | JON HYDRICK
38309 | Permanently Closed | 1901-01-01 | 1959-01-01 | 1988-09-01 | Petroleum | Unleaded gasoline | Unleaded gasoline |  | Steel | Steel |  | Painted or None | Steel |  | 1901-01-01 | [15 empty] | UST Currently In Use: 0; UST Temp Close: 0; AST Currently In Use: 0; AST Temp Closed: 0 | 0 | 0 | 3 | 16205-125-003731 | JON HYDRICK
38310 | Permanently Closed | 1901-01-01 | 1970-01-01 | 1988-09-01 | Petroleum | Unleaded gasoline | Unleaded gasoline |  | Steel | Steel |  | Painted or None | Steel |  | 1901-01-01 | [15 empty] | UST Currently In Use: 0; UST Temp Close: 0; AST Currently In Use: 0; AST Temp Closed: 0 | 0 | 0 | 3 | 16205-125-003731 | JON HYDRICK
38311 | Permanently Closed | 1997-11-01 | 1987-01-01 | 1997-11-05 | Petroleum | On road diesel | On road diesel | Emergency power generator | Fiberglass reinforced plastic | Fiberglass reinforced plastic |  |  | Steel |  | 1901-01-01 | [6 empty] | Automatic Tank Gauge | [8 empty] | UST Currently In Use: 0; UST Temp Close: 0; AST Currently In Use: 1; AST Temp Closed: 0 | 0 | 0 | 1 | 13360-097-013999 | VERIZON
38312 | Permanently Closed | 1997-10-27 | 1987-01-01 | 1997-10-27 | Petroleum | On road diesel | On road diesel | Emergency Power Generator, Industrial | Fiberglass reinforced plastic | Fiberglass reinforced plastic |  |  | Steel |  | 1901-01-01 | [6 empty] | Automatic Tank Gauge |  | Other, AUTO GAUGE | Other |  |  | Other, AUTO GAUGE | Other |  | UST Currently In Use: 0; UST Temp Close: 0; AST Currently In Use: 1; AST Temp Closed: 0 | 0 | 0 | 1 | 13360-101-017931 | VERIZON
38313 | Permanently Closed | 1992-01-14 | 1983-01-01 | 1992-01-14 | Petroleum | Unleaded gasoline | Unleaded gasoline |  | Steel | Steel | Coated & cathodic protection (sti-P3) |  | Steel |  | 1901-01-01 | [15 empty] | UST Currently In Use: 0; UST Temp Close: 0; AST Currently In Use: 0; AST Temp Closed: 0 | 0 | 0 | 2 | 16209-097-014035 | DRAVO BASIC MATERIALS/OYSTER SHELL
38314 | Permanently Closed | 1992-01-14 | 1988-01-01 | 1992-01-14 | Petroleum | On road diesel | On road diesel |  | Fiberglass coated steel | Fiberglass coated steel |  |  | Steel |  | 1901-01-01 | [15 empty] | UST Currently In Use: 0; UST Temp Close: 0; AST Currently In Use: 0; AST Temp Closed: 0 | 0 | 0 | 2 | 16209-097-014035 | DRAVO BASIC MATERIALS/OYSTER SHELL
38315 | Currently in Use |  | 1986-07-01 |  | Petroleum | Unleaded gasoline | Unleaded gasoline | Retail | Fiberglass coated steel, Single Wall | Single Wall |  |  | Fiberglass reinforced plastic, Single Wall |  | 1901-01-01 |  | Catchment Basin, Single walled catchment basin | Automatic shutoff device At 95% full | Automatic shutoff device At 95% full |  |  | Continuous Automatic Tank Gauge |  | Automatic flow restrictor (MLLD) | Automatic flow restrictor (MLLD) |  |  | Annual line testing | Annual line testing |  | UST Currently In Use: 3; UST Temp Close: 0; AST Currently In Use: 0; AST Temp Closed: 0 | 3 | 0 | 0 | 16210-073-014036 | MACK CRIBBS
38316 | Currently in Use |  | 1986-07-01 |  | Petroleum | Unleaded gasoline | Unleaded gasoline | Retail | Fiberglass coated steel, Single Wall | Single Wall |  |  | Fiberglass reinforced plastic, Single Wall |  | 1901-01-01 |  | Catchment Basin, Single walled catchment basin | Automatic shutoff device At 95% full | Automatic shutoff device At 95% full |  |  | Continuous Automatic Tank Gauge |  | Automatic flow restrictor (MLLD) | Automatic flow restrictor (MLLD) |  |  | Annual line testing | Annual line testing |  | UST Currently In Use: 3; UST Temp Close: 0; AST Currently In Use: 0; AST Temp Closed: 0 | 3 | 0 | 0 | 16210-073-014036 | MACK CRIBBS
38317 | Currently in Use |  | 1986-07-01 |  | Petroleum | Premium gasoline | Premium gasoline | Retail | Fiberglass coated steel, Single Wall | Single Wall |  |  | Fiberglass reinforced plastic, Single Wall |  | 1901-01-01 |  | Catchment Basin, Single walled catchment basin | Audible high level alarm At 90% full, Automatic shutoff device At 95% full | Automatic shutoff device At 95% full |  |  | Continuous Automatic Tank Gauge |  | Automatic flow restrictor (MLLD) | Automatic flow restrictor (MLLD) |  |  | Annual line testing | Annual line testing |  | UST Currently In Use: 3; UST Temp Close: 0; AST Currently In Use: 0; AST Temp Closed: 0 | 3 | 0 | 0 | 16210-073-014036 | MACK CRIBBS
38318 | Permanently Closed | 1997-09-01 | 1994-06-01 | 1997-11-10 | Petroleum | On road diesel | On road diesel | Bulk facility | Steel | Steel |  |  | Steel |  | 1901-01-01 | [6 empty] | Manual Tank Gauging (only tanks 1000 gal. or less and 48” or 64” in diameter) | [5 empty] | Annual line testing | Annual line testing |  | UST Currently In Use: 0; UST Temp Close: 0; AST Currently In Use: 0; AST Temp Closed: 0 | 0 | 0 | 3 | 16211-101-013085 | EDWARD HERBERT
38319 | Permanently Closed | 1997-09-01 | 1994-06-01 | 1997-11-10 | Petroleum | On road diesel | On road diesel | Bulk facility | Steel | Steel |  |  | Steel |  | 1901-01-01 | [6 empty] | Manual Tank Gauging (only tanks 1000 gal. or less and 48” or 64” in diameter) | [5 empty] | Annual line testing | Annual line testing |  | UST Currently In Use: 0; UST Temp Close: 0; AST Currently In Use: 0; AST Temp Closed: 0 | 0 | 0 | 3 | 16211-101-013085 | EDWARD HERBERT
38320 | Permanently Closed | 1997-09-01 | 1994-06-01 | 1997-11-10 | Petroleum | On road diesel | On road diesel | Bulk facility | Steel | Steel |  |  | Steel |  | 1901-01-01 | [6 empty] | Manual Tank Gauging (only tanks 1000 gal. or less and 48” or 64” in diameter) | [5 empty] | Annual line testing | Annual line testing |  | UST Currently In Use: 0; UST Temp Close: 0; AST Currently In Use: 0; AST Temp Closed: 0 | 0 | 0 | 3 | 16211-101-013085 | EDWARD HERBERT
38321 | Temporary Closed | 2010-02-28 | 1989-01-01 |  | Petroleum | Unleaded gasoline | Unleaded gasoline | Retail | Steel | Steel | Coated & cathodic protection (sti-P3) |  | Steel |  |  | Galvanic Cathodic, 12/11/1998 | Catchment Basin, Single walled catchment basin | Automatic shutoff device At 95% full | Automatic shutoff device At 95% full | [11 empty] | UST Currently In Use: 0; UST Temp Close: 3; AST Currently In Use: 0; AST Temp Closed: 0 | 0 | 3 | 0 | 20371-097-013642 | ROBERT ODOM
38322 | Permanently Closed | 1990-06-01 | 1980-01-01 | 1990-06-01 | Petroleum | On road diesel | On road diesel |  | Steel | Steel |  | Painted or None | Steel |  | 1901-01-01 | [15 empty] | UST Currently In Use: 0; UST Temp Close: 0; AST Currently In Use: 0; AST Temp Closed: 0 | 0 | 0 | 1 | 16213-117-007121 | JENKINS BRICK
38323 | Permanently Closed | 1978-03-01 | 1958-01-01 | 1989-11-29 | Petroleum | Unleaded gasoline | Unleaded gasoline |  | Steel | Steel |  |  | Steel |  | 1901-01-01 | [15 empty] | UST Currently In Use: 0; UST Temp Close: 0; AST Currently In Use: 0; AST Temp Closed: 0 | 0 | 0 | 3 | 16214-059-005937 | LEILA MOORE
38324 | Permanently Closed | 1978-03-01 | 1958-01-01 | 1989-11-29 | Petroleum | Unleaded gasoline | Unleaded gasoline |  | Steel | Steel |  |  | Steel |  | 1901-01-01 | [15 empty] | UST Currently In Use: 0; UST Temp Close: 0; AST Currently In Use: 0; AST Temp Closed: 0 | 0 | 0 | 3 | 16214-059-005937 | LEILA MOORE
38325 | Permanently Closed | 1978-03-01 | 1958-01-01 | 1989-11-29 | Petroleum | On road diesel | On road diesel |  | Steel | Steel |  |  | Steel |  | 1901-01-01 | [15 empty] | UST Currently In Use: 0; UST Temp Close: 0; AST Currently In Use: 0; AST Temp Closed: 0 | 0 | 0 | 3 | 16214-059-005937 | LEILA MOORE
38326 | Permanently Closed | 1997-04-14 | 1971-01-01 | 1997-04-15 | Petroleum | On road diesel | On road diesel | Retail | Steel | Steel |  | Painted or None | Steel |  | 1901-01-01 | [12 empty] | Annual line testing | Annual line testing |  | UST Currently In Use: 0; UST Temp Close: 0; AST Currently In Use: 0; AST Temp Closed: 0 | 0 | 0 | 3 | 16215-127-013928 | PAUL TAYLOR
38327 | Permanently Closed | 1997-04-14 | 1967-01-01 | 1997-04-15 | Petroleum | Unleaded gasoline | Unleaded gasoline | Retail | Steel | Steel |  | Painted or None | Steel |  | 1901-01-01 | [15 empty] | UST Currently In Use: 0; UST Temp Close: 0; AST Currently In Use: 0; AST Temp Closed: 0 | 0 | 0 | 3 | 16215-127-013928 | PAUL TAYLOR
38328 | Permanently Closed | 1997-04-14 | 1967-01-01 | 1997-04-15 | Petroleum | Unleaded gasoline | Unleaded gasoline | Retail | Steel | Steel |  | Painted or None | Steel |  | 1901-01-01 | [15 empty] | UST Currently In Use: 0; UST Temp Close: 0; AST Currently In Use: 0; AST Temp Closed: 0 | 0 | 0 | 3 | 16215-127-013928 | PAUL TAYLOR
38329 | Permanently Closed | 1995-08-01 | 1978-01-01 | 1999-12-18 | Petroleum | Unleaded gasoline | Unleaded gasoline |  | Steel | Steel |  | Painted or None | Steel |  | 1901-01-01 | [15 empty] | UST Currently In Use: 0; UST Temp Close: 0; AST Currently In Use: 0; AST Temp Closed: 0 | 0 | 0 | 3 | 16216-093-010792 | TEX HULSEY
38330 | Permanently Closed | 1995-08-01 | 1978-01-01 | 1999-12-18 | Petroleum | Unleaded gasoline | Unleaded gasoline |  | Steel | Steel |  | Painted or None | Steel |  | 1901-01-01 | [15 empty] | UST Currently In Use: 0; UST Temp Close: 0; AST Currently In Use: 0; AST Temp Closed: 0 | 0 | 0 | 3 | 16216-093-010792 | TEX HULSEY
38331 | Permanently Closed | 1995-08-01 | 1978-01-01 | 1999-12-18 | Petroleum | On road diesel | On road diesel |  | Steel | Steel |  | Painted or None | Steel |  | 1901-01-01 | [15 empty] | UST Currently In Use: 0; UST Temp Close: 0; AST Currently In Use: 0; AST Temp Closed: 0 | 0 | 0 | 3 | 16216-093-010792 | TEX HULSEY
38334 | Retired | 1985-11-01 | 1969-01-01 |  | Petroleum | Other, X | Other |  | Steel | Steel |  |  |  |  | 1901-01-01 | [15 empty] | UST Currently In Use: 0; UST Temp Close: 0; AST Currently In Use: 0; AST Temp Closed: 0 | 0 | 0 | 0 | 16218-073-008536 | CHRIS COKER & RANDALL J GRABEN
38335 | Retired | 1985-11-01 | 1969-01-01 |  | Petroleum | Other, X | Other |  | Steel | Steel |  |  |  |  | 1901-01-01 | [15 empty] | UST Currently In Use: 0; UST Temp Close: 0; AST Currently In Use: 0; AST Temp Closed: 0 | 0 | 0 | 0 | 16218-073-008536 | CHRIS COKER & RANDALL J GRABEN
38336 | Permanently Closed | 1993-10-01 | 1985-01-01 | 1993-10-01 | Petroleum | Unleaded gasoline | Unleaded gasoline | State/federal government | Steel | Steel |  |  |  |  | 1901-01-01 | [15 empty] | UST Currently In Use: 0; UST Temp Close: 0; AST Currently In Use: 0; AST Temp Closed: 0 | 0 | 0 | 2 | 15107-073-006886 | UNITED STATES POSTAL SERVICE
38337 | Permanently Closed | 1901-01-01 | 1901-01-01 | 1989-11-01 | Petroleum | Other, EMPTY | Other | [7 empty] | 1901-01-01 | [15 empty] | UST Currently In Use: 0; UST Temp Close: 0; AST Currently In Use: 0; AST Temp Closed: 0 | 0 | 0 | 5 | 16219-073-014154 | GRAND BIRMINGHAM ASSOCIATES/LTD PART
38338 | Permanently Closed | 1901-01-01 | 1901-01-01 | 1989-11-01 | Petroleum | On road diesel | On road diesel | [7 empty] | 1901-01-01 | [15 empty] | UST Currently In Use: 0; UST Temp Close: 0; AST Currently In Use: 0; AST Temp Closed: 0 | 0 | 0 | 5 | 16219-073-014154 | GRAND BIRMINGHAM ASSOCIATES/LTD PART
38339 | Permanently Closed | 1901-01-01 | 1901-01-01 | 1989-11-01 | Petroleum | Other, EMPTY | Other | [7 empty] | 1901-01-01 | [15 empty] | UST Currently In Use: 0; UST Temp Close: 0; AST Currently In Use: 0; AST Temp Closed: 0 | 0 | 0 | 5 | 16219-073-014154 | GRAND BIRMINGHAM ASSOCIATES/LTD PART
38340 | Permanently Closed | 1901-01-01 | 1901-01-01 | 1989-11-01 | Petroleum | Other, EMPTY | Other | [7 empty] | 1901-01-01 | [15 empty] | UST Currently In Use: 0; UST Temp Close: 0; AST Currently In Use: 0; AST Temp Closed: 0 | 0 | 0 | 5 | 16219-073-014154 | GRAND BIRMINGHAM ASSOCIATES/LTD PART
38341 | Permanently Closed | 1901-01-01 | 1901-01-01 | 1989-11-01 | Petroleum | Other, EMPTY | Other | [7 empty] | 1901-01-01 | [15 empty] | UST Currently In Use: 0; UST Temp Close: 0; AST Currently In Use: 0; AST Temp Closed: 0 | 0 | 0 | 5 | 16219-073-014154 | GRAND BIRMINGHAM ASSOCIATES/LTD PART
38342 | Permanently Closed | 2003-10-06 | 1983-10-25 | 2003-10-06 | Petroleum | Premium gasoline | Premium gasoline | Retail | Steel | Steel | Coated & cathodic protection (sti-P3) |  | Fiberglass reinforced plastic |  | 1901-01-01 |  | Catchment Basin, Single walled catchment basin | Automatic shutoff device At 95% full | Automatic shutoff device At 95% full |  |  | Statistical Inventory Reconciliation (SIR) | [5 empty] | Annual line testing | Annual line testing |  | UST Currently In Use: 3; UST Temp Close: 0; AST Currently In Use: 0; AST Temp Closed: 0 | 3 | 0 | 1 | 16220-017-014038 | GEORGE CHAMBLEY
38343 | Currently in Use |  | 1985-10-05 |  | Petroleum | Premium gasoline | Premium gasoline | Retail | Steel | Steel | Coated & cathodic protection (sti-P3) |  | Fiberglass reinforced plastic |  |  |  | Catchment Basin, Single walled catchment basin | Automatic shutoff device At 95% full | Automatic shutoff device At 95% full |  |  | Statistical Inventory Reconciliation (SIR) | [8 empty] | UST Currently In Use: 3; UST Temp Close: 0; AST Currently In Use: 0; AST Temp Closed: 0 | 3 | 0 | 1 | 16220-017-014038 | GEORGE CHAMBLEY
38352 | Permanently Closed | 1990-08-16 | 1981-01-01 | 1990-08-16 | Petroleum | Unleaded gasoline | Unleaded gasoline |  | Steel | Steel |  | Painted or None | Steel |  | 1901-01-01 | [15 empty] | UST Currently In Use: 0; UST Temp Close: 0; AST Currently In Use: 0; AST Temp Closed: 0 | 0 | 0 | 4 | 16221-021-014041 | MRS. ODIS HEADLEY
38353 | Permanently Closed | 1990-08-16 | 1981-01-01 | 1990-08-16 | Petroleum | Unleaded gasoline | Unleaded gasoline |  | Steel | Steel |  | Painted or None | Steel |  | 1901-01-01 | [15 empty] | UST Currently In Use: 0; UST Temp Close: 0; AST Currently In Use: 0; AST Temp Closed: 0 | 0 | 0 | 4 | 16221-021-014041 | MRS. ODIS HEADLEY
38354 | Permanently Closed | 1990-08-16 | 1981-01-01 | 1990-08-16 | Petroleum | Unleaded gasoline | Unleaded gasoline |  | Steel | Steel |  | Painted or None | Steel |  | 1901-01-01 | [15 empty] | UST Currently In Use: 0; UST Temp Close: 0; AST Currently In Use: 0; AST Temp Closed: 0 | 0 | 0 | 4 | 16221-021-014041 | MRS. ODIS HEADLEY
38355 | Permanently Closed | 1990-08-16 | 1981-01-01 | 1990-08-16 | Petroleum | Unleaded gasoline | Unleaded gasoline |  | Steel | Steel |  | Painted or None | Steel |  | 1901-01-01 | [15 empty] | UST Currently In Use: 0; UST Temp Close: 0; AST Currently In Use: 0; AST Temp Closed: 0 | 0 | 0 | 4 | 16221-021-014041 | MRS. ODIS HEADLEY
38356 | Currently in Use |  | 1987-09-10 |  | Petroleum | On road diesel | On road diesel | Retail | Fiberglass coated steel | Fiberglass coated steel |  |  | Double Wall, Fiberglass reinforced plastic |  | 2016-07-19 |  | Catchment Basin, Single walled catchment basin | Automatic shutoff device At 95% full | Automatic shutoff device At 95% full |  |  | Continuous Automatic Tank Gauge |  | Automatic flow restrictor (MLLD), Containment Sump | Containment Sump | Interstitial Monitoring within Secondary Containment | MANUAL/VISUAL CHECK |  |  |  | UST Currently In Use: 5; UST Temp Close: 1; AST Currently In Use: 0; AST Temp Closed: 0 | 5 | 1 | 0 | 24684-021-014042 | ASRK UNITED LLC
38357 | Temporary Closed | 2016-07-01 | 1987-09-10 |  | Petroleum | On road diesel | On road diesel | Retail | Fiberglass coated steel | Fiberglass coated steel |  |  | Fiberglass reinforced plastic, Single Wall |  | 2016-07-01 |  | Catchment Basin, Single walled catchment basin | Automatic shutoff device At 95% full | Automatic shutoff device At 95% full |  |  | Continuous Automatic Tank Gauge |  | Automatic shutoff device (AELLD), Containment Sump | Containment Sump | [5 empty] | UST Currently In Use: 5; UST Temp Close: 1; AST Currently In Use: 0; AST Temp Closed: 0 | 5 | 1 | 0 | 24684-021-014042 | ASRK UNITED LLC
38358 | Currently in Use |  | 1987-09-10 |  | Petroleum | Unleaded gasoline | Unleaded gasoline | Retail | Fiberglass coated steel | Fiberglass coated steel |  |  | Fiberglass reinforced plastic |  | 1901-01-01 |  | Catchment Basin, Single walled catchment basin | Automatic shutoff device At 95% full | Automatic shutoff device At 95% full |  |  | Continuous Automatic Tank Gauge |  | Automatic flow restrictor (MLLD) | Automatic flow restrictor (MLLD) |  |  | Annual line testing | Annual line testing |  | UST Currently In Use: 5; UST Temp Close: 1; AST Currently In Use: 0; AST Temp Closed: 0 | 5 | 1 | 0 | 24684-021-014042 | ASRK UNITED LLC
38359 | Currently in Use |  | 1987-09-10 |  | Petroleum | Premium gasoline | Premium gasoline | Retail | Fiberglass coated steel | Fiberglass coated steel |  |  | Fiberglass reinforced plastic |  | 1901-01-01 |  | Catchment Basin, Single walled catchment basin | Automatic shutoff device At 95% full | Automatic shutoff device At 95% full |  |  | Continuous Automatic Tank Gauge |  | Automatic flow restrictor (MLLD) | Automatic flow restrictor (MLLD) | [5 empty] | UST Currently In Use: 5; UST Temp Close: 1; AST Currently In Use: 0; AST Temp Closed: 0 | 5 | 1 | 0 | 24684-021-014042 | ASRK UNITED LLC
38360 | Currently in Use |  | 1987-09-10 |  | Petroleum | Other, 100% GAS | Other | Retail | Fiberglass coated steel | Fiberglass coated steel |  |  | Fiberglass reinforced plastic |  | 1901-01-01 |  | Catchment Basin, Single walled catchment basin | Automatic shutoff device At 95% full | Automatic shutoff device At 95% full |  |  | Continuous Automatic Tank Gauge |  | Automatic flow restrictor (MLLD) | Automatic flow restrictor (MLLD) |  |  | Annual line testing | Annual line testing |  | UST Currently In Use: 5; UST Temp Close: 1; AST Currently In Use: 0; AST Temp Closed: 0 | 5 | 1 | 0 | 24684-021-014042 | ASRK UNITED LLC
38361 | Permanently Closed | 1991-05-22 | 1979-01-01 | 1991-05-22 | Petroleum | Unleaded gasoline | Unleaded gasoline |  | Steel | Steel |  | Painted or None | Steel |  | 1901-01-01 | [15 empty] | UST Currently In Use: 4; UST Temp Close: 0; AST Currently In Use: 0; AST Temp Closed: 0 | 4 | 0 | 7 | 22283-021-014043 | JOSEPH J. HEADLEY
38362 | Permanently Closed | 1991-05-22 | 1979-01-01 | 1991-05-22 | Petroleum | Unleaded gasoline | Unleaded gasoline |  | Steel | Steel |  | Painted or None | Steel |  | 1901-01-01 | [15 empty] | UST Currently In Use: 4; UST Temp Close: 0; AST Currently In Use: 0; AST Temp Closed: 0 | 4 | 0 | 7 | 22283-021-014043 | JOSEPH J. HEADLEY
38363 | Permanently Closed | 1991-05-22 | 1979-01-01 | 1991-05-22 | Petroleum | Unleaded gasoline | Unleaded gasoline |  | Steel | Steel |  | Painted or None | Steel |  | 1901-01-01 | [15 empty] | UST Currently In Use: 4; UST Temp Close: 0; AST Currently In Use: 0; AST Temp Closed: 0 | 4 | 0 | 7 | 22283-021-014043 | JOSEPH J. HEADLEY
38364 | Permanently Closed | 1991-05-22 | 1979-01-01 | 1991-05-22 | Petroleum | Unleaded gasoline | Unleaded gasoline |  | Steel | Steel |  | Painted or None | Steel |  | 1901-01-01 | [15 empty] | UST Currently In Use: 4; UST Temp Close: 0; AST Currently In Use: 0; AST Temp Closed: 0 | 4 | 0 | 7 | 22283-021-014043 | JOSEPH J. HEADLEY
38365 | Permanently Closed | 1991-05-22 | 1979-01-01 | 1991-05-22 | Petroleum | Unleaded gasoline | Unleaded gasoline |  | Steel | Steel |  | Painted or None | Steel |  | 1901-01-01 | [15 empty] | UST Currently In Use: 4; UST Temp Close: 0; AST Currently In Use: 0; AST Temp Closed: 0 | 4 | 0 | 7 | 22283-021-014043 | JOSEPH J. HEADLEY
38366 | Permanently Closed | 1991-05-22 | 1979-01-01 | 1991-05-22 | Petroleum | On road diesel | On road diesel |  | Steel | Steel |  | Painted or None | Steel |  | 1901-01-01 | [15 empty] | UST Currently In Use: 4; UST Temp Close: 0; AST Currently In Use: 0; AST Temp Closed: 0 | 4 | 0 | 7 | 22283-021-014043 | JOSEPH J. HEADLEY
38367 | Permanently Closed | 1991-05-22 | 1979-01-01 | 1991-05-22 | Petroleum | On road diesel | On road diesel |  | Steel | Steel |  | Painted or None | Steel |  | 1901-01-01 | [15 empty] | UST Currently In Use: 4; UST Temp Close: 0; AST Currently In Use: 0; AST Temp Closed: 0 | 4 | 0 | 7 | 22283-021-014043 | JOSEPH J. HEADLEY
38368 | Currently in Use |  | 1991-02-15 |  | Petroleum | Unleaded gasoline | Unleaded gasoline | Retail | Fiberglass reinforced plastic, Single Wall | Single Wall |  |  | Double Wall, Fiberglass reinforced plastic |  | 2016-06-01 | None | Catchment Basin, Single walled catchment basin | Automatic shutoff device At 95% full | Automatic shutoff device At 95% full |  |  | Continuous Automatic Tank Gauge |  | Automatic shutoff device (AELLD) | Automatic shutoff device (AELLD) |  |  | Annual line testing, Continuous alarm system | Continuous alarm system |  | UST Currently In Use: 4; UST Temp Close: 0; AST Currently In Use: 0; AST Temp Closed: 0 | 4 | 0 | 7 | 22283-021-014043 | JOSEPH J. HEADLEY
38369 | Temporary Closed | 2004-04-01 | 1986-01-01 |  | Petroleum | Unleaded gasoline | Unleaded gasoline | Retail | Fiberglass coated steel | Fiberglass coated steel |  |  | Fiberglass reinforced plastic |  | 1901-01-01 |  | Catchment Basin, Single walled catchment basin | Automatic shutoff device At 95% full | Automatic shutoff device At 95% full |  |  | Continuous Automatic Tank Gauge |  | Automatic shutoff device (AELLD) | Automatic shutoff device (AELLD) | [5 empty] | UST Currently In Use: 0; UST Temp Close: 6; AST Currently In Use: 0; AST Temp Closed: 0 | 0 | 6 | 3 | 23811-021-014044 | DUTCH HEADLEY
38370 | Temporary Closed | 2004-04-01 | 1986-01-01 |  | Petroleum | Mid-grade gasoline | Mid-grade gasoline | Retail | Fiberglass coated steel | Fiberglass coated steel |  |  | Fiberglass reinforced plastic |  | 1901-01-01 |  | Catchment Basin, Single walled catchment basin | Flow Rest 90% Full | Flow Rest 90% Full |  |  | Continuous Automatic Tank Gauge |  | Automatic shutoff device (AELLD) | Automatic shutoff device (AELLD) | [5 empty] | UST Currently In Use: 0; UST Temp Close: 6; AST Currently In Use: 0; AST Temp Closed: 0 | 0 | 6 | 3 | 23811-021-014044 | DUTCH HEADLEY
38371 | Temporary Closed | 2004-04-01 | 1986-01-01 |  | Petroleum | On road diesel | On road diesel | Retail | Fiberglass coated steel | Fiberglass coated steel |  |  | Fiberglass reinforced plastic |  | 1901-01-01 |  | Catchment Basin, Single walled catchment basin | Flow Rest 90% Full | Flow Rest 90% Full |  |  | Continuous Automatic Tank Gauge |  | Automatic shutoff device (AELLD) | Automatic shutoff device (AELLD) | [5 empty] | UST Currently In Use: 0; UST Temp Close: 6; AST Currently In Use: 0; AST Temp Closed: 0 | 0 | 6 | 3 | 23811-021-014044 | DUTCH HEADLEY
38372 | Permanently Closed | 1998-02-01 | 1982-01-01 | 1998-02-26 | Petroleum | On road diesel | On road diesel |  | Steel | Steel |  | Painted or None | Steel |  | 1901-01-01 | [15 empty] | UST Currently In Use: 0; UST Temp Close: 6; AST Currently In Use: 0; AST Temp Closed: 0 | 0 | 6 | 3 | 23811-021-014044 | DUTCH HEADLEY
38373 | Permanently Closed | 1998-02-01 | 1982-01-01 | 1998-02-26 | Petroleum | Unleaded gasoline | Unleaded gasoline |  | Steel | Steel |  | Painted or None | Steel |  | 1901-01-01 | [12 empty] | Annual line testing | Annual line testing |  | UST Currently In Use: 0; UST Temp Close: 6; AST Currently In Use: 0; AST Temp Closed: 0 | 0 | 6 | 3 | 23811-021-014044 | DUTCH HEADLEY
38374 | Permanently Closed | 1998-02-01 | 1982-01-01 | 1998-02-26 | Petroleum | Kerosene | Kerosene |  | Steel | Steel |  | Painted or None | Steel |  | 1901-01-01 | [15 empty] | UST Currently In Use: 0; UST Temp Close: 6; AST Currently In Use: 0; AST Temp Closed: 0 | 0 | 6 | 3 | 23811-021-014044 | DUTCH HEADLEY
38375 | Permanently Closed | 1995-09-14 | 1985-01-01 | 1995-09-14 | Petroleum | Unleaded gasoline | Unleaded gasoline | Retail | Steel | Steel |  | Painted or None | Steel |  | 1901-01-01 | [12 empty] | Annual line testing | Annual line testing |  | UST Currently In Use: 2; UST Temp Close: 0; AST Currently In Use: 0; AST Temp Closed: 0 | 2 | 0 | 3 | 24087-021-014045 | FIROZ & JOHAINA POONAWALLA
38376 | Permanently Closed | 1995-09-14 | 1981-01-01 | 1995-09-14 | Petroleum | Unleaded gasoline | Unleaded gasoline | Retail | Steel | Steel |  | Painted or None | Steel |  | 1901-01-01 | [12 empty] | Annual line testing | Annual line testing |  | UST Currently In Use: 2; UST Temp Close: 0; AST Currently In Use: 0; AST Temp Closed: 0 | 2 | 0 | 3 | 24087-021-014045 | FIROZ & JOHAINA POONAWALLA
38377 | Permanently Closed | 1995-09-14 | 1979-01-01 | 1995-09-14 | Petroleum | Unleaded gasoline | Unleaded gasoline | Retail | Steel | Steel |  | Painted or None | Steel |  | 1901-01-01 | [12 empty] | Annual line testing | Annual line testing |  | UST Currently In Use: 2; UST Temp Close: 0; AST Currently In Use: 0; AST Temp Closed: 0 | 2 | 0 | 3 | 24087-021-014045 | FIROZ & JOHAINA POONAWALLA
38378 | Permanently Closed | 1994-09-01 | 1983-01-01 | 1995-07-07 | Petroleum | On road diesel | On road diesel |  | Steel | Steel |  | Painted or None | Steel |  | 1901-01-01 | [12 empty] | Annual line testing | Annual line testing |  | UST Currently In Use: 0; UST Temp Close: 0; AST Currently In Use: 0; AST Temp Closed: 0 | 0 | 0 | 5 | 16221-021-014046 | MRS. ODIS HEADLEY
38379 | Permanently Closed | 1994-07-07 | 1983-01-01 | 1994-07-07 | Petroleum | Unleaded gasoline | Unleaded gasoline |  | Steel | Steel |  | Painted or None | Steel |  | 1901-01-01 |  |  | Flow Rest 90% Full | Flow Rest 90% Full | [8 empty] | Annual line testing | Annual line testing |  | UST Currently In Use: 0; UST Temp Close: 0; AST Currently In Use: 0; AST Temp Closed: 0 | 0 | 0 | 5 | 16221-021-014046 | MRS. ODIS HEADLEY
38380 | Permanently Closed | 1994-09-01 | 1974-01-01 | 1995-07-07 | Petroleum | Unleaded gasoline | Unleaded gasoline |  | Steel | Steel |  | Painted or None | Steel |  | 1901-01-01 | [15 empty] | UST Currently In Use: 0; UST Temp Close: 0; AST Currently In Use: 0; AST Temp Closed: 0 | 0 | 0 | 5 | 16221-021-014046 | MRS. ODIS HEADLEY
38381 | Permanently Closed | 1994-09-01 | 1974-01-01 |  | Petroleum | Kerosene | Kerosene |  | Steel | Steel |  | Painted or None | Steel |  | 1901-01-01 | [15 empty] | UST Currently In Use: 0; UST Temp Close: 0; AST Currently In Use: 0; AST Temp Closed: 0 | 0 | 0 | 5 | 16221-021-014046 | MRS. ODIS HEADLEY
38382 | Permanently Closed | 1995-11-01 | 1981-01-01 | 1996-04-19 | Petroleum | Unleaded gasoline | Unleaded gasoline | Retail | Steel | Steel |  | Painted or None | Steel |  | 1901-01-01 | [15 empty] | UST Currently In Use: 0; UST Temp Close: 0; AST Currently In Use: 0; AST Temp Closed: 0 | 0 | 0 | 5 | 16221-021-014047 | MRS. ODIS HEADLEY
38383 | Permanently Closed | 1995-11-01 | 1981-01-01 | 1996-04-19 | Petroleum | Unleaded gasoline | Unleaded gasoline | Retail | Steel | Steel |  | Painted or None | Steel |  | 1901-01-01 | [15 empty] | UST Currently In Use: 0; UST Temp Close: 0; AST Currently In Use: 0; AST Temp Closed: 0 | 0 | 0 | 5 | 16221-021-014047 | MRS. ODIS HEADLEY
38384 | Permanently Closed | 1995-11-01 | 1981-01-01 | 1996-04-19 | Petroleum | Unleaded gasoline | Unleaded gasoline | Retail | Steel | Steel |  | Painted or None | Steel |  | 1901-01-01 | [15 empty] | UST Currently In Use: 0; UST Temp Close: 0; AST Currently In Use: 0; AST Temp Closed: 0 | 0 | 0 | 5 | 16221-021-014047 | MRS. ODIS HEADLEY
38385 | Permanently Closed | 1995-11-01 | 1981-01-01 | 1996-04-19 | Petroleum | Unleaded gasoline | Unleaded gasoline | Retail | Steel | Steel |  | Painted or None | Steel |  | 1901-01-01 | [15 empty] | UST Currently In Use: 0; UST Temp Close: 0; AST Currently In Use: 0; AST Temp Closed: 0 | 0 | 0 | 5 | 16221-021-014047 | MRS. ODIS HEADLEY
38386 | Permanently Closed | 1995-11-01 | 1987-01-01 | 1996-04-19 | Petroleum | Kerosene | Kerosene | Retail | Steel | Steel |  | Painted or None | Steel |  | 1901-01-01 | [15 empty] | UST Currently In Use: 0; UST Temp Close: 0; AST Currently In Use: 0; AST Temp Closed: 0 | 0 | 0 | 5 | 16221-021-014047 | MRS. ODIS HEADLEY
38387 | Permanently Closed | 1999-04-09 | 1965-01-01 | 1999-04-09 | Petroleum | Unleaded gasoline | Unleaded gasoline |  | Steel | Steel |  | Painted or None | Steel |  | 1901-01-01 | [15 empty] | UST Currently In Use: 0; UST Temp Close: 0; AST Currently In Use: 0; AST Temp Closed: 0 | 0 | 0 | 3 | 19107-021-011772 | DONALD A INMAN
38388 | Permanently Closed | 1998-12-22 | 1965-01-01 | 1999-04-09 | Petroleum | Unleaded gasoline | Unleaded gasoline |  | Steel | Steel |  | Painted or None | Steel |  | 1901-01-01 | [15 empty] | UST Currently In Use: 0; UST Temp Close: 0; AST Currently In Use: 0; AST Temp Closed: 0 | 0 | 0 | 3 | 19107-021-011772 | DONALD A INMAN
38389 | Permanently Closed | 1998-12-22 | 1977-01-01 | 1999-04-09 | Petroleum | Unleaded gasoline | Unleaded gasoline |  | Steel | Steel |  | Painted or None | Steel |  | 1901-01-01 | [15 empty] | UST Currently In Use: 0; UST Temp Close: 0; AST Currently In Use: 0; AST Temp Closed: 0 | 0 | 0 | 3 | 19107-021-011772 | DONALD A INMAN
38390 | Permanently Closed | 1997-09-03 | 1983-01-01 | 1997-09-03 | Petroleum | Aviation fuel (JP-4; etc.) | Aviation fuel (JP-4; etc.) | Local government | Steel | Steel |  | Painted or None | Steel |  | 1901-01-01 | [6 empty] | Statistical Inventory Reconciliation (SIR) | [8 empty] | UST Currently In Use: 0; UST Temp Close: 0; AST Currently In Use: 0; AST Temp Closed: 0 | 0 | 0 | 3 | 16223-115-014048 | ST CLAIR COUNTY AIRPORT AUTHORITY
38391 | Permanently Closed | 1997-09-03 | 1983-01-01 | 1997-09-03 | Petroleum | Aviation fuel (JP-4; etc.) | Aviation fuel (JP-4; etc.) | Local government | Steel | Steel |  | Painted or None | Steel |  | 1901-01-01 | [6 empty] | Statistical Inventory Reconciliation (SIR) | [8 empty] | UST Currently In Use: 0; UST Temp Close: 0; AST Currently In Use: 0; AST Temp Closed: 0 | 0 | 0 | 3 | 16223-115-014048 | ST CLAIR COUNTY AIRPORT AUTHORITY
38392 | Permanently Closed | 1998-12-22 | 1983-01-01 | 2003-11-04 | Petroleum | Other, JET A | Other | Local government | Steel | Steel |  | Painted or None | Steel |  | 1901-01-01 | [6 empty] | Statistical Inventory Reconciliation (SIR) | [8 empty] | UST Currently In Use: 0; UST Temp Close: 0; AST Currently In Use: 0; AST Temp Closed: 0 | 0 | 0 | 3 | 16223-115-014048 | ST CLAIR COUNTY AIRPORT AUTHORITY
38393 | Currently in Use |  | 1988-08-29 |  | Petroleum | Unleaded gasoline | Unleaded gasoline | Retail | Steel | Steel | Coated & cathodic protection (sti-P3) |  | Fiberglass reinforced plastic |  |  | Other, FLXS ISOLA | Catchment Basin, Single walled catchment basin | Flow Rest 90% Full | Flow Rest 90% Full |  |  | Automatic Tank Gauge |  | Automatic flow restrictor (MLLD) | Automatic flow restrictor (MLLD) |  |  | Annual line testing | Annual line testing |  | UST Currently In Use: 2; UST Temp Close: 1; AST Currently In Use: 0; AST Temp Closed: 0 | 2 | 1 | 0 | 24545-101-014049 | HNK LLC
38394 | Temporary Closed | 2025-03-05 | 1988-08-29 |  | Petroleum | Premium gasoline | Premium gasoline | Retail | Steel | Steel | Coated & cathodic protection (sti-P3) |  | Fiberglass reinforced plastic |  |  | Other, FLXS ISOLA | Catchment Basin, Single walled catchment basin | Flow Rest 90% Full | Flow Rest 90% Full |  |  | Automatic Tank Gauge, Statistical Inventory Reconciliation (SIR) |  | Automatic flow restrictor (MLLD) | Automatic flow restrictor (MLLD) |  |  | Statistical inventory reconciliation (SIR) | Statistical inventory reconciliation (SIR) |  | UST Currently In Use: 2; UST Temp Close: 1; AST Currently In Use: 0; AST Temp Closed: 0 | 2 | 1 | 0 | 24545-101-014049 | HNK LLC
38395 | Currently in Use |  | 1988-08-29 |  | Petroleum | On road diesel | On road diesel | Retail | Steel | Steel | Coated & cathodic protection (sti-P3) |  | Fiberglass reinforced plastic |  |  | Other, FLXS ISOLA | Catchment Basin, Single walled catchment basin | Flow Rest 90% Full | Flow Rest 90% Full |  |  | Automatic Tank Gauge, Statistical Inventory Reconciliation (SIR) |  | Automatic flow restrictor (MLLD) | Automatic flow restrictor (MLLD) |  |  | Statistical inventory reconciliation (SIR) | Statistical inventory reconciliation (SIR) |  | UST Currently In Use: 2; UST Temp Close: 1; AST Currently In Use: 0; AST Temp Closed: 0 | 2 | 1 | 0 | 24545-101-014049 | HNK LLC
38396 | Permanently Closed | 1998-12-22 | 1985-05-01 | 1999-03-08 | Petroleum | Unleaded gasoline | Unleaded gasoline | Retail | Steel | Steel | Coated & cathodic protection (sti-P3) |  | Steel |  | 1901-01-01 | None | [5 empty] | Statistical Inventory Reconciliation (SIR) | [5 empty] | Statistical inventory reconciliation (SIR) | Statistical inventory reconciliation (SIR) |  | UST Currently In Use: 2; UST Temp Close: 0; AST Currently In Use: 0; AST Temp Closed: 0 | 2 | 0 | 3 | 20667-073-014062 | GIOI NGUYEN FORESTDALE FOOD MART
38397 | Permanently Closed | 1998-12-22 | 1985-05-01 | 1999-03-08 | Petroleum | Unleaded gasoline | Unleaded gasoline | Retail | Steel | Steel | Coated & cathodic protection (sti-P3) |  | Steel |  | 1901-01-01 | None | [5 empty] | Statistical Inventory Reconciliation (SIR) | [5 empty] | Statistical inventory reconciliation (SIR) | Statistical inventory reconciliation (SIR) |  | UST Currently In Use: 2; UST Temp Close: 0; AST Currently In Use: 0; AST Temp Closed: 0 | 2 | 0 | 3 | 20667-073-014062 | GIOI NGUYEN FORESTDALE FOOD MART
38398 | Permanently Closed | 1998-12-22 | 1985-05-01 | 1999-03-08 | Petroleum | Unleaded gasoline | Unleaded gasoline | Retail | Steel | Steel | Coated & cathodic protection (sti-P3) |  | Steel |  | 1901-01-01 | None | [5 empty] | Statistical Inventory Reconciliation (SIR) | [5 empty] | Statistical inventory reconciliation (SIR) | Statistical inventory reconciliation (SIR) |  | UST Currently In Use: 2; UST Temp Close: 0; AST Currently In Use: 0; AST Temp Closed: 0 | 2 | 0 | 3 | 20667-073-014062 | GIOI NGUYEN FORESTDALE FOOD MART
38399 | Permanently Closed | 1996-12-21 | 1980-10-01 | 1998-12-31 | Petroleum | Unleaded gasoline | Unleaded gasoline | Retail | Steel | Steel | Coated & cathodic protection (sti-P3) |  | Steel |  | 1901-01-01 | [6 empty] | Statistical Inventory Reconciliation (SIR) | [5 empty] | Statistical inventory reconciliation (SIR) | Statistical inventory reconciliation (SIR) |  | UST Currently In Use: 2; UST Temp Close: 0; AST Currently In Use: 0; AST Temp Closed: 0 | 2 | 0 | 4 | 22060-127-014061 | RUBY INVESTMENTS LLC
38400 | Permanently Closed | 1996-12-21 | 1980-10-01 | 1998-12-31 | Petroleum | Unleaded gasoline | Unleaded gasoline | Retail | Steel | Steel | Coated & cathodic protection (sti-P3) |  | Steel |  | 1901-01-01 | [6 empty] | Statistical Inventory Reconciliation (SIR) | [5 empty] | Statistical inventory reconciliation (SIR) | Statistical inventory reconciliation (SIR) |  | UST Currently In Use: 2; UST Temp Close: 0; AST Currently In Use: 0; AST Temp Closed: 0 | 2 | 0 | 4 | 22060-127-014061 | RUBY INVESTMENTS LLC
38401 | Permanently Closed | 1995-02-01 | 1980-10-01 | 1998-12-31 | Petroleum | Unleaded gasoline | Unleaded gasoline | Retail | Steel | Steel | Coated & cathodic protection (sti-P3) |  | Steel |  | 1901-01-01 | [6 empty] | Statistical Inventory Reconciliation (SIR) | [5 empty] | Statistical inventory reconciliation (SIR) | Statistical inventory reconciliation (SIR) |  | UST Currently In Use: 2; UST Temp Close: 0; AST Currently In Use: 0; AST Temp Closed: 0 | 2 | 0 | 4 | 22060-127-014061 | RUBY INVESTMENTS LLC
38402 | Permanently Closed | 1996-12-21 | 1980-01-01 | 1998-12-31 | Petroleum | Unleaded gasoline | Unleaded gasoline | Retail | Steel | Steel |  | Painted or None | Steel |  | 1901-01-01 | [6 empty] | Statistical Inventory Reconciliation (SIR) | [5 empty] | Statistical inventory reconciliation (SIR) | Statistical inventory reconciliation (SIR) |  | UST Currently In Use: 2; UST Temp Close: 0; AST Currently In Use: 0; AST Temp Closed: 0 | 2 | 0 | 4 | 22060-127-014061 | RUBY INVESTMENTS LLC
38403 | Permanently Closed | 1998-11-24 | 1901-01-01 | 1998-11-24 | Petroleum | Unleaded gasoline | Unleaded gasoline | [7 empty] | 1901-01-01 | [15 empty] | UST Currently In Use: 0; UST Temp Close: 1; AST Currently In Use: 3; AST Temp Closed: 1 | 0 | 1 | 4 | 24717-045-014063 | KEN AND JANET PRICE
38404 | Permanently Closed | 1998-11-24 | 1901-01-01 | 1998-11-24 | Petroleum | Unleaded gasoline | Unleaded gasoline | [7 empty] | 1901-01-01 | [15 empty] | UST Currently In Use: 0; UST Temp Close: 1; AST Currently In Use: 3; AST Temp Closed: 1 | 0 | 1 | 4 | 24717-045-014063 | KEN AND JANET PRICE
38405 | Permanently Closed | 1984-05-01 | 1901-01-01 |  | Petroleum | Other, X | Other | [7 empty] | 1901-01-01 | [15 empty] | UST Currently In Use: 0; UST Temp Close: 1; AST Currently In Use: 3; AST Temp Closed: 1 | 0 | 1 | 4 | 24717-045-014063 | KEN AND JANET PRICE
38406 | Permanently Closed | 1998-11-24 | 1901-01-01 | 1998-11-24 | Petroleum | Unleaded gasoline | Unleaded gasoline | [7 empty] | 1901-01-01 | [15 empty] | UST Currently In Use: 0; UST Temp Close: 1; AST Currently In Use: 3; AST Temp Closed: 1 | 0 | 1 | 4 | 24717-045-014063 | KEN AND JANET PRICE
38407 | Permanently Closed | 1998-12-22 | 1989-01-01 | 1998-12-22 | Petroleum | Unleaded gasoline | Unleaded gasoline |  | Steel | Steel | Coated & cathodic protection (sti-P3) |  | Steel |  | 1901-01-01 | [6 empty] | Manual Tank Gauging (only tanks 1000 gal. or less and 48” or 64” in diameter) | [8 empty] | UST Currently In Use: 0; UST Temp Close: 0; AST Currently In Use: 0; AST Temp Closed: 0 | 0 | 0 | 3 | 16227-099-014064 | STEADMAN GENERAL STORE
38408 | Permanently Closed | 1998-12-22 | 1989-01-01 | 1998-12-22 | Petroleum | Unleaded gasoline | Unleaded gasoline |  | Steel | Steel | Coated & cathodic protection (sti-P3) |  | Steel |  | 1901-01-01 | [6 empty] | Manual Tank Gauging (only tanks 1000 gal. or less and 48” or 64” in diameter) | [8 empty] | UST Currently In Use: 0; UST Temp Close: 0; AST Currently In Use: 0; AST Temp Closed: 0 | 0 | 0 | 3 | 16227-099-014064 | STEADMAN GENERAL STORE
38409 | Permanently Closed | 1998-12-22 | 1989-01-01 | 1998-12-22 | Petroleum | On road diesel | On road diesel |  | Steel | Steel | Coated & cathodic protection (sti-P3) |  | Steel |  | 1901-01-01 | [6 empty] | Manual Tank Gauging (only tanks 1000 gal. or less and 48” or 64” in diameter) | [8 empty] | UST Currently In Use: 0; UST Temp Close: 0; AST Currently In Use: 0; AST Temp Closed: 0 | 0 | 0 | 3 | 16227-099-014064 | STEADMAN GENERAL STORE
38410 | Permanently Closed | 1996-04-01 | 1987-01-01 | 1999-04-01 | Petroleum | Unleaded gasoline | Unleaded gasoline | Retail | Steel | Steel | Coated & cathodic protection (sti-P3) |  | Steel |  | 1901-01-01 | [15 empty] | UST Currently In Use: 0; UST Temp Close: 0; AST Currently In Use: 0; AST Temp Closed: 0 | 0 | 0 | 2 | 16228-061-014065 | BOBBY & POLLY WISE
38411 | Permanently Closed | 1996-04-01 | 1987-01-01 | 1999-04-01 | Petroleum | Unleaded gasoline | Unleaded gasoline | Retail | Steel | Steel | Coated & cathodic protection (sti-P3) |  | Steel |  | 1901-01-01 | [15 empty] | UST Currently In Use: 0; UST Temp Close: 0; AST Currently In Use: 0; AST Temp Closed: 0 | 0 | 0 | 2 | 16228-061-014065 | BOBBY & POLLY WISE
38412 | Retired | 1986-04-20 23:00 | 1964-01-01 |  | Petroleum | Unleaded gasoline | Unleaded gasoline |  | Steel | Steel |  | Painted or None | Steel |  | 1901-01-01 | [15 empty] | UST Currently In Use: 0; UST Temp Close: 0; AST Currently In Use: 0; AST Temp Closed: 0 | 0 | 0 | 0 | 16229-097-003151 | ESTHER NOBELS TALETONE
38413 | Retired | 1986-04-20 23:00 | 1964-01-01 |  | Petroleum | Unleaded gasoline | Unleaded gasoline |  | Steel | Steel |  | Painted or None | Steel |  | 1901-01-01 | [15 empty] | UST Currently In Use: 0; UST Temp Close: 0; AST Currently In Use: 0; AST Temp Closed: 0 | 0 | 0 | 0 | 16229-097-003151 | ESTHER NOBELS TALETONE
38414 | Retired | 1986-04-20 23:00 | 1972-01-01 |  | Petroleum | Unleaded gasoline | Unleaded gasoline |  | Steel | Steel |  | Painted or None | Steel |  | 1901-01-01 | [15 empty] | UST Currently In Use: 0; UST Temp Close: 0; AST Currently In Use: 0; AST Temp Closed: 0 | 0 | 0 | 0 | 16229-097-003151 | ESTHER NOBELS TALETONE
38415 | Permanently Closed | 2011-02-28 | 1987-01-01 | 2012-05-22 | Petroleum | Unleaded gasoline | Unleaded gasoline | Retail | Steel | Steel | Coated & cathodic protection (sti-P3) |  | Fiberglass reinforced plastic |  |  |  | Catchment Basin, Single walled catchment basin | Automatic shutoff device At 95% full | Automatic shutoff device At 95% full |  |  | Other, Statistical Inventory Reconciliation (SIR) |  | Other, USTMAN | Other |  |  | Annual line testing, Other, Statistical inventory reconciliation (SIR), USTMAN | Statistical inventory reconciliation (SIR) |  | UST Currently In Use: 0; UST Temp Close: 0; AST Currently In Use: 0; AST Temp Closed: 0 | 0 | 0 | 3 | 16230-015-013301 | GADSDEN VENTURES
38416 | Permanently Closed | 2011-02-28 | 1987-01-01 | 2012-05-22 | Petroleum | Mid-grade gasoline | Mid-grade gasoline | Retail | Steel | Steel | Coated & cathodic protection (sti-P3) |  | Fiberglass reinforced plastic |  |  |  | Catchment Basin, Single walled catchment basin | Automatic shutoff device At 95% full | Automatic shutoff device At 95% full |  |  | Other, Statistical Inventory Reconciliation (SIR) |  | Other, USTMAN | Other |  |  | Annual line testing, Other, Statistical inventory reconciliation (SIR), USTMAN | Statistical inventory reconciliation (SIR) |  | UST Currently In Use: 0; UST Temp Close: 0; AST Currently In Use: 0; AST Temp Closed: 0 | 0 | 0 | 3 | 16230-015-013301 | GADSDEN VENTURES
38417 | Permanently Closed | 2011-02-28 | 1987-01-01 | 2012-05-22 | Petroleum | Premium gasoline | Premium gasoline | Retail | Steel | Steel | Coated & cathodic protection (sti-P3) |  | Fiberglass reinforced plastic |  |  |  | Catchment Basin, Single walled catchment basin | Automatic shutoff device At 95% full | Automatic shutoff device At 95% full |  |  | Other, Statistical Inventory Reconciliation (SIR) |  | Other, USTMAN | Other |  |  | Annual line testing, Other, Statistical inventory reconciliation (SIR), USTMAN | Statistical inventory reconciliation (SIR) |  | UST Currently In Use: 0; UST Temp Close: 0; AST Currently In Use: 0; AST Temp Closed: 0 | 0 | 0 | 3 | 16230-015-013301 | GADSDEN VENTURES
38418 | Permanently Closed | 2009-11-12 | 1989-03-08 | 2009-11-12 | Petroleum | Unleaded gasoline | Unleaded gasoline | Retail | Single Wall, Steel | Steel | Coated & cathodic protection (sti-P3) |  | Fiberglass reinforced plastic, Single Wall |  |  |  | Catchment Basin, Single walled catchment basin | Flow Rest 90% Full | Flow Rest 90% Full |  |  | Statistical Inventory Reconciliation (SIR) | [5 empty] | Statistical inventory reconciliation (SIR) | Statistical inventory reconciliation (SIR) |  | UST Currently In Use: 0; UST Temp Close: 0; AST Currently In Use: 0; AST Temp Closed: 0 | 0 | 0 | 3 | 21644-055-014070 | WALEED ABBASSY
38419 | Permanently Closed | 2009-11-12 | 1989-03-08 | 2009-11-12 | Petroleum | Mid-grade gasoline | Mid-grade gasoline | Retail | Single Wall, Steel | Steel | Coated & cathodic protection (sti-P3) |  | Fiberglass reinforced plastic, Single Wall |  |  |  | Catchment Basin, Single walled catchment basin | Flow Rest 90% Full | Flow Rest 90% Full |  |  | Statistical Inventory Reconciliation (SIR) | [5 empty] | Statistical inventory reconciliation (SIR) | Statistical inventory reconciliation (SIR) |  | UST Currently In Use: 0; UST Temp Close: 0; AST Currently In Use: 0; AST Temp Closed: 0 | 0 | 0 | 3 | 21644-055-014070 | WALEED ABBASSY
38420 | Permanently Closed | 2009-11-12 | 1989-03-08 | 2009-11-12 | Petroleum | Premium gasoline | Premium gasoline | Retail | Single Wall, Steel | Steel | Coated & cathodic protection (sti-P3) |  | Fiberglass reinforced plastic, Single Wall |  |  |  | Catchment Basin, Single walled catchment basin | Flow Rest 90% Full | Flow Rest 90% Full |  |  | Statistical Inventory Reconciliation (SIR) | [5 empty] | Statistical inventory reconciliation (SIR) | Statistical inventory reconciliation (SIR) |  | UST Currently In Use: 0; UST Temp Close: 0; AST Currently In Use: 0; AST Temp Closed: 0 | 0 | 0 | 3 | 21644-055-014070 | WALEED ABBASSY
38421 | Currently in Use |  | 1989-04-12 |  | Petroleum | Unleaded gasoline | Unleaded gasoline | Retail | Single Wall, Steel | Steel | Coated & cathodic protection (sti-P3) |  | Fiberglass reinforced plastic, Single Wall |  |  |  | Catchment Basin, Single walled catchment basin | Automatic shutoff device At 95% full | Automatic shutoff device At 95% full |  |  | Statistical Inventory Reconciliation (SIR) | [8 empty] | UST Currently In Use: 2; UST Temp Close: 0; AST Currently In Use: 0; AST Temp Closed: 0 | 2 | 0 | 0 | 24451-049-014072 | MS. JAMIE GODWIN
38422 | Retired | 1988-08-01 | 1976-01-01 |  | Petroleum | On road diesel | On road diesel |  | Steel | Steel |  | Painted or None | Steel |  | 1901-01-01 | [15 empty] | UST Currently In Use: 0; UST Temp Close: 0; AST Currently In Use: 0; AST Temp Closed: 0 | 0 | 0 | 0 | 16232-125-000950 | AMSOUTH BANK OF TUSCALOOSA
38423 | Retired | 1988-08-01 | 1976-01-01 |  | Petroleum | Unleaded gasoline | Unleaded gasoline |  | Steel | Steel |  | Painted or None | Steel |  | 1901-01-01 | [15 empty] | UST Currently In Use: 0; UST Temp Close: 0; AST Currently In Use: 0; AST Temp Closed: 0 | 0 | 0 | 0 | 16232-125-000950 | AMSOUTH BANK OF TUSCALOOSA
38424 | Permanently Closed | 1992-01-21 | 1987-01-01 | 1992-01-21 | Petroleum | Used oil | Used oil | [7 empty] | 1901-01-01 | [15 empty] | UST Currently In Use: 0; UST Temp Close: 0; AST Currently In Use: 0; AST Temp Closed: 0 | 0 | 0 | 2 | 16233-073-013653 | TAMERON LINCOLN MERCURY/C JOHNSON
38425 | Permanently Closed | 1992-01-21 | 1987-01-01 | 1992-01-21 | Petroleum | Used oil | Used oil | [7 empty] | 1901-01-01 | [15 empty] | UST Currently In Use: 0; UST Temp Close: 0; AST Currently In Use: 0; AST Temp Closed: 0 | 0 | 0 | 2 | 16233-073-013653 | TAMERON LINCOLN MERCURY/C JOHNSON
38426 | Permanently Closed | 1990-05-14 | 1960-01-01 | 1990-05-14 | Petroleum | Unleaded gasoline | Unleaded gasoline |  | Steel | Steel |  | Painted or None | Steel |  | 1901-01-01 | [15 empty] | UST Currently In Use: 0; UST Temp Close: 0; AST Currently In Use: 0; AST Temp Closed: 0 | 0 | 0 | 4 | 16234-123-010532 | RICKY PATTERSON
38427 | Permanently Closed | 1990-05-14 | 1960-01-01 | 1990-05-14 | Petroleum | Unleaded gasoline | Unleaded gasoline |  | Steel | Steel |  | Painted or None | Steel |  | 1901-01-01 | [15 empty] | UST Currently In Use: 0; UST Temp Close: 0; AST Currently In Use: 0; AST Temp Closed: 0 | 0 | 0 | 4 | 16234-123-010532 | RICKY PATTERSON
38428 | Permanently Closed | 1990-05-14 | 1960-01-01 | 1990-05-14 | Petroleum | On road diesel | On road diesel |  | Steel | Steel |  | Painted or None | Steel |  | 1901-01-01 | [15 empty] | UST Currently In Use: 0; UST Temp Close: 0; AST Currently In Use: 0; AST Temp Closed: 0 | 0 | 0 | 4 | 16234-123-010532 | RICKY PATTERSON
38429 | Permanently Closed | 1990-05-14 | 1960-01-01 | 1990-05-14 | Petroleum | On road diesel | On road diesel |  | Steel | Steel |  | Painted or None | Steel |  | 1901-01-01 | [15 empty] | UST Currently In Use: 0; UST Temp Close: 0; AST Currently In Use: 0; AST Temp Closed: 0 | 0 | 0 | 4 | 16234-123-010532 | RICKY PATTERSON
38430 | Permanently Closed | 1990-10-08 | 1968-01-01 | 1990-10-08 | Petroleum | Other, X | Other | [7 empty] | 1901-01-01 | [15 empty] | UST Currently In Use: 0; UST Temp Close: 0; AST Currently In Use: 1; AST Temp Closed: 0 | 0 | 0 | 1 | 16235-097-009354 | METALS USA PLATES & SHAPES S.E. INC
38431 | Permanently Closed | 1999-05-24 | 1973-01-01 | 1999-05-24 | Petroleum | Unleaded gasoline | Unleaded gasoline | Retail | Steel | Steel |  |  | Steel |  | 1901-01-01 | [6 empty] | Statistical Inventory Reconciliation (SIR) | [8 empty] | UST Currently In Use: 2; UST Temp Close: 0; AST Currently In Use: 0; AST Temp Closed: 0 | 2 | 0 | 2 | 20080-083-014076 | GEORGE PLUE
38432 | Permanently Closed | 1999-05-24 | 1973-01-01 | 1999-05-24 | Petroleum | Unleaded gasoline | Unleaded gasoline | Retail | Steel | Steel |  |  | Steel |  | 1901-01-01 | [6 empty] | Statistical Inventory Reconciliation (SIR) | [8 empty] | UST Currently In Use: 2; UST Temp Close: 0; AST Currently In Use: 0; AST Temp Closed: 0 | 2 | 0 | 2 | 20080-083-014076 | GEORGE PLUE
38433 | Permanently Closed | 1988-11-01 | 1978-01-01 | 1988-11-01 | Petroleum | Unleaded gasoline | Unleaded gasoline |  | Fiberglass reinforced plastic | Fiberglass reinforced plastic |  |  | Fiberglass reinforced plastic |  | 1901-01-01 | [15 empty] | UST Currently In Use: 0; UST Temp Close: 0; AST Currently In Use: 0; AST Temp Closed: 0 | 0 | 0 | 7 | 16237-097-011507 | KELLY'S PRIDE SERVICE STATION
38434 | Permanently Closed | 1988-11-01 | 1959-01-01 | 1988-11-01 | Petroleum | Unleaded gasoline | Unleaded gasoline |  | Steel | Steel |  | Painted or None | Steel |  | 1901-01-01 | [15 empty] | UST Currently In Use: 0; UST Temp Close: 0; AST Currently In Use: 0; AST Temp Closed: 0 | 0 | 0 | 7 | 16237-097-011507 | KELLY'S PRIDE SERVICE STATION
38435 | Permanently Closed | 1988-11-01 | 1962-01-01 | 1988-11-01 | Petroleum | Unleaded gasoline | Unleaded gasoline |  | Steel | Steel |  | Painted or None | Steel |  | 1901-01-01 | [15 empty] | UST Currently In Use: 0; UST Temp Close: 0; AST Currently In Use: 0; AST Temp Closed: 0 | 0 | 0 | 7 | 16237-097-011507 | KELLY'S PRIDE SERVICE STATION
38436 | Permanently Closed | 2011-10-31 | 1980-01-01 | 2017-08-11 | Petroleum | Unleaded gasoline | Unleaded gasoline | Retail | Fiberglass reinforced plastic | Fiberglass reinforced plastic |  |  | Fiberglass reinforced plastic |  | 1901-01-01 |  | Catchment Basin, Single walled catchment basin | Flow Rest 90% Full | Flow Rest 90% Full |  |  | Statistical Inventory Reconciliation (SIR) | [5 empty] | Statistical inventory reconciliation (SIR) | Statistical inventory reconciliation (SIR) |  | UST Currently In Use: 0; UST Temp Close: 0; AST Currently In Use: 0; AST Temp Closed: 0 | 0 | 0 | 7 | 16237-097-011507 | KELLY'S PRIDE SERVICE STATION
38437 | Permanently Closed | 2011-10-31 | 1987-01-01 | 2017-08-11 | Petroleum | Mid-grade gasoline | Mid-grade gasoline | Retail | Fiberglass reinforced plastic | Fiberglass reinforced plastic |  |  | Fiberglass reinforced plastic |  | 1901-01-01 |  | Catchment Basin, Single walled catchment basin | Flow Rest 90% Full | Flow Rest 90% Full |  |  | Statistical Inventory Reconciliation (SIR) | [5 empty] | Statistical inventory reconciliation (SIR) | Statistical inventory reconciliation (SIR) |  | UST Currently In Use: 0; UST Temp Close: 0; AST Currently In Use: 0; AST Temp Closed: 0 | 0 | 0 | 7 | 16237-097-011507 | KELLY'S PRIDE SERVICE STATION
38438 | Permanently Closed | 2011-04-01 | 1987-01-01 | 2017-08-11 | Petroleum | Premium gasoline | Premium gasoline | Retail | Fiberglass reinforced plastic | Fiberglass reinforced plastic |  |  | Fiberglass reinforced plastic |  | 1901-01-01 |  | Catchment Basin, Single walled catchment basin | Flow Rest 90% Full | Flow Rest 90% Full |  |  | Statistical Inventory Reconciliation (SIR) | [5 empty] | Statistical inventory reconciliation (SIR) | Statistical inventory reconciliation (SIR) |  | UST Currently In Use: 0; UST Temp Close: 0; AST Currently In Use: 0; AST Temp Closed: 0 | 0 | 0 | 7 | 16237-097-011507 | KELLY'S PRIDE SERVICE STATION
38439 | Permanently Closed | 2011-10-31 | 1987-01-01 | 2017-08-11 | Petroleum | On road diesel | On road diesel | Retail | Fiberglass reinforced plastic | Fiberglass reinforced plastic |  |  | Fiberglass reinforced plastic |  | 1901-01-01 |  | Catchment Basin, Single walled catchment basin | Automatic shutoff device At 95% full, Flow Rest 90% Full | Flow Rest 90% Full |  |  | Statistical Inventory Reconciliation (SIR) | [8 empty] | UST Currently In Use: 0; UST Temp Close: 0; AST Currently In Use: 0; AST Temp Closed: 0 | 0 | 0 | 7 | 16237-097-011507 | KELLY'S PRIDE SERVICE STATION
38440 | Permanently Closed | 2008-11-11 | 1983-01-01 | 2010-11-11 | Petroleum | Unleaded gasoline | Unleaded gasoline | Retail | Steel | Steel | Field installed cathodic protection, Interior lined (not allowed as a standalone method of corrosion protection) |  | Steel, FIBCOATED |  | 1901-01-01 | Other, FIBCOATED | Catchment Basin, Single walled catchment basin | Automatic shutoff device At 95% full | Automatic shutoff device At 95% full |  |  | Continuous Automatic Tank Gauge |  | Automatic shutoff device (AELLD) | Automatic shutoff device (AELLD) |  |  | Annual line testing | Annual line testing |  | UST Currently In Use: 2; UST Temp Close: 0; AST Currently In Use: 0; AST Temp Closed: 0 | 2 | 0 | 4 | 15420-089-005587 | MAPCO EXPRESS, LLC
38441 | Permanently Closed | 2008-11-11 | 1983-01-01 | 2010-11-11 | Petroleum | Unleaded gasoline | Unleaded gasoline | Retail | Steel | Steel | Field installed cathodic protection, Interior lined (not allowed as a standalone method of corrosion protection) |  | Steel, FIBCOATED |  | 1901-01-01 | Other, FIBCOATED | Catchment Basin, Single walled catchment basin | Automatic shutoff device At 95% full | Automatic shutoff device At 95% full |  |  | Continuous Automatic Tank Gauge |  | Other, MANIFOLD | Other |  |  | Other, MANIFOLD | Other |  | UST Currently In Use: 2; UST Temp Close: 0; AST Currently In Use: 0; AST Temp Closed: 0 | 2 | 0 | 4 | 15420-089-005587 | MAPCO EXPRESS, LLC
38442 | Permanently Closed | 2008-11-11 | 1983-01-01 | 2010-11-11 | Petroleum | Mid-grade gasoline | Mid-grade gasoline | Retail | Steel | Steel | Field installed cathodic protection, Interior lined (not allowed as a standalone method of corrosion protection) |  | Steel, FIBCOATED |  | 1901-01-01 | Other, FIBCOATED | Catchment Basin, Single walled catchment basin | Automatic shutoff device At 95% full | Automatic shutoff device At 95% full |  |  | Continuous Automatic Tank Gauge |  | Automatic shutoff device (AELLD) | Automatic shutoff device (AELLD) |  |  | Annual line testing | Annual line testing |  | UST Currently In Use: 2; UST Temp Close: 0; AST Currently In Use: 0; AST Temp Closed: 0 | 2 | 0 | 4 | 15420-089-005587 | MAPCO EXPRESS, LLC
38443 | Permanently Closed | 2008-11-11 | 1983-01-01 | 2010-11-11 | Petroleum | Premium gasoline | Premium gasoline | Retail | Steel | Steel | Field installed cathodic protection, Interior lined (not allowed as a standalone method of corrosion protection) |  | Steel, FIBCOATED |  | 1901-01-01 | Other, FIBCOATED | Catchment Basin, Single walled catchment basin | Automatic shutoff device At 95% full | Automatic shutoff device At 95% full |  |  | Continuous Automatic Tank Gauge |  | Automatic shutoff device (AELLD) | Automatic shutoff device (AELLD) |  |  | Annual line testing | Annual line testing |  | UST Currently In Use: 2; UST Temp Close: 0; AST Currently In Use: 0; AST Temp Closed: 0 | 2 | 0 | 4 | 15420-089-005587 | MAPCO EXPRESS, LLC
38444 | Permanently Closed | 1999-02-05 | 1981-01-01 | 1999-02-05 | Petroleum | Unleaded gasoline | Unleaded gasoline |  | Steel | Steel |  | Painted or None | Steel |  | 1901-01-01 | [6 empty] | Statistical Inventory Reconciliation (SIR) | [8 empty] | UST Currently In Use: 0; UST Temp Close: 2; AST Currently In Use: 0; AST Temp Closed: 0 | 0 | 2 | 4 | 20489-089-003469 | KEITH MITCHELL
38445 | Permanently Closed | 1999-02-05 | 1970-01-01 | 1999-02-05 | Petroleum | Unleaded gasoline | Unleaded gasoline |  | Steel | Steel |  | Painted or None | Steel |  | 1901-01-01 | [6 empty] | Statistical Inventory Reconciliation (SIR) | [8 empty] | UST Currently In Use: 0; UST Temp Close: 2; AST Currently In Use: 0; AST Temp Closed: 0 | 0 | 2 | 4 | 20489-089-003469 | KEITH MITCHELL
38446 | Permanently Closed | 1999-02-05 | 1970-01-01 | 1999-02-05 | Petroleum | Unleaded gasoline | Unleaded gasoline |  | Steel | Steel |  | Painted or None | Steel |  | 1901-01-01 | [6 empty] | Statistical Inventory Reconciliation (SIR) | [8 empty] | UST Currently In Use: 0; UST Temp Close: 2; AST Currently In Use: 0; AST Temp Closed: 0 | 0 | 2 | 4 | 20489-089-003469 | KEITH MITCHELL
38447 | Permanently Closed | 1999-02-05 | 1970-01-01 |  | Petroleum | On road diesel | On road diesel |  | Steel | Steel |  | Painted or None | Steel |  | 1901-01-01 | [6 empty] | Statistical Inventory Reconciliation (SIR) | [8 empty] | UST Currently In Use: 0; UST Temp Close: 2; AST Currently In Use: 0; AST Temp Closed: 0 | 0 | 2 | 4 | 20489-089-003469 | KEITH MITCHELL
38448 | Permanently Closed | 1994-01-01 | 1959-01-01 | 1994-01-01 | Petroleum | On road diesel | On road diesel |  | Steel | Steel |  | Painted or None | Steel |  | 1901-01-01 | [15 empty] | UST Currently In Use: 2; UST Temp Close: 1; AST Currently In Use: 0; AST Temp Closed: 0 | 2 | 1 | 4 | 24826-063-006782 | F&A EUTAW CHEVRON
38449 | Permanently Closed | 1994-01-01 | 1959-01-01 | 1994-01-01 | Petroleum | Unleaded gasoline | Unleaded gasoline |  | Steel | Steel |  | Painted or None | Steel |  | 1901-01-01 | [15 empty] | UST Currently In Use: 2; UST Temp Close: 1; AST Currently In Use: 0; AST Temp Closed: 0 | 2 | 1 | 4 | 24826-063-006782 | F&A EUTAW CHEVRON
38450 | Permanently Closed | 1994-01-01 | 1985-01-01 | 1994-01-01 | Petroleum | Unleaded gasoline | Unleaded gasoline |  | Steel | Steel | Coated & cathodic protection (sti-P3) |  | Steel |  | 1901-01-01 | [15 empty] | UST Currently In Use: 2; UST Temp Close: 1; AST Currently In Use: 0; AST Temp Closed: 0 | 2 | 1 | 4 | 24826-063-006782 | F&A EUTAW CHEVRON
38451 | Permanently Closed | 1994-01-01 | 1959-01-01 | 1994-01-01 | Petroleum | Used oil | Used oil |  | Steel | Steel |  | Painted or None | Steel |  | 1901-01-01 | [15 empty] | UST Currently In Use: 2; UST Temp Close: 1; AST Currently In Use: 0; AST Temp Closed: 0 | 2 | 1 | 4 | 24826-063-006782 | F&A EUTAW CHEVRON
38452 | Currently in Use |  | 1989-03-01 |  | Petroleum | Unleaded gasoline | Unleaded gasoline | Retail | Single Wall, Steel | Steel | Coated & cathodic protection (sti-P3) |  | Fiberglass reinforced plastic, Single Wall |  |  | Other, FLXS ISOLA | Catchment Basin, Single walled catchment basin | Flow Rest 90% Full | Flow Rest 90% Full |  |  | Automatic Tank Gauge |  | Automatic flow restrictor (MLLD) | Automatic flow restrictor (MLLD) |  |  | Annual line testing | Annual line testing |  | UST Currently In Use: 3; UST Temp Close: 0; AST Currently In Use: 0; AST Temp Closed: 0 | 3 | 0 | 0 | 24985-049-014080 | OM NAMAH SHIVAY, INC.
38453 | Currently in Use |  | 1989-03-01 |  | Petroleum | Unleaded gasoline | Unleaded gasoline | Retail | Single Wall, Steel | Steel | Coated & cathodic protection (sti-P3) |  | Fiberglass reinforced plastic, Single Wall |  |  | Other, FLXS ISOLA | Catchment Basin, Single walled catchment basin | Flow Rest 90% Full | Flow Rest 90% Full |  |  | Automatic Tank Gauge |  | Other, MANIFOLDED | Other | [5 empty] | UST Currently In Use: 3; UST Temp Close: 0; AST Currently In Use: 0; AST Temp Closed: 0 | 3 | 0 | 0 | 24985-049-014080 | OM NAMAH SHIVAY, INC.
38454 | Currently in Use |  | 1989-03-01 |  | Petroleum | Premium gasoline | Premium gasoline | Retail | Single Wall, Steel | Steel | Coated & cathodic protection (sti-P3) |  | Fiberglass reinforced plastic, Single Wall |  |  | Other, FLXS ISOLA | Catchment Basin, Single walled catchment basin | Flow Rest 90% Full | Flow Rest 90% Full |  |  | Automatic Tank Gauge |  | Automatic flow restrictor (MLLD) | Automatic flow restrictor (MLLD) |  |  | Annual line testing | Annual line testing |  | UST Currently In Use: 3; UST Temp Close: 0; AST Currently In Use: 0; AST Temp Closed: 0 | 3 | 0 | 0 | 24985-049-014080 | OM NAMAH SHIVAY, INC.
38455 | Permanently Closed | 1994-12-01 | 1984-01-01 | 1994-12-15 | Petroleum | On road diesel | On road diesel |  | Steel | Steel |  | Painted or None | Steel |  | 1901-01-01 | [15 empty] | UST Currently In Use: 0; UST Temp Close: 0; AST Currently In Use: 0; AST Temp Closed: 0 | 0 | 0 | 3 | 16243-083-014081 | FLANAGAN LUMBER CO
38456 | Permanently Closed | 1994-12-01 | 1984-01-01 | 1994-12-15 | Petroleum | Unleaded gasoline | Unleaded gasoline |  | Steel | Steel |  | Painted or None | Steel |  | 1901-01-01 | [15 empty] | UST Currently In Use: 0; UST Temp Close: 0; AST Currently In Use: 0; AST Temp Closed: 0 | 0 | 0 | 3 | 16243-083-014081 | FLANAGAN LUMBER CO
38457 | Permanently Closed | 1994-12-01 | 1984-01-01 | 1994-12-15 | Petroleum | Unleaded gasoline | Unleaded gasoline |  | Steel | Steel |  | Painted or None | Steel |  | 1901-01-01 | [15 empty] | UST Currently In Use: 0; UST Temp Close: 0; AST Currently In Use: 0; AST Temp Closed: 0 | 0 | 0 | 3 | 16243-083-014081 | FLANAGAN LUMBER CO
38458 | Permanently Closed | 1997-05-19 | 1988-01-01 | 1997-05-19 | Petroleum | On road diesel | On road diesel |  | Steel | Steel |  | Painted or None | Steel |  | 1901-01-01 | [6 empty] | Automatic Tank Gauge | [5 empty] | Annual line testing | Annual line testing |  | UST Currently In Use: 0; UST Temp Close: 0; AST Currently In Use: 0; AST Temp Closed: 0 | 0 | 0 | 2 | 16243-083-014082 | FLANAGAN LUMBER CO
38459 | Permanently Closed | 1997-05-19 | 1988-01-01 | 1997-05-19 | Petroleum | Unleaded gasoline | Unleaded gasoline |  | Steel | Steel |  | Painted or None | Steel |  | 1901-01-01 | [6 empty] | Automatic Tank Gauge | [5 empty] | Annual line testing | Annual line testing |  | UST Currently In Use: 0; UST Temp Close: 0; AST Currently In Use: 0; AST Temp Closed: 0 | 0 | 0 | 2 | 16243-083-014082 | FLANAGAN LUMBER CO
38460 | Temporary Closed | 2017-01-24 | 1979-01-01 |  | Petroleum | Unleaded gasoline | Unleaded gasoline | Retail | Steel | Steel | Field installed cathodic protection |  | Steel |  |  | Field installed cathodic protection | Catchment Basin, Single walled catchment basin | Automatic shutoff device At 95% full | Automatic shutoff device At 95% full |  |  | Automatic Tank Gauge | [8 empty] | UST Currently In Use: 0; UST Temp Close: 2; AST Currently In Use: 0; AST Temp Closed: 0 | 0 | 2 | 0 | 20859-053-000086 | RICHARD MAXWELL
38461 | Temporary Closed | 2017-01-24 | 1979-01-01 |  | Petroleum | Mid-grade gasoline | Mid-grade gasoline | Retail | Steel | Steel | Field installed cathodic protection |  | Steel |  |  | Field installed cathodic protection | Catchment Basin, Single walled catchment basin | Automatic shutoff device At 95% full | Automatic shutoff device At 95% full |  |  | Automatic Tank Gauge | [8 empty] | UST Currently In Use: 0; UST Temp Close: 2; AST Currently In Use: 0; AST Temp Closed: 0 | 0 | 2 | 0 | 20859-053-000086 | RICHARD MAXWELL
38462 | Retired | 1985-10-01 | 1970-01-01 |  | Petroleum | On road diesel | On road diesel |  | Steel | Steel |  | Painted or None | Steel |  | 1901-01-01 | [15 empty] | UST Currently In Use: 0; UST Temp Close: 0; AST Currently In Use: 0; AST Temp Closed: 0 | 0 | 0 | 0 | 16246-099-010192 | WOODROW MOSLEY
38463 | Retired | 1985-10-01 | 1970-01-01 |  | Petroleum | Unleaded gasoline | Unleaded gasoline |  | Steel | Steel |  | Painted or None | Steel |  | 1901-01-01 | [15 empty] | UST Currently In Use: 0; UST Temp Close: 0; AST Currently In Use: 0; AST Temp Closed: 0 | 0 | 0 | 0 | 16246-099-010192 | WOODROW MOSLEY
38464 | Retired | 1985-10-01 | 1970-01-01 |  | Petroleum | Unleaded gasoline | Unleaded gasoline |  | Steel | Steel |  | Painted or None | Steel |  | 1901-01-01 | [15 empty] | UST Currently In Use: 0; UST Temp Close: 0; AST Currently In Use: 0; AST Temp Closed: 0 | 0 | 0 | 0 | 16246-099-010192 | WOODROW MOSLEY
38465 | Retired | 1985-10-01 | 1970-01-01 |  | Petroleum | On road diesel | On road diesel |  | Steel | Steel |  | Painted or None | Steel |  | 1901-01-01 | [15 empty] | UST Currently In Use: 0; UST Temp Close: 0; AST Currently In Use: 0; AST Temp Closed: 0 | 0 | 0 | 0 | 16246-099-010192 | WOODROW MOSLEY
38466 | Retired | 1985-10-01 | 1970-01-01 |  | Petroleum | Unleaded gasoline | Unleaded gasoline |  | Steel | Steel |  | Painted or None | Steel |  | 1901-01-01 | [15 empty] | UST Currently In Use: 0; UST Temp Close: 0; AST Currently In Use: 0; AST Temp Closed: 0 | 0 | 0 | 0 | 16246-099-010192 | WOODROW MOSLEY
38467 | Cannot Locate or abandoned | 1998-12-22 | 1968-01-01 |  | Petroleum | Unleaded gasoline | Unleaded gasoline |  | Steel | Steel |  |  |  |  | 1901-01-01 | [15 empty] | UST Currently In Use: 0; UST Temp Close: 0; AST Currently In Use: 0; AST Temp Closed: 0 | 0 | 0 | 0 | 10407-015-009611 | BAMA OIL SUPPLY
38468 | Cannot Locate or abandoned | 1998-12-22 | 1968-01-01 |  | Petroleum | Unleaded gasoline | Unleaded gasoline |  | Steel | Steel |  |  |  |  | 1901-01-01 | [15 empty] | UST Currently In Use: 0; UST Temp Close: 0; AST Currently In Use: 0; AST Temp Closed: 0 | 0 | 0 | 0 | 10407-015-009611 | BAMA OIL SUPPLY
38469 | Cannot Locate or abandoned | 1998-12-22 | 1968-01-01 |  | Petroleum | Unleaded gasoline | Unleaded gasoline |  | Steel | Steel |  |  |  |  | 1901-01-01 | [15 empty] | UST Currently In Use: 0; UST Temp Close: 0; AST Currently In Use: 0; AST Temp Closed: 0 | 0 | 0 | 0 | 10407-015-009611 | BAMA OIL SUPPLY
38470 | Cannot Locate or abandoned | 1998-12-22 | 1968-01-01 |  | Petroleum | Unleaded gasoline | Unleaded gasoline |  | Steel | Steel |  |  |  |  | 1901-01-01 | [15 empty] | UST Currently In Use: 0; UST Temp Close: 0; AST Currently In Use: 0; AST Temp Closed: 0 | 0 | 0 | 0 | 10407-015-009611 | BAMA OIL SUPPLY
38471 | Permanently Closed | 2019-12-01 | 1982-01-01 | 2019-12-17 | Petroleum | Unleaded gasoline | Unleaded gasoline | Retail | Single Wall, Steel | Steel | Coated & cathodic protection (sti-P3) |  | Fiberglass reinforced plastic, Single Wall |  |  |  | Catchment Basin, Single walled catchment basin | Automatic shutoff device At 95% full | Automatic shutoff device At 95% full |  |  | Automatic Tank Gauge | [8 empty] | UST Currently In Use: 0; UST Temp Close: 0; AST Currently In Use: 0; AST Temp Closed: 0 | 0 | 0 | 4 | 20720-043-005046 | ROGER PITTS
38472 | Permanently Closed | 2019-12-01 | 1982-01-01 | 2019-12-17 | Petroleum | Unleaded gasoline | Unleaded gasoline | Retail | Single Wall, Steel | Steel | Coated & cathodic protection (sti-P3) |  | Fiberglass reinforced plastic, Single Wall |  |  |  | Catchment Basin, Single walled catchment basin | Automatic shutoff device At 95% full | Automatic shutoff device At 95% full |  |  | Automatic Tank Gauge | [8 empty] | UST Currently In Use: 0; UST Temp Close: 0; AST Currently In Use: 0; AST Temp Closed: 0 | 0 | 0 | 4 | 20720-043-005046 | ROGER PITTS
38473 | Permanently Closed | 2019-12-01 | 1982-01-01 | 2019-12-17 | Petroleum | On road diesel | On road diesel | Retail | Single Wall, Steel | Steel | Coated & cathodic protection (sti-P3) |  | Fiberglass reinforced plastic, Single Wall |  |  |  | Catchment Basin, Single walled catchment basin | Automatic shutoff device At 95% full | Automatic shutoff device At 95% full |  |  | Automatic Tank Gauge | [8 empty] | UST Currently In Use: 0; UST Temp Close: 0; AST Currently In Use: 0; AST Temp Closed: 0 | 0 | 0 | 4 | 20720-043-005046 | ROGER PITTS
38474 | Permanently Closed | 1999-01-12 | 1978-01-01 | 1999-01-12 | Petroleum | Kerosene | Kerosene |  | Steel | Steel |  | Painted or None | Steel |  | 1901-01-01 | [15 empty] | UST Currently In Use: 0; UST Temp Close: 0; AST Currently In Use: 0; AST Temp Closed: 0 | 0 | 0 | 4 | 20720-043-005046 | ROGER PITTS
38475 | Permanently Closed | 1991-01-01 | 1969-01-01 | 1991-01-01 | Petroleum | Unleaded gasoline | Unleaded gasoline |  | Steel | Steel |  |  | Steel |  | 1901-01-01 | [15 empty] | UST Currently In Use: 0; UST Temp Close: 0; AST Currently In Use: 0; AST Temp Closed: 0 | 0 | 0 | 2 | 10407-073-003402 | BAMA OIL SUPPLY
38476 | Permanently Closed | 1991-01-01 | 1969-01-01 | 1991-01-01 | Petroleum | Unleaded gasoline | Unleaded gasoline |  | Steel | Steel |  |  | Steel |  | 1901-01-01 | [15 empty] | UST Currently In Use: 0; UST Temp Close: 0; AST Currently In Use: 0; AST Temp Closed: 0 | 0 | 0 | 2 | 10407-073-003402 | BAMA OIL SUPPLY
38477 | Permanently Closed | 2002-05-31 | 1984-01-01 | 2011-11-11 | Petroleum | Unleaded gasoline | Unleaded gasoline | [7 empty] | 1901-01-01 | [15 empty] | UST Currently In Use: 0; UST Temp Close: 0; AST Currently In Use: 0; AST Temp Closed: 0 | 0 | 0 | 2 | 16248-087-014150 | LILLIAN BACHMAN
38478 | Permanently Closed | 2002-05-31 | 1984-01-01 | 2011-11-11 | Petroleum | Unleaded gasoline | Unleaded gasoline | [7 empty] | 1901-01-01 | [15 empty] | UST Currently In Use: 0; UST Temp Close: 0; AST Currently In Use: 0; AST Temp Closed: 0 | 0 | 0 | 2 | 16248-087-014150 | LILLIAN BACHMAN
38479 | Permanently Closed | 1998-11-13 | 1979-01-01 | 1999-10-05 | Petroleum | Unleaded gasoline | Unleaded gasoline |  | Steel | Steel |  |  | Steel |  | 1901-01-01 | [15 empty] | UST Currently In Use: 0; UST Temp Close: 0; AST Currently In Use: 0; AST Temp Closed: 0 | 0 | 0 | 3 | 16249-031-014169 | CHARLES JONES
38480 | Permanently Closed | 1998-11-13 | 1979-01-01 | 1999-10-05 | Petroleum | Unleaded gasoline | Unleaded gasoline |  | Steel | Steel |  |  | Steel |  | 1901-01-01 | [15 empty] | UST Currently In Use: 0; UST Temp Close: 0; AST Currently In Use: 0; AST Temp Closed: 0 | 0 | 0 | 3 | 16249-031-014169 | CHARLES JONES
38481 | Permanently Closed | 1998-11-13 | 1979-01-01 | 1999-10-05 | Petroleum | Unleaded gasoline | Unleaded gasoline |  | Steel | Steel |  |  | Steel |  | 1901-01-01 | [15 empty] | UST Currently In Use: 0; UST Temp Close: 0; AST Currently In Use: 0; AST Temp Closed: 0 | 0 | 0 | 3 | 16249-031-014169 | CHARLES JONES
38482 | Retired | 1988-01-01 | 1968-01-01 |  | Petroleum | Unleaded gasoline | Unleaded gasoline |  | Steel | Steel |  |  | Steel |  | 1901-01-01 | [15 empty] | UST Currently In Use: 0; UST Temp Close: 0; AST Currently In Use: 0; AST Temp Closed: 0 | 0 | 0 | 0 | 16250-087-004454 | CALEEBEE TRADING POST
38483 | Retired | 1988-01-01 | 1968-01-01 |  | Petroleum | Unleaded gasoline | Unleaded gasoline |  | Steel | Steel |  |  | Steel |  | 1901-01-01 | [15 empty] | UST Currently In Use: 0; UST Temp Close: 0; AST Currently In Use: 0; AST Temp Closed: 0 | 0 | 0 | 0 | 16250-087-004454 | CALEEBEE TRADING POST
38484 | Retired | 1983-06-01 | 1953-01-01 |  | Petroleum | Unleaded gasoline | Unleaded gasoline |  | Steel | Steel |  |  | Steel |  | 1901-01-01 | [15 empty] | UST Currently In Use: 0; UST Temp Close: 0; AST Currently In Use: 0; AST Temp Closed: 0 | 0 | 0 | 0 | 16251-087-004459 | WADE FARRIS
38485 | Retired | 1983-06-01 | 1953-01-01 |  | Petroleum | Unleaded gasoline | Unleaded gasoline |  | Steel | Steel |  |  | Steel |  | 1901-01-01 | [15 empty] | UST Currently In Use: 0; UST Temp Close: 0; AST Currently In Use: 0; AST Temp Closed: 0 | 0 | 0 | 0 | 16251-087-004459 | WADE FARRIS
38486 | Retired | 1983-06-01 | 1953-01-01 |  | Petroleum | Unleaded gasoline | Unleaded gasoline |  | Steel | Steel |  |  | Steel |  | 1901-01-01 | [15 empty] | UST Currently In Use: 0; UST Temp Close: 0; AST Currently In Use: 0; AST Temp Closed: 0 | 0 | 0 | 0 | 16251-087-004459 | WADE FARRIS
38487 | Retired | 1983-06-01 | 1953-01-01 |  | Petroleum | Unleaded gasoline | Unleaded gasoline |  | Steel | Steel |  |  | Steel |  | 1901-01-01 | [15 empty] | UST Currently In Use: 0; UST Temp Close: 0; AST Currently In Use: 0; AST Temp Closed: 0 | 0 | 0 | 0 | 16251-087-004459 | WADE FARRIS
38488 | Retired | 1975-06-01 | 1968-01-01 |  | Petroleum | Unleaded gasoline | Unleaded gasoline |  | Steel | Steel |  | Painted or None | Steel |  | 1901-01-01 | [15 empty] | UST Currently In Use: 0; UST Temp Close: 0; AST Currently In Use: 0; AST Temp Closed: 0 | 0 | 0 | 0 | 16252-087-004456 | P C CAMPBELL ESTATE
38489 | Retired | 1975-06-01 | 1968-01-01 |  | Petroleum | Unleaded gasoline | Unleaded gasoline |  | Steel | Steel |  | Painted or None | Steel |  | 1901-01-01 | [15 empty] | UST Currently In Use: 0; UST Temp Close: 0; AST Currently In Use: 0; AST Temp Closed: 0 | 0 | 0 | 0 | 16252-087-004456 | P C CAMPBELL ESTATE
38490 | Permanently Closed | 1989-03-20 | 1972-01-01 | 1989-03-20 | Petroleum | Unleaded gasoline | Unleaded gasoline |  | Steel | Steel |  | Painted or None | Steel |  | 1901-01-01 | [15 empty] | UST Currently In Use: 0; UST Temp Close: 0; AST Currently In Use: 0; AST Temp Closed: 0 | 0 | 0 | 2 | 16253-047-004313 | INTERNATIONAL PAPER/TIMBERLAND
38491 | Permanently Closed | 1989-03-20 | 1972-01-01 | 1989-03-20 | Petroleum | On road diesel | On road diesel |  | Steel | Steel |  | Painted or None | Steel |  | 1901-01-01 | [15 empty] | UST Currently In Use: 0; UST Temp Close: 0; AST Currently In Use: 0; AST Temp Closed: 0 | 0 | 0 | 2 | 16253-047-004313 | INTERNATIONAL PAPER/TIMBERLAND
38492 | Cannot Locate or abandoned | 1988-12-25 | 1901-01-01 |  | Petroleum | Unleaded gasoline | Unleaded gasoline |  | Steel | Steel |  | Painted or None | Steel |  | 1901-01-01 | [15 empty] | UST Currently In Use: 0; UST Temp Close: 0; AST Currently In Use: 0; AST Temp Closed: 0 | 0 | 0 | 0 | 16255-085-014161 | DELONE MATHIS
38493 | Cannot Locate or abandoned | 1988-12-25 | 1901-01-01 |  | Petroleum | Unleaded gasoline | Unleaded gasoline |  | Steel | Steel |  | Painted or None | Steel |  | 1901-01-01 | [15 empty] | UST Currently In Use: 0; UST Temp Close: 0; AST Currently In Use: 0; AST Temp Closed: 0 | 0 | 0 | 0 | 16255-085-014161 | DELONE MATHIS
38494 | Permanently Closed | 1991-05-25 | 1901-01-01 | 1991-05-25 | Petroleum | Unleaded gasoline | Unleaded gasoline |  | Steel | Steel |  |  |  |  | 1901-01-01 | [15 empty] | UST Currently In Use: 0; UST Temp Close: 0; AST Currently In Use: 0; AST Temp Closed: 0 | 0 | 0 | 3 | 16256-049-014155 | GORDON OWENS
38495 | Permanently Closed | 1991-05-25 | 1901-01-01 | 1991-05-25 | Petroleum | Unleaded gasoline | Unleaded gasoline |  | Steel | Steel |  |  |  |  | 1901-01-01 | [15 empty] | UST Currently In Use: 0; UST Temp Close: 0; AST Currently In Use: 0; AST Temp Closed: 0 | 0 | 0 | 3 | 16256-049-014155 | GORDON OWENS
38496 | Permanently Closed | 1991-05-25 | 1901-01-01 | 1991-05-25 | Petroleum | Unleaded gasoline | Unleaded gasoline |  | Steel | Steel |  |  |  |  | 1901-01-01 | [15 empty] | UST Currently In Use: 0; UST Temp Close: 0; AST Currently In Use: 0; AST Temp Closed: 0 | 0 | 0 | 3 | 16256-049-014155 | GORDON OWENS
38497 | Permanently Closed | 1989-11-02 | 1901-01-01 | 1989-11-02 | Petroleum | Unleaded gasoline | Unleaded gasoline |  | Steel | Steel |  |  |  |  | 1901-01-01 | [15 empty] | UST Currently In Use: 0; UST Temp Close: 0; AST Currently In Use: 0; AST Temp Closed: 0 | 0 | 0 | 2 | 16256-049-014156 | GORDON OWENS
38498 | Permanently Closed | 1989-11-02 | 1901-01-01 | 1989-11-02 | Petroleum | Unleaded gasoline | Unleaded gasoline |  | Steel | Steel |  |  |  |  | 1901-01-01 | [15 empty] | UST Currently In Use: 0; UST Temp Close: 0; AST Currently In Use: 0; AST Temp Closed: 0 | 0 | 0 | 2 | 16256-049-014156 | GORDON OWENS
38499 | Permanently Closed | 1990-10-01 | 1901-01-01 | 1990-10-01 | Petroleum | Unleaded gasoline | Unleaded gasoline | [7 empty] | 1901-01-01 | [15 empty] | UST Currently In Use: 0; UST Temp Close: 0; AST Currently In Use: 0; AST Temp Closed: 0 | 0 | 0 | 4 | 16257-115-014157 | ESTHER ABBOTT
38500 | Permanently Closed | 1990-10-01 | 1901-01-01 | 1990-10-01 | Petroleum | Unleaded gasoline | Unleaded gasoline | [7 empty] | 1901-01-01 | [15 empty] | UST Currently In Use: 0; UST Temp Close: 0; AST Currently In Use: 0; AST Temp Closed: 0 | 0 | 0 | 4 | 16257-115-014157 | ESTHER ABBOTT
38501 | Permanently Closed | 1990-10-01 | 1901-01-01 | 1990-10-01 | Petroleum | Unleaded gasoline | Unleaded gasoline | [7 empty] | 1901-01-01 | [15 empty] | UST Currently In Use: 0; UST Temp Close: 0; AST Currently In Use: 0; AST Temp Closed: 0 | 0 | 0 | 4 | 16257-115-014157 | ESTHER ABBOTT
38502 | Permanently Closed | 1990-10-01 | 1901-01-01 | 1990-10-01 | Petroleum | Unleaded gasoline | Unleaded gasoline | [7 empty] | 1901-01-01 | [15 empty] | UST Currently In Use: 0; UST Temp Close: 0; AST Currently In Use: 0; AST Temp Closed: 0 | 0 | 0 | 4 | 16257-115-014157 | ESTHER ABBOTT
38503 | Permanently Closed | 1993-03-04 | 1987-01-01 | 1993-03-04 | Petroleum | Unleaded gasoline | Unleaded gasoline |  | Steel | Steel |  | Painted or None | Steel |  | 1901-01-01 | [15 empty] | UST Currently In Use: 0; UST Temp Close: 0; AST Currently In Use: 0; AST Temp Closed: 0 | 0 | 0 | 2 | 16258-097-014163 | HALLETT BUILDING MATERIALS INC
38504 | Permanently Closed | 1993-03-04 | 1987-01-01 | 1993-03-04 | Petroleum | Unleaded gasoline | Unleaded gasoline |  | Steel | Steel |  | Painted or None | Steel |  | 1901-01-01 | [15 empty] | UST Currently In Use: 0; UST Temp Close: 0; AST Currently In Use: 0; AST Temp Closed: 0 | 0 | 0 | 2 | 16258-097-014163 | HALLETT BUILDING MATERIALS INC
38505 | Permanently Closed | 1999-01-20 | 1979-01-01 | 1999-04-16 | Petroleum | Unleaded gasoline | Unleaded gasoline | Retail | Steel | Steel |  | Painted or None | Steel |  | 1901-01-01 | [6 empty] | Statistical Inventory Reconciliation (SIR) | [8 empty] | UST Currently In Use: 0; UST Temp Close: 0; AST Currently In Use: 0; AST Temp Closed: 0 | 0 | 0 | 3 | 16259-121-014164 | JAMES D RUDD
38506 | Permanently Closed | 1999-01-20 | 1979-01-01 | 1999-04-16 | Petroleum | Mid-grade gasoline | Mid-grade gasoline | Retail | Steel | Steel |  | Painted or None | Steel |  | 1901-01-01 | [6 empty] | Statistical Inventory Reconciliation (SIR) | [8 empty] | UST Currently In Use: 0; UST Temp Close: 0; AST Currently In Use: 0; AST Temp Closed: 0 | 0 | 0 | 3 | 16259-121-014164 | JAMES D RUDD
38507 | Permanently Closed | 1999-01-20 | 1979-01-01 | 1999-04-16 | Petroleum | Premium gasoline | Premium gasoline | Retail | Steel | Steel |  | Painted or None | Steel |  | 1901-01-01 | [6 empty] | Statistical Inventory Reconciliation (SIR) | [8 empty] | UST Currently In Use: 0; UST Temp Close: 0; AST Currently In Use: 0; AST Temp Closed: 0 | 0 | 0 | 3 | 16259-121-014164 | JAMES D RUDD
38508 |  | 1989-03-01 | 1901-01-01 |  | Petroleum | Used oil | Used oil | Industrial | [6 empty] | 1901-01-01 | [15 empty] | UST Currently In Use: 0; UST Temp Close: 0; AST Currently In Use: 0; AST Temp Closed: 0 | 0 | 0 | 0 | 16260-127-014165 | DONALD C LACKEY
38509 | Permanently Closed | 1901-01-01 | 1974-01-01 | 2005-03-07 | Petroleum | Unleaded gasoline | Unleaded gasoline |  | Steel | Steel |  | Painted or None | Steel |  | 1901-01-01 | [15 empty] | UST Currently In Use: 0; UST Temp Close: 0; AST Currently In Use: 0; AST Temp Closed: 0 | 0 | 0 | 3 | 16261-097-014166 | DEAN'S AUTO SALES
38510 | Permanently Closed | 1901-01-01 | 1971-01-01 | 2005-03-07 | Petroleum | Unleaded gasoline | Unleaded gasoline |  | Steel | Steel |  | Painted or None | Steel |  | 1901-01-01 | [15 empty] | UST Currently In Use: 0; UST Temp Close: 0; AST Currently In Use: 0; AST Temp Closed: 0 | 0 | 0 | 3 | 16261-097-014166 | DEAN'S AUTO SALES
38511 | Permanently Closed | 1988-01-01 | 1974-01-01 | 2005-03-07 | Petroleum | Used oil | Used oil |  | Steel | Steel |  | Painted or None | Steel |  | 1901-01-01 |  | Other, EXEMPT | Other, EXEMPT | Other | [11 empty] | UST Currently In Use: 0; UST Temp Close: 0; AST Currently In Use: 0; AST Temp Closed: 0 | 0 | 0 | 3 | 16261-097-014166 | DEAN'S AUTO SALES
38512 | Permanently Closed | 1998-11-10 | 1901-01-01 | 2000-02-11 | Petroleum | Unleaded gasoline | Unleaded gasoline |  | Steel | Steel |  | Painted or None | Steel |  | 1901-01-01 | [12 empty] | Annual line testing | Annual line testing |  | UST Currently In Use: 0; UST Temp Close: 0; AST Currently In Use: 0; AST Temp Closed: 0 | 0 | 0 | 2 | 16262-005-014170 | JOHN BOYD JR
38513 | Permanently Closed | 1998-11-10 | 1901-01-01 | 2000-02-11 | Petroleum | Unleaded gasoline | Unleaded gasoline |  | Steel | Steel |  | Painted or None | Steel |  | 1901-01-01 | [12 empty] | Annual line testing | Annual line testing |  | UST Currently In Use: 0; UST Temp Close: 0; AST Currently In Use: 0; AST Temp Closed: 0 | 0 | 0 | 2 | 16262-005-014170 | JOHN BOYD JR
38515 | Permanently Closed | 1999-06-21 | 1984-01-01 | 1999-01-04 | Petroleum | Unleaded gasoline | Unleaded gasoline | [5 empty] | Steel |  | 1901-01-01 | [15 empty] | UST Currently In Use: 0; UST Temp Close: 0; AST Currently In Use: 0; AST Temp Closed: 0 | 0 | 0 | 2 | 16264-005-014172 | E J TURNER
38516 | Permanently Closed | 1999-06-21 | 1984-01-01 | 1999-01-04 | Petroleum | Unleaded gasoline | Unleaded gasoline | [5 empty] | Steel |  | 1901-01-01 | [15 empty] | UST Currently In Use: 0; UST Temp Close: 0; AST Currently In Use: 0; AST Temp Closed: 0 | 0 | 0 | 2 | 16264-005-014172 | E J TURNER
38517 | Permanently Closed | 1999-12-15 | 1977-01-01 | 2000-02-14 | Petroleum | Unleaded gasoline | Unleaded gasoline | [5 empty] | Steel |  | 1901-01-01 | [15 empty] | UST Currently In Use: 0; UST Temp Close: 0; AST Currently In Use: 0; AST Temp Closed: 0 | 0 | 0 | 3 | 20457-067-014173 | JEAN STONE