54240 | Currently in Use |  | 2023-03-20 |  | Petroleum | Premium gasoline | Premium gasoline | Retail | Double Wall, Fiberglass reinforced plastic | Fiberglass reinforced plastic |  |  | Double Wall, Fiberglass reinforced plastic |  |  |  | Double walled catchment basin | Automatic shutoff device At 95% full | Automatic shutoff device At 95% full | Interstitial Monitoring within Secondary Containment | SENSOR TO ATG |  | Double walled submersible pump containment sump | Automatic shutoff device (AELLD) | Automatic shutoff device (AELLD) | Interstitial Monitoring within Secondary Containment | SENSOR TO ATG |  |  | Pressurized Piping | UST Currently In Use: 3; UST Temp Close: 0; AST Currently In Use: 0; AST Temp Closed: 0 | 3 | 0 | 0 | 23413-003-021547 | Circle K Stores, Inc.
54241 | Currently in Use |  | 2023-03-20 |  | Petroleum | On road diesel | On road diesel | Retail | Double Wall, Fiberglass reinforced plastic | Fiberglass reinforced plastic |  |  | Double Wall, Fiberglass reinforced plastic |  |  |  | Double walled catchment basin | Automatic shutoff device At 95% full | Automatic shutoff device At 95% full | Interstitial Monitoring within Secondary Containment | SENSOR TO ATG |  | Double walled submersible pump containment sump | Automatic shutoff device (AELLD) | Automatic shutoff device (AELLD) | Interstitial Monitoring within Secondary Containment | SENSOR TO ATG |  |  | Pressurized Piping | UST Currently In Use: 3; UST Temp Close: 0; AST Currently In Use: 0; AST Temp Closed: 0 | 3 | 0 | 0 | 23413-003-021547 | Circle K Stores, Inc.
54249 | Currently in Use |  | 2023-08-10 |  | Petroleum | Unleaded gasoline | Unleaded gasoline | Retail | Fiberglass coated steel | Fiberglass coated steel |  |  | Double Wall |  |  |  | Single walled catchment basin | Automatic shutoff device At 95% full | Automatic shutoff device At 95% full | Interstitial Monitoring within Secondary Containment |  | Continuous Automatic Tank Gauge | Single walled under dispenser containment | Automatic shutoff device (AELLD) | Automatic shutoff device (AELLD) | Interstitial Monitoring within Secondary Containment |  |  |  |  | UST Currently In Use: 2; UST Temp Close: 0; AST Currently In Use: 0; AST Temp Closed: 0 | 2 | 0 | 0 | 26381-015-021597 | Saleem Bhaghani
54251 | Currently in Use |  | 2023-08-10 |  | Petroleum | Premium gasoline | Premium gasoline | Retail | Double Wall, Fiberglass coated steel | Fiberglass coated steel |  |  | Double Wall |  |  |  | Single walled catchment basin | Automatic shutoff device At 95% full | Automatic shutoff device At 95% full | Interstitial Monitoring within Secondary Containment |  | Continuous Automatic Tank Gauge | Single walled under dispenser containment | Automatic shutoff device (AELLD) | Automatic shutoff device (AELLD) | Interstitial Monitoring within Secondary Containment |  |  |  |  | UST Currently In Use: 2; UST Temp Close: 0; AST Currently In Use: 0; AST Temp Closed: 0 | 2 | 0 | 0 | 26381-015-021597 | Saleem Bhaghani
54260 | Currently in Use |  | 2023-06-08 |  | Petroleum | Unleaded gasoline | Unleaded gasoline | Retail | Double Wall, Fiberglass coated steel | Fiberglass coated steel |  |  | Double Wall, Flexible |  |  |  | Single walled catchment basin | Automatic shutoff device At 95% full | Automatic shutoff device At 95% full | Interstitial Monitoring within Secondary Containment | SENSOR TO ATG | Automatic Tank Gauge | Single walled submersible pump containment sump, Single walled under dispenser containment | Automatic flow restrictor (MLLD) | Automatic flow restrictor (MLLD) | Interstitial Monitoring within Secondary Containment | MANUAL/VISUAL CHECK |  |  |  | UST Currently In Use: 1; UST Temp Close: 0; AST Currently In Use: 0; AST Temp Closed: 0 | 1 | 0 | 0 | 23372-055-021596 | MIDSTATES PETROLEUM
54261 | Currently in Use |  | 2023-04-24 |  | Petroleum | Unleaded gasoline | Unleaded gasoline | Retail | Double Wall, Fiberglass reinforced plastic | Fiberglass reinforced plastic |  |  | Double Wall, Fiberglass reinforced plastic |  |  |  | Double walled catchment basin | Automatic shutoff device At 95% full | Automatic shutoff device At 95% full | Interstitial Monitoring within Secondary Containment |  |  | Single walled under dispenser containment | Automatic shutoff device (AELLD) | Automatic shutoff device (AELLD) | Interstitial Monitoring within Secondary Containment |  |  |  |  | UST Currently In Use: 5; UST Temp Close: 0; AST Currently In Use: 0; AST Temp Closed: 0 | 5 | 0 | 0 | 14001-089-021548 | RaceTrac Inc
54262 | Currently in Use |  | 2023-04-04 |  | Petroleum | Premium gasoline | Premium gasoline | Retail | Double Wall, Fiberglass reinforced plastic | Fiberglass reinforced plastic |  |  | Double Wall, Fiberglass reinforced plastic |  |  |  | Double walled catchment basin | Audible high level alarm At 90% full | Audible high level alarm At 90% full | Interstitial Monitoring within Secondary Containment |  |  | Single walled submersible pump containment sump, Single walled under dispenser containment | Automatic shutoff device (AELLD) | Automatic shutoff device (AELLD) | Interstitial Monitoring within Secondary Containment |  |  |  |  | UST Currently In Use: 5; UST Temp Close: 0; AST Currently In Use: 0; AST Temp Closed: 0 | 5 | 0 | 0 | 14001-089-021548 | RaceTrac Inc
54263 | Currently in Use |  | 2023-04-24 |  | Petroleum | On road diesel | On road diesel | Retail | Double Wall, Fiberglass reinforced plastic | Fiberglass reinforced plastic |  |  | Double Wall, Fiberglass reinforced plastic |  |  |  | Double walled catchment basin | Audible high level alarm At 90% full | Audible high level alarm At 90% full | Interstitial Monitoring within Secondary Containment |  |  | Single walled submersible pump containment sump, Single walled under dispenser containment | Automatic shutoff device (AELLD) | Automatic shutoff device (AELLD) | Interstitial Monitoring within Secondary Containment |  |  |  |  | UST Currently In Use: 5; UST Temp Close: 0; AST Currently In Use: 0; AST Temp Closed: 0 | 5 | 0 | 0 | 14001-089-021548 | RaceTrac Inc
54264 | Currently in Use |  | 2023-04-24 |  | Petroleum | On road diesel | On road diesel | Retail | Double Wall, Fiberglass reinforced plastic | Fiberglass reinforced plastic |  |  | Double Wall, Fiberglass reinforced plastic |  |  |  | Double walled catchment basin | Audible high level alarm At 90% full | Audible high level alarm At 90% full | Interstitial Monitoring within Secondary Containment |  |  | Single walled submersible pump containment sump, Single walled under dispenser containment | Automatic shutoff device (AELLD) | Automatic shutoff device (AELLD) | Interstitial Monitoring within Secondary Containment |  |  |  |  | UST Currently In Use: 5; UST Temp Close: 0; AST Currently In Use: 0; AST Temp Closed: 0 | 5 | 0 | 0 | 14001-089-021548 | RaceTrac Inc
54265 | Currently in Use |  | 2023-04-24 |  | Petroleum | Diesel containing less than or equal to 20% biodiesel | Diesel containing less than or equal to 20% biodiesel | Retail | Double Wall, Fiberglass reinforced plastic | Fiberglass reinforced plastic |  |  | Double Wall, Fiberglass reinforced plastic |  |  |  | Double walled catchment basin | Audible high level alarm At 90% full | Audible high level alarm At 90% full | Interstitial Monitoring within Secondary Containment |  |  | Single walled submersible pump containment sump, Single walled under dispenser containment | Automatic shutoff device (AELLD) | Automatic shutoff device (AELLD) | Interstitial Monitoring within Secondary Containment |  |  |  |  | UST Currently In Use: 5; UST Temp Close: 0; AST Currently In Use: 0; AST Temp Closed: 0 | 5 | 0 | 0 | 14001-089-021548 | RaceTrac Inc
54267 | Currently in Use | 2023-10-23 | 2023-10-23 |  | Petroleum | Premium gasoline | Premium gasoline | Retail | Double Wall, Fiberglass coated steel | Fiberglass coated steel |  |  | Double Wall, Flexible |  | 2023-10-23 |  | Single walled catchment basin | Automatic shutoff device At 95% full | Automatic shutoff device At 95% full | Interstitial Monitoring within Secondary Containment | SENSOR TO ATG |  | Single walled under dispenser containment | Automatic flow restrictor (MLLD) | Automatic flow restrictor (MLLD) | Interstitial Monitoring within Secondary Containment | SENSOR TO ATG |  |  |  | UST Currently In Use: 4; UST Temp Close: 0; AST Currently In Use: 0; AST Temp Closed: 0 | 4 | 0 | 0 | 24585-009-007057 | DHARMA BHAKTI, LLC
54271 | Currently in Use |  | 2020-05-13 |  | Petroleum | On road diesel | On road diesel | Retail | Double Wall, Fiberglass reinforced plastic | Fiberglass reinforced plastic |  |  | Double Wall, Fiberglass reinforced plastic |  | 2020-05-13 |  | Double walled catchment basin | Audible high level alarm At 90% full, Automatic shutoff device At 95% full | Automatic shutoff device At 95% full | Interstitial Monitoring within Secondary Containment | SENSOR TO ATG | Continuous Automatic Tank Gauge | Single walled submersible pump containment sump, Single walled under dispenser containment | Automatic flow restrictor (MLLD) | Automatic flow restrictor (MLLD) | Interstitial Monitoring within Secondary Containment | SENSOR TO ATG |  |  | Pressurized Piping | UST Currently In Use: 1; UST Temp Close: 0; AST Currently In Use: 0; AST Temp Closed: 0 | 1 | 0 | 2 | 14262-073-014660 | Ryder System Inc.
54278 | Currently in Use |  | 2023-04-20 |  | Petroleum | Unleaded gasoline | Unleaded gasoline | Retail | Double Wall, Fiberglass reinforced plastic | Fiberglass reinforced plastic |  |  | Double Wall, Fiberglass reinforced plastic |  |  |  | Double walled catchment basin | Audible high level alarm At 90% full, Automatic shutoff device At 95% full | Automatic shutoff device At 95% full | Interstitial Monitoring within Secondary Containment | SENSOR TO ATG |  |  | Automatic shutoff device (AELLD) | Automatic shutoff device (AELLD) | Interstitial Monitoring within Secondary Containment | SENSOR TO ATG |  |  | Pressurized Piping | UST Currently In Use: 3; UST Temp Close: 0; AST Currently In Use: 0; AST Temp Closed: 0 | 3 | 0 | 3 | 23413-051-018772 | CIRCLE K STORES, INC.
54279 | Currently in Use |  | 2023-04-20 |  | Petroleum | Premium gasoline | Premium gasoline | Retail | Double Wall, Fiberglass reinforced plastic | Fiberglass reinforced plastic |  |  | Double Wall, Fiberglass reinforced plastic |  |  |  | Double walled catchment basin | Audible high level alarm At 90% full, Automatic shutoff device At 95% full | Automatic shutoff device At 95% full | Interstitial Monitoring within Secondary Containment | SENSOR TO ATG |  |  | Automatic shutoff device (AELLD) | Automatic shutoff device (AELLD) |  | SENSOR TO ATG |  |  |  | UST Currently In Use: 3; UST Temp Close: 0; AST Currently In Use: 0; AST Temp Closed: 0 | 3 | 0 | 3 | 23413-051-018772 | CIRCLE K STORES, INC.
54280 | Currently in Use |  | 2023-04-20 |  | Petroleum | On road diesel | On road diesel | Retail | Double Wall, Fiberglass reinforced plastic | Fiberglass reinforced plastic |  |  | Double Wall, Fiberglass reinforced plastic |  |  |  | Double walled catchment basin | Audible high level alarm At 90% full, Automatic shutoff device At 95% full | Automatic shutoff device At 95% full | Interstitial Monitoring within Secondary Containment | SENSOR TO ATG |  | Single walled under dispenser containment | Automatic shutoff device (AELLD) | Automatic shutoff device (AELLD) | Interstitial Monitoring within Secondary Containment | SENSOR TO ATG |  |  | Pressurized Piping | UST Currently In Use: 3; UST Temp Close: 0; AST Currently In Use: 0; AST Temp Closed: 0 | 3 | 0 | 3 | 23413-051-018772 | CIRCLE K STORES, INC.
54282 | Currently in Use |  | 2022-12-22 |  | Petroleum | Unleaded gasoline | Unleaded gasoline | Retail | Double Wall, Fiberglass reinforced plastic | Fiberglass reinforced plastic |  |  | Double Wall, Fiberglass reinforced plastic |  |  |  | Catchment Basin, Double walled catchment basin | Audible high level alarm At 90% full, Automatic shutoff device At 95% full | Automatic shutoff device At 95% full | Interstitial Monitoring within Secondary Containment | SENSOR TO ATG |  |  | Automatic shutoff device (AELLD) | Automatic shutoff device (AELLD) | Interstitial Monitoring within Secondary Containment | SENSOR TO ATG |  |  |  | UST Currently In Use: 3; UST Temp Close: 0; AST Currently In Use: 0; AST Temp Closed: 0 | 3 | 0 | 4 | 23413-051-018770 | CIRCLE K STORES, INC.
54283 | Currently in Use |  | 2022-12-22 |  | Petroleum | Premium gasoline | Premium gasoline | Retail | Double Wall, Fiberglass reinforced plastic | Fiberglass reinforced plastic |  |  | Double Wall, Fiberglass reinforced plastic |  |  |  | Double walled catchment basin | Audible high level alarm At 90% full, Automatic shutoff device At 95% full | Automatic shutoff device At 95% full | Interstitial Monitoring within Secondary Containment | SENSOR TO ATG |  |  | Automatic shutoff device (AELLD) | Automatic shutoff device (AELLD) | Interstitial Monitoring within Secondary Containment | SENSOR TO ATG |  |  | Pressurized Piping | UST Currently In Use: 3; UST Temp Close: 0; AST Currently In Use: 0; AST Temp Closed: 0 | 3 | 0 | 4 | 23413-051-018770 | CIRCLE K STORES, INC.
54284 | Currently in Use |  | 2022-12-22 |  | Petroleum | On road diesel | On road diesel | Retail | Double Wall, Fiberglass reinforced plastic | Fiberglass reinforced plastic |  |  | Double Wall, Fiberglass reinforced plastic |  |  |  | Double walled catchment basin | Audible high level alarm At 90% full, Automatic shutoff device At 95% full | Automatic shutoff device At 95% full | Interstitial Monitoring within Secondary Containment | SENSOR TO ATG |  |  | Automatic shutoff device (AELLD) | Automatic shutoff device (AELLD) | Interstitial Monitoring within Secondary Containment |  |  |  | Pressurized Piping | UST Currently In Use: 3; UST Temp Close: 0; AST Currently In Use: 0; AST Temp Closed: 0 | 3 | 0 | 4 | 23413-051-018770 | CIRCLE K STORES, INC.
54288 | Currently in Use |  | 2023-10-28 |  | Petroleum | Ethanol free gasoline | Ethanol free gasoline | Retail | Double Wall | Double Wall |  |  | Double Wall |  |  |  | Double walled catchment basin | Automatic shutoff device At 95% full | Automatic shutoff device At 95% full | Interstitial Monitoring within Secondary Containment |  | Automatic Tank Gauge, Continuous Automatic Tank Gauge, Other, interstitial monitoring within secondary containment | Single walled submersible pump containment sump, Single walled under dispenser containment | Automatic shutoff device (AELLD) | Automatic shutoff device (AELLD) | Interstitial Monitoring within Secondary Containment |  |  |  |  | UST Currently In Use: 4; UST Temp Close: 0; AST Currently In Use: 0; AST Temp Closed: 0 | 4 | 0 | 0 | 22285-117-021520 | High Tide Oil Company, Inc.
54289 | Currently in Use |  | 2023-10-28 |  | Petroleum | Premium gasoline | Premium gasoline | Retail | Double Wall | Double Wall |  |  | Double Wall |  |  |  | Double walled catchment basin | Automatic shutoff device At 95% full | Automatic shutoff device At 95% full | Interstitial Monitoring within Secondary Containment |  | Automatic Tank Gauge, Continuous Automatic Tank Gauge, Other, interstitial monitoring within secondary containment | Single walled submersible pump containment sump, Single walled under dispenser containment | Automatic shutoff device (AELLD) | Automatic shutoff device (AELLD) | Interstitial Monitoring within Secondary Containment |  |  |  |  | UST Currently In Use: 4; UST Temp Close: 0; AST Currently In Use: 0; AST Temp Closed: 0 | 4 | 0 | 0 | 22285-117-021520 | High Tide Oil Company, Inc.
54290 | Currently in Use |  | 2023-10-28 |  | Petroleum | On road diesel | On road diesel | Retail | Double Wall | Double Wall |  |  | Double Wall |  |  |  | Double walled catchment basin | Automatic shutoff device At 95% full | Automatic shutoff device At 95% full | Interstitial Monitoring within Secondary Containment |  | Automatic Tank Gauge, Continuous Automatic Tank Gauge, Other, interstitial monitoring within secondary containment | Single walled submersible pump containment sump, Single walled under dispenser containment | Automatic shutoff device (AELLD) | Automatic shutoff device (AELLD) | Interstitial Monitoring within Secondary Containment |  |  |  |  | UST Currently In Use: 4; UST Temp Close: 0; AST Currently In Use: 0; AST Temp Closed: 0 | 4 | 0 | 0 | 22285-117-021520 | High Tide Oil Company, Inc.
54292 | Currently in Use |  | 2023-07-19 |  | Petroleum | Unleaded gasoline | Unleaded gasoline | Retail | Double Wall, Fiberglass coated steel | Fiberglass coated steel |  |  | Double Wall, Flexible |  |  |  | Double walled catchment basin | Automatic shutoff device At 95% full | Automatic shutoff device At 95% full | Interstitial Monitoring within Secondary Containment |  | Automatic Tank Gauge | Single walled submersible pump containment sump, Single walled under dispenser containment | Automatic flow restrictor (MLLD) | Automatic flow restrictor (MLLD) | Interstitial Monitoring within Secondary Containment |  |  |  |  | UST Currently In Use: 2; UST Temp Close: 0; AST Currently In Use: 1; AST Temp Closed: 0 | 2 | 0 | 0 | 24921-097-021574 | Fikes Wholesale, Inc.
54293 | Currently in Use |  | 2023-07-19 |  | Petroleum | On road diesel | On road diesel | Retail | Double Wall, Fiberglass coated steel | Fiberglass coated steel |  |  | Double Wall, Flexible |  |  |  | Double walled catchment basin | Automatic shutoff device At 95% full | Automatic shutoff device At 95% full | Interstitial Monitoring within Secondary Containment |  | Automatic Tank Gauge | Single walled submersible pump containment sump, Single walled under dispenser containment | Automatic flow restrictor (MLLD) | Automatic flow restrictor (MLLD) | Interstitial Monitoring within Secondary Containment |  |  |  |  | UST Currently In Use: 2; UST Temp Close: 0; AST Currently In Use: 1; AST Temp Closed: 0 | 2 | 0 | 0 | 24921-097-021574 | Fikes Wholesale, Inc.
54317 | Currently in Use |  | 1995-01-01 |  | Petroleum | Premium gasoline | Premium gasoline | Retail | Single Wall, Steel | Steel | Coated & cathodic protection (sti-P3) |  | Flexible |  |  |  | Single walled catchment basin | Audible high level alarm At 90% full | Audible high level alarm At 90% full |  |  | Automatic Tank Gauge |  | Automatic flow restrictor (MLLD) | Automatic flow restrictor (MLLD) |  |  | Annual line testing | Annual line testing |  | UST Currently In Use: 3; UST Temp Close: 0; AST Currently In Use: 0; AST Temp Closed: 0 | 3 | 0 | 3 | 26326-125-015066 | A&W Holdings LLC
54319 | Currently in Use |  | 1995-01-01 |  | Petroleum | On road diesel | On road diesel | Retail | Single Wall, Steel | Steel | Coated & cathodic protection (sti-P3) |  | Flexible |  |  |  | Single walled catchment basin | Audible high level alarm At 90% full | Audible high level alarm At 90% full |  |  | Automatic Tank Gauge |  | Automatic flow restrictor (MLLD) | Automatic flow restrictor (MLLD) |  |  | Annual line testing | Annual line testing |  | UST Currently In Use: 3; UST Temp Close: 0; AST Currently In Use: 0; AST Temp Closed: 0 | 3 | 0 | 3 | 26326-125-015066 | A&W Holdings LLC
54320 | Currently in Use |  | 1995-01-01 |  | Petroleum | Unleaded gasoline | Unleaded gasoline | Retail | [8 empty] | Single walled catchment basin | Audible high level alarm At 90% full | Audible high level alarm At 90% full |  |  | Automatic Tank Gauge |  | Automatic flow restrictor (MLLD) | Automatic flow restrictor (MLLD) |  |  | Annual line testing | Annual line testing |  | UST Currently In Use: 3; UST Temp Close: 0; AST Currently In Use: 0; AST Temp Closed: 0 | 3 | 0 | 3 | 26326-125-015066 | A&W Holdings LLC
54327 | Currently in Use |  | 2023-02-02 |  | Petroleum | On road diesel | On road diesel | Retail | Double Wall, Fiberglass reinforced plastic | Fiberglass reinforced plastic |  |  | Double Wall, Flexible |  |  |  | Double walled catchment basin | Automatic shutoff device At 95% full | Automatic shutoff device At 95% full | Interstitial Monitoring within Secondary Containment |  |  | Single walled submersible pump containment sump, Single walled under dispenser containment | Automatic shutoff device (AELLD), Sump sensor relayed to automatically shut off submersible pump | Sump sensor relayed to automatically shut off submersible pump | Interstitial Monitoring within Secondary Containment |  |  |  |  | UST Currently In Use: 9; UST Temp Close: 0; AST Currently In Use: 0; AST Temp Closed: 0 | 9 | 0 | 0 | 25965-097-021537 | Quik Trip Corporation
54328 | Currently in Use |  | 2023-02-02 |  | Petroleum | On road diesel | On road diesel | Retail | Double Wall, Fiberglass reinforced plastic | Fiberglass reinforced plastic |  |  | Double Wall, Flexible |  |  |  | Double walled catchment basin | Automatic shutoff device At 95% full | Automatic shutoff device At 95% full | Interstitial Monitoring within Secondary Containment |  |  | Single walled submersible pump containment sump, Single walled under dispenser containment | Automatic shutoff device (AELLD), Sump sensor relayed to automatically shut off submersible pump | Sump sensor relayed to automatically shut off submersible pump | Interstitial Monitoring within Secondary Containment |  |  |  |  | UST Currently In Use: 9; UST Temp Close: 0; AST Currently In Use: 0; AST Temp Closed: 0 | 9 | 0 | 0 | 25965-097-021537 | Quik Trip Corporation
54329 | Currently in Use |  | 2023-02-02 |  | Petroleum | On road diesel | On road diesel | Retail | Double Wall, Fiberglass reinforced plastic | Fiberglass reinforced plastic |  |  | Double Wall, Flexible |  |  |  | Double walled catchment basin | Automatic shutoff device At 95% full | Automatic shutoff device At 95% full | Interstitial Monitoring within Secondary Containment |  |  | Single walled submersible pump containment sump, Single walled under dispenser containment | Automatic shutoff device (AELLD), Sump sensor relayed to automatically shut off submersible pump | Sump sensor relayed to automatically shut off submersible pump | Interstitial Monitoring within Secondary Containment |  |  |  |  | UST Currently In Use: 9; UST Temp Close: 0; AST Currently In Use: 0; AST Temp Closed: 0 | 9 | 0 | 0 | 25965-097-021537 | Quik Trip Corporation
54330 | Currently in Use |  | 2023-02-02 |  | Petroleum | On road diesel | On road diesel | Retail | Double Wall, Fiberglass reinforced plastic | Fiberglass reinforced plastic |  |  | Double Wall, Flexible |  |  |  | Double walled catchment basin | Automatic shutoff device At 95% full | Automatic shutoff device At 95% full | Interstitial Monitoring within Secondary Containment |  |  | Single walled submersible pump containment sump, Single walled under dispenser containment | Automatic shutoff device (AELLD), Sump sensor relayed to automatically shut off submersible pump | Sump sensor relayed to automatically shut off submersible pump | Interstitial Monitoring within Secondary Containment |  |  |  |  | UST Currently In Use: 9; UST Temp Close: 0; AST Currently In Use: 0; AST Temp Closed: 0 | 9 | 0 | 0 | 25965-097-021537 | Quik Trip Corporation
54331 | Currently in Use |  | 2023-11-30 |  | Petroleum | Unleaded gasoline | Unleaded gasoline | Retail | Double Wall, Fiberglass coated steel | Fiberglass coated steel |  |  | Double Wall |  |  |  | Single walled catchment basin | Automatic shutoff device At 95% full | Automatic shutoff device At 95% full | Interstitial Monitoring within Secondary Containment | SENSOR TO ATG |  | Single walled under dispenser containment | Automatic flow restrictor (MLLD) | Automatic flow restrictor (MLLD) | Interstitial Monitoring within Secondary Containment | SENSOR TO ATG |  |  | Pressurized Piping | UST Currently In Use: 1; UST Temp Close: 0; AST Currently In Use: 0; AST Temp Closed: 0 | 1 | 0 | 0 | 22444-069-021609 | Vishal Anand
54341 | Currently in Use |  | 2023-02-02 |  | Petroleum | Other, DEF | Other | Retail | Double Wall, Fiberglass reinforced plastic | Fiberglass reinforced plastic |  |  | Double Wall, Flexible |  |  |  | Single walled catchment basin | Automatic shutoff device At 95% full | Automatic shutoff device At 95% full | Interstitial Monitoring within Secondary Containment |  |  | Single walled submersible pump containment sump, Single walled under dispenser containment | Automatic shutoff device (AELLD), Sump sensor relayed to automatically shut off submersible pump | Sump sensor relayed to automatically shut off submersible pump | Interstitial Monitoring within Secondary Containment |  |  |  |  | UST Currently In Use: 9; UST Temp Close: 0; AST Currently In Use: 0; AST Temp Closed: 0 | 9 | 0 | 0 | 25965-097-021537 | Quik Trip Corporation
54342 | Currently in Use |  | 2023-02-23 |  | Petroleum | Unleaded gasoline | Unleaded gasoline | Retail | Double Wall, Fiberglass reinforced plastic | Fiberglass reinforced plastic |  |  | Double Wall, Flexible |  |  |  | Single walled catchment basin | Automatic shutoff device At 95% full | Automatic shutoff device At 95% full | Interstitial Monitoring within Secondary Containment |  |  | Single walled submersible pump containment sump, Single walled under dispenser containment | Sump sensor relayed to automatically shut off submersible pump | Sump sensor relayed to automatically shut off submersible pump | Interstitial Monitoring within Secondary Containment |  |  |  |  | UST Currently In Use: 9; UST Temp Close: 0; AST Currently In Use: 0; AST Temp Closed: 0 | 9 | 0 | 0 | 25965-097-021537 | Quik Trip Corporation
54343 | Currently in Use |  | 2023-02-23 |  | Petroleum | Unleaded gasoline | Unleaded gasoline | Retail | Double Wall, Fiberglass reinforced plastic | Fiberglass reinforced plastic |  |  | Double Wall, Flexible |  |  |  | Single walled catchment basin | Automatic shutoff device At 95% full | Automatic shutoff device At 95% full | Interstitial Monitoring within Secondary Containment |  |  | Single walled submersible pump containment sump, Single walled under dispenser containment | Sump sensor relayed to automatically shut off submersible pump | Sump sensor relayed to automatically shut off submersible pump | Interstitial Monitoring within Secondary Containment |  |  |  |  | UST Currently In Use: 9; UST Temp Close: 0; AST Currently In Use: 0; AST Temp Closed: 0 | 9 | 0 | 0 | 25965-097-021537 | Quik Trip Corporation
54344 | Currently in Use |  | 2023-02-23 |  | Petroleum | Ethanol free gasoline | Ethanol free gasoline | Retail | Double Wall, Fiberglass reinforced plastic | Fiberglass reinforced plastic |  |  | Double Wall, Flexible |  |  |  | Single walled catchment basin | Automatic shutoff device At 95% full | Automatic shutoff device At 95% full | Interstitial Monitoring within Secondary Containment |  |  | Single walled submersible pump containment sump, Single walled under dispenser containment | Sump sensor relayed to automatically shut off submersible pump | Sump sensor relayed to automatically shut off submersible pump | Interstitial Monitoring within Secondary Containment |  |  |  |  | UST Currently In Use: 9; UST Temp Close: 0; AST Currently In Use: 0; AST Temp Closed: 0 | 9 | 0 | 0 | 25965-097-021537 | Quik Trip Corporation
54345 | Currently in Use |  | 2023-02-23 |  | Petroleum | Premium gasoline | Premium gasoline | Retail | Double Wall, Fiberglass reinforced plastic | Fiberglass reinforced plastic |  |  | Double Wall, Flexible |  |  |  | Single walled catchment basin | Automatic shutoff device At 95% full | Automatic shutoff device At 95% full | Interstitial Monitoring within Secondary Containment |  |  | Single walled submersible pump containment sump, Single walled under dispenser containment | Sump sensor relayed to automatically shut off submersible pump | Sump sensor relayed to automatically shut off submersible pump | Interstitial Monitoring within Secondary Containment |  |  |  |  | UST Currently In Use: 9; UST Temp Close: 0; AST Currently In Use: 0; AST Temp Closed: 0 | 9 | 0 | 0 | 25965-097-021537 | Quik Trip Corporation
54353 | Currently in Use |  | 2023-04-06 |  | Petroleum | Unleaded gasoline | Unleaded gasoline | Retail | Double Wall, Fiberglass reinforced plastic | Fiberglass reinforced plastic |  |  | Double Wall, Fiberglass reinforced plastic |  |  |  | Double walled catchment basin | Audible high level alarm At 90% full | Audible high level alarm At 90% full | Interstitial Monitoring within Secondary Containment | SENSOR TO ATG |  | Single walled under dispenser containment | Automatic flow restrictor (MLLD) | Automatic flow restrictor (MLLD) | Interstitial Monitoring within Secondary Containment | SENSOR TO ATG |  |  | Pressurized Piping | UST Currently In Use: 3; UST Temp Close: 0; AST Currently In Use: 0; AST Temp Closed: 0 | 3 | 0 | 5 | 14001-033-006906 | Racetrac Inc
54354 | Currently in Use |  | 2023-04-06 |  | Petroleum | Premium gasoline | Premium gasoline | Retail | Double Wall, Fiberglass reinforced plastic | Fiberglass reinforced plastic |  |  | Double Wall, Fiberglass reinforced plastic |  |  |  | Double walled catchment basin | Audible high level alarm At 90% full | Audible high level alarm At 90% full | Interstitial Monitoring within Secondary Containment | SENSOR TO ATG |  | Single walled under dispenser containment | Automatic flow restrictor (MLLD) | Automatic flow restrictor (MLLD) | Interstitial Monitoring within Secondary Containment | SENSOR TO ATG |  |  | Pressurized Piping | UST Currently In Use: 3; UST Temp Close: 0; AST Currently In Use: 0; AST Temp Closed: 0 | 3 | 0 | 5 | 14001-033-006906 | Racetrac Inc
54355 | Currently in Use |  | 2023-04-06 |  | Petroleum | 100% biodiesel (Not Regulated) | 100% biodiesel (Not Regulated) | Retail | Double Wall, Fiberglass reinforced plastic | Fiberglass reinforced plastic |  |  | Double Wall, Fiberglass reinforced plastic |  |  |  | Single walled catchment basin | Audible high level alarm At 90% full | Audible high level alarm At 90% full | Interstitial Monitoring within Secondary Containment | SENSOR TO ATG |  | Single walled under dispenser containment | Automatic flow restrictor (MLLD) | Automatic flow restrictor (MLLD) | Interstitial Monitoring within Secondary Containment | SENSOR TO ATG |  |  | Pressurized Piping | UST Currently In Use: 3; UST Temp Close: 0; AST Currently In Use: 0; AST Temp Closed: 0 | 3 | 0 | 5 | 14001-033-006906 | Racetrac Inc
54358 | Currently in Use |  | 2023-10-10 |  | Petroleum | Unleaded gasoline | Unleaded gasoline | Retail | Double Wall, Fiberglass reinforced plastic | Fiberglass reinforced plastic |  |  | Double Wall, Flexible |  |  |  | Single walled catchment basin | Automatic shutoff device At 95% full | Automatic shutoff device At 95% full | Interstitial Monitoring within Secondary Containment |  | Continuous Automatic Tank Gauge | Single walled submersible pump containment sump, Single walled under dispenser containment | Sump sensor relayed to automatically shut off submersible pump | Sump sensor relayed to automatically shut off submersible pump | Interstitial Monitoring within Secondary Containment |  |  |  |  | UST Currently In Use: 4; UST Temp Close: 0; AST Currently In Use: 0; AST Temp Closed: 0 | 4 | 0 | 0 | 26356-073-021576 | JAI SHIVSHAKTI INC
54359 | Currently in Use |  | 2023-11-17 |  | Petroleum | Premium gasoline | Premium gasoline | Retail | Double Wall, Fiberglass reinforced plastic | Fiberglass reinforced plastic |  |  | Double Wall, Flexible |  |  |  | Double walled catchment basin | Audible high level alarm At 90% full, Automatic shutoff device At 95% full | Automatic shutoff device At 95% full | Interstitial Monitoring within Secondary Containment |  |  | Single walled submersible pump containment sump, Single walled under dispenser containment | Automatic flow restrictor (MLLD), Sump sensor relayed to automatically shut off submersible pump | Sump sensor relayed to automatically shut off submersible pump | Interstitial Monitoring within Secondary Containment |  |  |  | Pressurized Piping | UST Currently In Use: 4; UST Temp Close: 0; AST Currently In Use: 0; AST Temp Closed: 0 | 4 | 0 | 0 | 26380-097-021569 | Wawa Alabama LLC
54360 | Currently in Use |  | 2023-08-22 |  | Petroleum | Premium gasoline | Premium gasoline | Retail | Double Wall, Fiberglass reinforced plastic | Fiberglass reinforced plastic |  |  | Double Wall, Flexible |  |  |  | Double walled catchment basin | Audible high level alarm At 90% full, Automatic shutoff device At 95% full | Automatic shutoff device At 95% full | Interstitial Monitoring within Secondary Containment | SENSOR TO ATG |  | Single walled submersible pump containment sump, Single walled under dispenser containment | Automatic flow restrictor (MLLD), Sump sensor relayed to automatically shut off submersible pump | Sump sensor relayed to automatically shut off submersible pump | Interstitial Monitoring within Secondary Containment | SENSOR TO ATG |  |  | Pressurized Piping | UST Currently In Use: 4; UST Temp Close: 0; AST Currently In Use: 0; AST Temp Closed: 0 | 4 | 0 | 0 | 26380-003-021562 | Wawa Southeast, LLC
54366 | Currently in Use |  | 2023-06-09 |  | Petroleum | Unleaded gasoline | Unleaded gasoline | Retail | Double Wall, Fiberglass coated steel | Fiberglass coated steel |  |  | Double Wall, Flexible |  |  |  | Single walled catchment basin | Automatic shutoff device At 95% full | Automatic shutoff device At 95% full | Interstitial Monitoring within Secondary Containment | SENSOR TO ATG | Automatic Tank Gauge | Single walled submersible pump containment sump, Single walled under dispenser containment | Automatic flow restrictor (MLLD) | Automatic flow restrictor (MLLD) | Interstitial Monitoring within Secondary Containment | SENSOR TO ATG |  |  |  | UST Currently In Use: 2; UST Temp Close: 0; AST Currently In Use: 0; AST Temp Closed: 0 | 2 | 0 | 0 | 25843-113-021612 | Amin Chitalwala
54367 | Currently in Use |  | 2023-06-09 |  | Petroleum | Premium gasoline | Premium gasoline | Retail | Double Wall, Fiberglass coated steel | Fiberglass coated steel |  |  | Double Wall, Flexible |  |  |  | Single walled catchment basin | Automatic shutoff device At 95% full | Automatic shutoff device At 95% full | Interstitial Monitoring within Secondary Containment | SENSOR TO ATG | Automatic Tank Gauge | Single walled submersible pump containment sump, Single walled under dispenser containment | Automatic flow restrictor (MLLD) | Automatic flow restrictor (MLLD) | Interstitial Monitoring within Secondary Containment | SENSOR TO ATG |  |  |  | UST Currently In Use: 2; UST Temp Close: 0; AST Currently In Use: 0; AST Temp Closed: 0 | 2 | 0 | 0 | 25843-113-021612 | Amin Chitalwala
54368 | Currently in Use |  | 2023-09-01 |  | Petroleum | Unleaded gasoline | Unleaded gasoline | Retail | Double Wall, Fiberglass coated steel | Fiberglass coated steel |  |  | Double Wall, Flexible |  | 2023-09-01 |  | Single walled catchment basin | Audible high level alarm At 90% full | Audible high level alarm At 90% full | Interstitial Monitoring within Secondary Containment | SENSOR TO ATG |  | Single walled submersible pump containment sump | Automatic flow restrictor (MLLD) | Automatic flow restrictor (MLLD) | Interstitial Monitoring within Secondary Containment | SENSOR TO ATG |  |  | Pressurized Piping | UST Currently In Use: 2; UST Temp Close: 0; AST Currently In Use: 0; AST Temp Closed: 0 | 2 | 0 | 0 | 25495-069-017840 | REC INVESTMENTS
54369 | Currently in Use |  | 2023-09-01 |  | Petroleum | Premium gasoline | Premium gasoline | Retail | Double Wall, Fiberglass coated steel | Fiberglass coated steel |  |  | Double Wall, Flexible |  | 2023-09-01 |  | Single walled catchment basin | Audible high level alarm At 90% full | Audible high level alarm At 90% full | Interstitial Monitoring within Secondary Containment | SENSOR TO ATG |  | Single walled submersible pump containment sump | Automatic flow restrictor (MLLD) | Automatic flow restrictor (MLLD) | Interstitial Monitoring within Secondary Containment | SENSOR TO ATG |  |  | Pressurized Piping | UST Currently In Use: 2; UST Temp Close: 0; AST Currently In Use: 0; AST Temp Closed: 0 | 2 | 0 | 0 | 25495-069-017840 | REC INVESTMENTS
54373 | Currently in Use |  | 2024-07-30 |  | Petroleum | Ethanol free gasoline | Ethanol free gasoline | Retail | Double Wall, Fiberglass reinforced plastic | Fiberglass reinforced plastic |  |  | Double Wall, Flexible |  |  |  | Double walled catchment basin | Audible high level alarm At 90% full, Automatic shutoff device At 95% full | Automatic shutoff device At 95% full | Interstitial Monitoring within Secondary Containment | SENSOR TO ATG |  | Single walled submersible pump containment sump, Single walled under dispenser containment | Automatic flow restrictor (MLLD), Sump sensor relayed to automatically shut off submersible pump | Sump sensor relayed to automatically shut off submersible pump | Interstitial Monitoring within Secondary Containment |  |  |  | Pressurized Piping | UST Currently In Use: 4; UST Temp Close: 0; AST Currently In Use: 0; AST Temp Closed: 0 | 4 | 0 | 0 | 26380-003-021613 | Wawa Alabama, LLC
54390 | Currently in Use |  | 2024-01-18 |  | Petroleum | Unleaded gasoline | Unleaded gasoline | Retail | Double Wall, Fiberglass reinforced plastic | Fiberglass reinforced plastic |  |  | Double Wall, Fiberglass reinforced plastic |  |  |  | Double walled catchment basin | Audible high level alarm At 90% full | Audible high level alarm At 90% full | Interstitial Monitoring within Secondary Containment |  |  | Single walled under dispenser containment | Automatic shutoff device (AELLD) | Automatic shutoff device (AELLD) | Interstitial Monitoring within Secondary Containment |  |  |  |  | UST Currently In Use: 4; UST Temp Close: 0; AST Currently In Use: 0; AST Temp Closed: 0 | 4 | 0 | 0 | 14001-113-021631 | Racetrac Inc
54391 | Currently in Use |  | 2024-01-18 |  | Petroleum | On road diesel | On road diesel | Retail | Double Wall | Double Wall |  |  | Double Wall, Fiberglass reinforced plastic |  |  |  | Single walled catchment basin | Audible high level alarm At 90% full | Audible high level alarm At 90% full | Interstitial Monitoring within Secondary Containment |  |  | Single walled under dispenser containment | Automatic shutoff device (AELLD) | Automatic shutoff device (AELLD) | Interstitial Monitoring within Secondary Containment |  |  |  |  | UST Currently In Use: 4; UST Temp Close: 0; AST Currently In Use: 0; AST Temp Closed: 0 | 4 | 0 | 0 | 14001-113-021631 | Racetrac Inc
54392 | Currently in Use |  | 2024-01-18 |  | Petroleum | Premium gasoline | Premium gasoline | Retail | Double Wall, Fiberglass reinforced plastic | Fiberglass reinforced plastic |  |  | Double Wall, Fiberglass reinforced plastic |  |  |  | Single walled catchment basin | Audible high level alarm At 90% full | Audible high level alarm At 90% full | Interstitial Monitoring within Secondary Containment |  |  | Single walled under dispenser containment | Automatic shutoff device (AELLD) | Automatic shutoff device (AELLD) | Interstitial Monitoring within Secondary Containment |  |  |  |  | UST Currently In Use: 4; UST Temp Close: 0; AST Currently In Use: 0; AST Temp Closed: 0 | 4 | 0 | 0 | 14001-113-021631 | Racetrac Inc
54393 | Currently in Use |  | 2024-01-18 |  | Petroleum | Diesel containing less than or equal to 20% biodiesel | Diesel containing less than or equal to 20% biodiesel | Retail | Double Wall, Fiberglass reinforced plastic | Fiberglass reinforced plastic |  |  | Double Wall, Fiberglass reinforced plastic |  |  |  | Single walled catchment basin | Audible high level alarm At 90% full | Audible high level alarm At 90% full | Interstitial Monitoring within Secondary Containment |  |  | Single walled under dispenser containment | Automatic shutoff device (AELLD) | Automatic shutoff device (AELLD) | Interstitial Monitoring within Secondary Containment |  |  |  |  | UST Currently In Use: 4; UST Temp Close: 0; AST Currently In Use: 0; AST Temp Closed: 0 | 4 | 0 | 0 | 14001-113-021631 | Racetrac Inc
54394 | Retired |  | 2024-01-18 |  | Petroleum | 100% biodiesel (Not Regulated) | 100% biodiesel (Not Regulated) | Retail | Double Wall, Fiberglass reinforced plastic | Fiberglass reinforced plastic |  |  | Double Wall, Fiberglass reinforced plastic |  |  |  | Single walled catchment basin | Audible high level alarm At 90% full | Audible high level alarm At 90% full | Interstitial Monitoring within Secondary Containment |  |  | Single walled under dispenser containment | Automatic shutoff device (AELLD) | Automatic shutoff device (AELLD) | Interstitial Monitoring within Secondary Containment |  |  |  |  | UST Currently In Use: 4; UST Temp Close: 0; AST Currently In Use: 0; AST Temp Closed: 0 | 4 | 0 | 0 | 14001-113-021631 | Racetrac Inc
54400 | Currently in Use |  | 2023-09-20 |  | Petroleum | Unleaded gasoline | Unleaded gasoline | Retail | Double Wall, Fiberglass reinforced plastic | Fiberglass reinforced plastic |  |  | Double Wall, Fiberglass reinforced plastic |  |  |  | Double walled catchment basin | Automatic shutoff device At 95% full | Automatic shutoff device At 95% full | Interstitial Monitoring within Secondary Containment |  | Automatic Tank Gauge | Single walled under dispenser containment | Sump sensor relayed to automatically shut off submersible pump | Sump sensor relayed to automatically shut off submersible pump | Interstitial Monitoring within Secondary Containment |  |  |  |  | UST Currently In Use: 2; UST Temp Close: 0; AST Currently In Use: 0; AST Temp Closed: 0 | 2 | 0 | 0 | 13579-097-021579 | Murphy Oil USA, Inc
54401 | Currently in Use |  | 2023-09-20 |  | Petroleum | Premium gasoline | Premium gasoline | Retail | Double Wall, Fiberglass reinforced plastic | Fiberglass reinforced plastic |  |  | Double Wall, Fiberglass reinforced plastic |  |  |  | Double walled catchment basin | Automatic shutoff device At 95% full | Automatic shutoff device At 95% full | Interstitial Monitoring within Secondary Containment |  | Automatic Tank Gauge | Single walled under dispenser containment | Sump sensor relayed to automatically shut off submersible pump | Sump sensor relayed to automatically shut off submersible pump | Interstitial Monitoring within Secondary Containment |  |  |  |  | UST Currently In Use: 2; UST Temp Close: 0; AST Currently In Use: 0; AST Temp Closed: 0 | 2 | 0 | 0 | 13579-097-021579 | Murphy Oil USA, Inc
54403 | Currently in Use |  | 2023-08-16 |  | Petroleum | Unleaded gasoline | Unleaded gasoline | Retail | Double Wall, Fiberglass coated steel | Fiberglass coated steel |  |  | Double Wall, Flexible |  |  |  | Single walled catchment basin | Automatic shutoff device At 95% full | Automatic shutoff device At 95% full | Interstitial Monitoring within Secondary Containment | SENSOR TO ATG |  | Single walled submersible pump containment sump, Single walled under dispenser containment | Automatic flow restrictor (MLLD) | Automatic flow restrictor (MLLD) | Interstitial Monitoring within Secondary Containment | SENSOR TO ATG |  |  | Pressurized Piping | UST Currently In Use: 2; UST Temp Close: 0; AST Currently In Use: 0; AST Temp Closed: 0 | 2 | 0 | 0 | 23806-117-021539 | Royal Investments Group LLC DBA Chelsea Market
54404 | Currently in Use |  | 2023-08-16 |  | Petroleum | Premium gasoline | Premium gasoline | Retail | Double Wall, Fiberglass coated steel | Fiberglass coated steel |  |  | Double Wall, Flexible |  |  |  | Single walled catchment basin | Automatic shutoff device At 95% full | Automatic shutoff device At 95% full | Interstitial Monitoring within Secondary Containment | SENSOR TO ATG |  | Single walled submersible pump containment sump, Single walled under dispenser containment | Automatic flow restrictor (MLLD) | Automatic flow restrictor (MLLD) | Interstitial Monitoring within Secondary Containment | SENSOR TO ATG |  |  | Pressurized Piping | UST Currently In Use: 2; UST Temp Close: 0; AST Currently In Use: 0; AST Temp Closed: 0 | 2 | 0 | 0 | 23806-117-021539 | Royal Investments Group LLC DBA Chelsea Market
54406 | Currently in Use |  | 2023-10-01 |  | Petroleum | Unleaded gasoline | Unleaded gasoline | Retail | Fiberglass coated steel | Fiberglass coated steel |  |  | Double Wall |  |  |  | Double walled catchment basin | Automatic shutoff device At 95% full | Automatic shutoff device At 95% full | Interstitial Monitoring within Secondary Containment |  | Automatic Tank Gauge | Single walled submersible pump containment sump, Single walled under dispenser containment | Automatic shutoff device (AELLD) | Automatic shutoff device (AELLD) | Interstitial Monitoring within Secondary Containment |  |  |  |  | UST Currently In Use: 2; UST Temp Close: 0; AST Currently In Use: 0; AST Temp Closed: 0 | 2 | 0 | 0 | 25822-055-021557 | K-Va-T Food Stores, Inc.
54407 | Currently in Use |  | 2023-10-01 |  | Petroleum | Premium gasoline | Premium gasoline | Retail | Fiberglass coated steel | Fiberglass coated steel |  |  | Double Wall |  |  |  | Double walled catchment basin | Automatic shutoff device At 95% full | Automatic shutoff device At 95% full | Interstitial Monitoring within Secondary Containment |  | Automatic Tank Gauge | Single walled submersible pump containment sump, Single walled under dispenser containment | Automatic shutoff device (AELLD) | Automatic shutoff device (AELLD) | Interstitial Monitoring within Secondary Containment |  |  |  |  | UST Currently In Use: 2; UST Temp Close: 0; AST Currently In Use: 0; AST Temp Closed: 0 | 2 | 0 | 0 | 25822-055-021557 | K-Va-T Food Stores, Inc.
54413 | Currently in Use |  | 2023-10-26 |  | Petroleum | Unleaded gasoline | Unleaded gasoline | Retail | Double Wall, Fiberglass coated steel | Fiberglass coated steel |  |  | Double Wall, Flexible |  |  |  | Double walled catchment basin | Automatic shutoff device At 95% full | Automatic shutoff device At 95% full | Interstitial Monitoring within Secondary Containment |  | Automatic Tank Gauge | Single walled submersible pump containment sump, Single walled under dispenser containment | Sump sensor relayed to automatically shut off submersible pump | Sump sensor relayed to automatically shut off submersible pump | Interstitial Monitoring within Secondary Containment |  |  |  |  | UST Currently In Use: 2; UST Temp Close: 0; AST Currently In Use: 1; AST Temp Closed: 0 | 2 | 0 | 0 | 24921-003-021588 | Fikes Wholesale, Inc
54414 | Currently in Use |  | 2023-10-26 |  | Petroleum | On road diesel | On road diesel | Retail | Double Wall, Fiberglass coated steel | Fiberglass coated steel |  |  | Double Wall, Flexible |  |  |  | Double walled catchment basin | Automatic shutoff device At 95% full | Automatic shutoff device At 95% full | Interstitial Monitoring within Secondary Containment |  | Automatic Tank Gauge | Single walled submersible pump containment sump, Single walled under dispenser containment | Sump sensor relayed to automatically shut off submersible pump | Sump sensor relayed to automatically shut off submersible pump | Interstitial Monitoring within Secondary Containment |  |  |  |  | UST Currently In Use: 2; UST Temp Close: 0; AST Currently In Use: 1; AST Temp Closed: 0 | 2 | 0 | 0 | 24921-003-021588 | Fikes Wholesale, Inc
54435 | Currently in Use |  | 2023-10-10 |  | Petroleum | Unleaded gasoline | Unleaded gasoline | Retail | Double Wall, Fiberglass reinforced plastic | Fiberglass reinforced plastic |  |  | Double Wall, Flexible |  |  |  | Single walled catchment basin | Automatic shutoff device At 95% full | Automatic shutoff device At 95% full | Interstitial Monitoring within Secondary Containment |  | Continuous Automatic Tank Gauge | Single walled submersible pump containment sump, Single walled under dispenser containment | Sump sensor relayed to automatically shut off submersible pump | Sump sensor relayed to automatically shut off submersible pump | Interstitial Monitoring within Secondary Containment |  |  |  |  | UST Currently In Use: 4; UST Temp Close: 0; AST Currently In Use: 0; AST Temp Closed: 0 | 4 | 0 | 0 | 26356-073-021576 | JAI SHIVSHAKTI INC
54436 | Currently in Use |  | 2023-10-10 |  | Petroleum | Premium gasoline | Premium gasoline | Retail | Double Wall, Fiberglass reinforced plastic | Fiberglass reinforced plastic |  |  | Double Wall, Fiberglass reinforced plastic |  |  |  | Single walled catchment basin | Automatic shutoff device At 95% full | Automatic shutoff device At 95% full | Interstitial Monitoring within Secondary Containment |  | Continuous Automatic Tank Gauge | Single walled submersible pump containment sump, Single walled under dispenser containment | Sump sensor relayed to automatically shut off submersible pump | Sump sensor relayed to automatically shut off submersible pump | Interstitial Monitoring within Secondary Containment |  |  |  |  | UST Currently In Use: 4; UST Temp Close: 0; AST Currently In Use: 0; AST Temp Closed: 0 | 4 | 0 | 0 | 26356-073-021576 | JAI SHIVSHAKTI INC
54437 | Currently in Use |  | 2023-10-10 |  | Petroleum | Ethanol free gasoline | Ethanol free gasoline | Retail | Double Wall, Fiberglass reinforced plastic | Fiberglass reinforced plastic |  |  | Double Wall, Flexible |  |  |  | Single walled catchment basin | Automatic shutoff device At 95% full | Automatic shutoff device At 95% full | Interstitial Monitoring within Secondary Containment |  | Continuous Automatic Tank Gauge | Single walled submersible pump containment sump, Single walled under dispenser containment | Sump sensor relayed to automatically shut off submersible pump | Sump sensor relayed to automatically shut off submersible pump | Interstitial Monitoring within Secondary Containment |  |  |  |  | UST Currently In Use: 4; UST Temp Close: 0; AST Currently In Use: 0; AST Temp Closed: 0 | 4 | 0 | 0 | 26356-073-021576 | JAI SHIVSHAKTI INC
54444 | Currently in Use |  | 2023-07-27 |  | Petroleum | Unleaded gasoline | Unleaded gasoline | Retail | Double Wall, Fiberglass reinforced plastic | Fiberglass reinforced plastic |  |  | Double Wall, Flexible |  |  |  | Double walled catchment basin | Automatic shutoff device At 95% full | Automatic shutoff device At 95% full | Interstitial Monitoring within Secondary Containment | SENSOR TO ATG |  | Single walled submersible pump containment sump, Single walled under dispenser containment | Automatic shutoff device (AELLD), Sump sensor relayed to automatically shut off submersible pump | Sump sensor relayed to automatically shut off submersible pump | Interstitial Monitoring within Secondary Containment | SENSOR TO ATG |  |  | Pressurized Piping | UST Currently In Use: 11; UST Temp Close: 0; AST Currently In Use: 0; AST Temp Closed: 0 | 11 | 0 | 0 | 26103-101-021550 | QuikTrip Corporation
54445 | Currently in Use |  | 2023-07-27 |  | Petroleum | Unleaded gasoline | Unleaded gasoline | Retail | Double Wall, Fiberglass reinforced plastic | Fiberglass reinforced plastic |  |  | Double Wall, Flexible |  |  |  | Double walled catchment basin | Automatic shutoff device At 95% full | Automatic shutoff device At 95% full | Interstitial Monitoring within Secondary Containment | SENSOR TO ATG |  | Single walled submersible pump containment sump, Single walled under dispenser containment | Automatic shutoff device (AELLD), Sump sensor relayed to automatically shut off submersible pump | Sump sensor relayed to automatically shut off submersible pump | Interstitial Monitoring within Secondary Containment | SENSOR TO ATG |  |  | Pressurized Piping | UST Currently In Use: 11; UST Temp Close: 0; AST Currently In Use: 0; AST Temp Closed: 0 | 11 | 0 | 0 | 26103-101-021550 | QuikTrip Corporation
54446 | Currently in Use |  | 2023-07-27 |  | Petroleum | Unleaded gasoline | Unleaded gasoline | Retail | Double Wall, Fiberglass reinforced plastic | Fiberglass reinforced plastic |  |  | Double Wall, Flexible |  |  |  | Double walled catchment basin | Automatic shutoff device At 95% full | Automatic shutoff device At 95% full | Interstitial Monitoring within Secondary Containment | SENSOR TO ATG |  | Single walled submersible pump containment sump, Single walled under dispenser containment | Automatic shutoff device (AELLD), Sump sensor relayed to automatically shut off submersible pump | Sump sensor relayed to automatically shut off submersible pump | Interstitial Monitoring within Secondary Containment | SENSOR TO ATG |  |  | Pressurized Piping | UST Currently In Use: 11; UST Temp Close: 0; AST Currently In Use: 0; AST Temp Closed: 0 | 11 | 0 | 0 | 26103-101-021550 | QuikTrip Corporation
54447 | Currently in Use |  | 2023-07-27 |  | Petroleum | Ethanol free gasoline | Ethanol free gasoline | Retail | Double Wall, Fiberglass reinforced plastic | Fiberglass reinforced plastic |  |  | Double Wall, Flexible |  |  |  | Double walled catchment basin | Automatic shutoff device At 95% full | Automatic shutoff device At 95% full | Interstitial Monitoring within Secondary Containment | SENSOR TO ATG |  | Single walled submersible pump containment sump, Single walled under dispenser containment | Automatic shutoff device (AELLD), Sump sensor relayed to automatically shut off submersible pump | Sump sensor relayed to automatically shut off submersible pump | Interstitial Monitoring within Secondary Containment | SENSOR TO ATG |  |  | Pressurized Piping | UST Currently In Use: 11; UST Temp Close: 0; AST Currently In Use: 0; AST Temp Closed: 0 | 11 | 0 | 0 | 26103-101-021550 | QuikTrip Corporation
54448 | Currently in Use |  | 2023-07-27 |  | Petroleum | Premium gasoline | Premium gasoline | Retail | Double Wall, Fiberglass reinforced plastic | Fiberglass reinforced plastic |  |  | Double Wall, Flexible |  |  |  | Double walled catchment basin | Automatic shutoff device At 95% full | Automatic shutoff device At 95% full | Interstitial Monitoring within Secondary Containment | SENSOR TO ATG |  | Single walled submersible pump containment sump, Single walled under dispenser containment | Automatic shutoff device (AELLD), Sump sensor relayed to automatically shut off submersible pump | Sump sensor relayed to automatically shut off submersible pump | Interstitial Monitoring within Secondary Containment | SENSOR TO ATG |  |  | Pressurized Piping | UST Currently In Use: 11; UST Temp Close: 0; AST Currently In Use: 0; AST Temp Closed: 0 | 11 | 0 | 0 | 26103-101-021550 | QuikTrip Corporation
54449 | Currently in Use |  | 2023-07-13 |  | Petroleum | Diesel containing less than or equal to 20% biodiesel | Diesel containing less than or equal to 20% biodiesel | Retail | Double Wall, Fiberglass reinforced plastic | Fiberglass reinforced plastic |  |  | Double Wall, Flexible |  |  |  | Double walled catchment basin | Automatic shutoff device At 95% full | Automatic shutoff device At 95% full | Interstitial Monitoring within Secondary Containment | SENSOR TO ATG |  | Single walled submersible pump containment sump, Single walled under dispenser containment | Automatic shutoff device (AELLD), Sump sensor relayed to automatically shut off submersible pump | Sump sensor relayed to automatically shut off submersible pump | Interstitial Monitoring within Secondary Containment | SENSOR TO ATG |  |  | Pressurized Piping | UST Currently In Use: 11; UST Temp Close: 0; AST Currently In Use: 0; AST Temp Closed: 0 | 11 | 0 | 0 | 26103-101-021550 | QuikTrip Corporation
54450 | Currently in Use |  | 2023-07-13 |  | Petroleum | Diesel containing less than or equal to 20% biodiesel | Diesel containing less than or equal to 20% biodiesel | Retail | Double Wall, Fiberglass reinforced plastic | Fiberglass reinforced plastic |  |  | Double Wall, Flexible |  |  |  | Double walled catchment basin | Automatic shutoff device At 95% full | Automatic shutoff device At 95% full | Interstitial Monitoring within Secondary Containment | SENSOR TO ATG |  | Single walled submersible pump containment sump, Single walled under dispenser containment | Automatic shutoff device (AELLD), Sump sensor relayed to automatically shut off submersible pump | Sump sensor relayed to automatically shut off submersible pump | Interstitial Monitoring within Secondary Containment | SENSOR TO ATG |  |  | Pressurized Piping | UST Currently In Use: 11; UST Temp Close: 0; AST Currently In Use: 0; AST Temp Closed: 0 | 11 | 0 | 0 | 26103-101-021550 | QuikTrip Corporation
54451 | Currently in Use |  | 2023-07-13 |  | Petroleum | Diesel containing less than or equal to 20% biodiesel | Diesel containing less than or equal to 20% biodiesel | Retail | Double Wall, Fiberglass reinforced plastic | Fiberglass reinforced plastic |  |  | Double Wall, Flexible |  |  |  | Double walled catchment basin | Automatic shutoff device At 95% full | Automatic shutoff device At 95% full | Interstitial Monitoring within Secondary Containment | SENSOR TO ATG |  | Single walled submersible pump containment sump, Single walled under dispenser containment | Automatic shutoff device (AELLD), Sump sensor relayed to automatically shut off submersible pump | Sump sensor relayed to automatically shut off submersible pump | Interstitial Monitoring within Secondary Containment | SENSOR TO ATG |  |  | Pressurized Piping | UST Currently In Use: 11; UST Temp Close: 0; AST Currently In Use: 0; AST Temp Closed: 0 | 11 | 0 | 0 | 26103-101-021550 | QuikTrip Corporation
54452 | Currently in Use |  | 2023-07-13 |  | Petroleum | Diesel containing less than or equal to 20% biodiesel | Diesel containing less than or equal to 20% biodiesel | Retail | Double Wall, Fiberglass reinforced plastic | Fiberglass reinforced plastic |  |  | Double Wall, Flexible |  |  |  | Double walled catchment basin | Automatic shutoff device At 95% full | Automatic shutoff device At 95% full | Interstitial Monitoring within Secondary Containment | SENSOR TO ATG |  | Single walled submersible pump containment sump, Single walled under dispenser containment | Automatic shutoff device (AELLD), Sump sensor relayed to automatically shut off submersible pump | Sump sensor relayed to automatically shut off submersible pump | Interstitial Monitoring within Secondary Containment | SENSOR TO ATG |  |  | Pressurized Piping | UST Currently In Use: 11; UST Temp Close: 0; AST Currently In Use: 0; AST Temp Closed: 0 | 11 | 0 | 0 | 26103-101-021550 | QuikTrip Corporation
54453 | Currently in Use |  | 2023-07-13 |  | Petroleum | Diesel containing less than or equal to 20% biodiesel | Diesel containing less than or equal to 20% biodiesel | Retail | Double Wall, Fiberglass reinforced plastic | Fiberglass reinforced plastic |  |  | Double Wall, Flexible |  |  |  | Double walled catchment basin | Automatic shutoff device At 95% full | Automatic shutoff device At 95% full | Interstitial Monitoring within Secondary Containment | SENSOR TO ATG |  | Single walled submersible pump containment sump, Single walled under dispenser containment | Automatic shutoff device (AELLD), Sump sensor relayed to automatically shut off submersible pump | Sump sensor relayed to automatically shut off submersible pump | Interstitial Monitoring within Secondary Containment | SENSOR TO ATG |  |  | Pressurized Piping | UST Currently In Use: 11; UST Temp Close: 0; AST Currently In Use: 0; AST Temp Closed: 0 | 11 | 0 | 0 | 26103-101-021550 | QuikTrip Corporation
54454 | Currently in Use |  | 2023-07-13 |  | Petroleum | Other, Diesel Exhaust Fluid | Other | Retail | Double Wall, Fiberglass reinforced plastic | Fiberglass reinforced plastic |  |  | Double Wall, Flexible |  |  |  | Double walled catchment basin | Audible high level alarm At 90% full | Audible high level alarm At 90% full | Interstitial Monitoring within Secondary Containment | SENSOR TO ATG |  | Single walled submersible pump containment sump, Single walled under dispenser containment | Other, Diesel Exhaust Fluid (non-regulated) | Other | Interstitial Monitoring within Secondary Containment | SENSOR TO ATG |  |  | Pressurized Piping | UST Currently In Use: 11; UST Temp Close: 0; AST Currently In Use: 0; AST Temp Closed: 0 | 11 | 0 | 0 | 26103-101-021550 | QuikTrip Corporation
54459 | Currently in Use |  | 2024-01-09 |  | Petroleum | Unleaded gasoline | Unleaded gasoline | Retail | Double Wall, Steel | Steel | Other, ACT100 TANKS |  | Double Wall, Fiberglass reinforced plastic |  |  |  | Single walled catchment basin | Automatic shutoff device At 95% full | Automatic shutoff device At 95% full | Interstitial Monitoring within Secondary Containment | SENSOR TO ATG |  | Single walled submersible pump containment sump, Single walled under dispenser containment | Automatic shutoff device (AELLD), Sump sensor relayed to automatically shut off submersible pump | Sump sensor relayed to automatically shut off submersible pump | Interstitial Monitoring within Secondary Containment | SENSOR TO ATG |  |  | Pressurized Piping | UST Currently In Use: 1; UST Temp Close: 0; AST Currently In Use: 0; AST Temp Closed: 0 | 1 | 0 | 0 | 26400-043-021632 | MUSHEER ALI
54493 | Currently in Use |  | 2023-08-22 |  | Petroleum | Unleaded gasoline | Unleaded gasoline | Retail | Double Wall, Fiberglass reinforced plastic | Fiberglass reinforced plastic |  |  | Double Wall, Flexible |  |  |  | Double walled catchment basin | Audible high level alarm At 90% full, Automatic shutoff device At 95% full | Automatic shutoff device At 95% full | Interstitial Monitoring within Secondary Containment | SENSOR TO ATG |  | Single walled submersible pump containment sump, Single walled under dispenser containment | Automatic flow restrictor (MLLD), Sump sensor relayed to automatically shut off submersible pump | Sump sensor relayed to automatically shut off submersible pump | Interstitial Monitoring within Secondary Containment | SENSOR TO ATG |  |  | Pressurized Piping | UST Currently In Use: 4; UST Temp Close: 0; AST Currently In Use: 0; AST Temp Closed: 0 | 4 | 0 | 0 | 26380-003-021562 | Wawa Southeast, LLC
54495 | Currently in Use |  | 2023-08-22 |  | Petroleum | Unleaded gasoline | Unleaded gasoline | Retail | Double Wall, Fiberglass reinforced plastic | Fiberglass reinforced plastic |  |  | Double Wall, Flexible |  |  |  | Double walled catchment basin | Audible high level alarm At 90% full, Automatic shutoff device At 95% full | Automatic shutoff device At 95% full | Interstitial Monitoring within Secondary Containment | SENSOR TO ATG |  | Single walled submersible pump containment sump, Single walled under dispenser containment | Automatic flow restrictor (MLLD), Sump sensor relayed to automatically shut off submersible pump | Sump sensor relayed to automatically shut off submersible pump | Interstitial Monitoring within Secondary Containment | SENSOR TO ATG |  |  | Pressurized Piping | UST Currently In Use: 4; UST Temp Close: 0; AST Currently In Use: 0; AST Temp Closed: 0 | 4 | 0 | 0 | 26380-003-021562 | Wawa Southeast, LLC
54496 | Currently in Use |  | 2023-08-22 |  | Petroleum | Ethanol free gasoline | Ethanol free gasoline | Retail | Double Wall, Fiberglass reinforced plastic | Fiberglass reinforced plastic |  |  | Double Wall, Flexible |  |  |  | Double walled catchment basin | Audible high level alarm At 90% full, Automatic shutoff device At 95% full | Automatic shutoff device At 95% full | Interstitial Monitoring within Secondary Containment | SENSOR TO ATG |  | Single walled submersible pump containment sump, Single walled under dispenser containment | Automatic flow restrictor (MLLD), Sump sensor relayed to automatically shut off submersible pump | Sump sensor relayed to automatically shut off submersible pump | Interstitial Monitoring within Secondary Containment | SENSOR TO ATG |  |  | Pressurized Piping | UST Currently In Use: 4; UST Temp Close: 0; AST Currently In Use: 0; AST Temp Closed: 0 | 4 | 0 | 0 | 26380-003-021562 | Wawa Southeast, LLC
54506 | Currently in Use |  | 2023-03-03 |  | Petroleum | Unleaded gasoline | Unleaded gasoline | Retail | Double Wall, Fiberglass coated steel | Fiberglass coated steel |  |  | Double Wall, Fiberglass reinforced plastic |  | 2023-03-03 |  | Double walled catchment basin | Automatic shutoff device At 95% full | Automatic shutoff device At 95% full | Interstitial Monitoring within Secondary Containment | SENSOR TO ATG | Continuous Automatic Tank Gauge | Double walled submersible pump containment sump, Double walled under dispenser containment | Automatic flow restrictor (MLLD) | Automatic flow restrictor (MLLD) | Interstitial Monitoring within Secondary Containment | SENSOR TO ATG |  |  |  | UST Currently In Use: 3; UST Temp Close: 0; AST Currently In Use: 0; AST Temp Closed: 0 | 3 | 0 | 2 | 13284-103-011687 | H.L. MARTIN DISTRIBUTING CO.
54507 | Currently in Use |  | 2023-03-03 |  | Petroleum | On road diesel | On road diesel | Retail | Double Wall, Fiberglass coated steel | Fiberglass coated steel |  |  | Double Wall, Fiberglass reinforced plastic |  | 2023-03-03 |  | Double walled catchment basin | Automatic shutoff device At 95% full | Automatic shutoff device At 95% full | Interstitial Monitoring within Secondary Containment | SENSOR TO ATG | Continuous Automatic Tank Gauge | Double walled submersible pump containment sump, Double walled under dispenser containment | Automatic flow restrictor (MLLD) | Automatic flow restrictor (MLLD) | Interstitial Monitoring within Secondary Containment | SENSOR TO ATG |  |  | Pressurized Piping | UST Currently In Use: 3; UST Temp Close: 0; AST Currently In Use: 0; AST Temp Closed: 0 | 3 | 0 | 2 | 13284-103-011687 | H.L. MARTIN DISTRIBUTING CO.
54508 | Currently in Use |  | 2023-03-03 |  | Petroleum | Premium gasoline | Premium gasoline | Retail | Double Wall, Fiberglass coated steel | Fiberglass coated steel |  |  | Double Wall, Fiberglass reinforced plastic |  | 2023-03-03 |  | Catchment Basin, Double walled catchment basin | Automatic shutoff device At 95% full | Automatic shutoff device At 95% full | Interstitial Monitoring within Secondary Containment | SENSOR TO ATG | Continuous Automatic Tank Gauge | Double walled submersible pump containment sump, Double walled under dispenser containment | Automatic flow restrictor (MLLD) | Automatic flow restrictor (MLLD) | Interstitial Monitoring within Secondary Containment | SENSOR TO ATG |  |  |  | UST Currently In Use: 3; UST Temp Close: 0; AST Currently In Use: 0; AST Temp Closed: 0 | 3 | 0 | 2 | 13284-103-011687 | H.L. MARTIN DISTRIBUTING CO.
54518 | Currently in Use |  | 2023-12-13 |  | Petroleum | Diesel containing less than or equal to 20% biodiesel | Diesel containing less than or equal to 20% biodiesel | Retail | Double Wall, Fiberglass reinforced plastic | Fiberglass reinforced plastic |  |  | Double Wall, Fiberglass reinforced plastic |  |  |  | Double walled catchment basin | Audible high level alarm At 90% full | Audible high level alarm At 90% full | Interstitial Monitoring within Secondary Containment | SENSOR TO ATG |  | Single walled under dispenser containment | Automatic shutoff device (AELLD) | Automatic shutoff device (AELLD) | Interstitial Monitoring within Secondary Containment | SENSOR TO ATG |  |  |  | UST Currently In Use: 5; UST Temp Close: 0; AST Currently In Use: 0; AST Temp Closed: 0 | 5 | 0 | 0 | 14001-069-021010 | RACETRAC PETROLEUM, INC.
54521 | Currently in Use |  | 2023-05-19 |  | Petroleum | Unleaded gasoline | Unleaded gasoline | Retail | Double Wall, Fiberglass reinforced plastic | Fiberglass reinforced plastic |  |  | Double Wall, Flexible |  |  |  | Double walled catchment basin | Automatic shutoff device At 95% full | Automatic shutoff device At 95% full | Interstitial Monitoring within Secondary Containment |  |  | Single walled submersible pump containment sump, Single walled under dispenser containment | Automatic shutoff device (AELLD), Sump sensor relayed to automatically shut off submersible pump | Sump sensor relayed to automatically shut off submersible pump | Interstitial Monitoring within Secondary Containment |  |  |  |  | UST Currently In Use: 9; UST Temp Close: 0; AST Currently In Use: 0; AST Temp Closed: 0 | 9 | 0 | 0 | 26103-097-021560 | QuikTrip Corporation
54522 | Currently in Use |  | 2023-05-19 |  | Petroleum | Unleaded gasoline | Unleaded gasoline | Retail | Double Wall, Fiberglass reinforced plastic | Fiberglass reinforced plastic |  |  | Double Wall, Flexible |  |  |  | Double walled catchment basin | Automatic shutoff device At 95% full | Automatic shutoff device At 95% full | Interstitial Monitoring within Secondary Containment | SENSOR TO ATG |  | Single walled submersible pump containment sump, Single walled under dispenser containment | Automatic shutoff device (AELLD), Sump sensor relayed to automatically shut off submersible pump | Sump sensor relayed to automatically shut off submersible pump | Interstitial Monitoring within Secondary Containment | SENSOR TO ATG |  |  |  | UST Currently In Use: 9; UST Temp Close: 0; AST Currently In Use: 0; AST Temp Closed: 0 | 9 | 0 | 0 | 26103-097-021560 | QuikTrip Corporation
54523 | Currently in Use |  | 2023-05-19 |  | Petroleum | Ethanol free gasoline | Ethanol free gasoline | Retail | Double Wall, Fiberglass reinforced plastic | Fiberglass reinforced plastic |  |  | Double Wall, Flexible |  |  |  | Double walled catchment basin | Automatic shutoff device At 95% full | Automatic shutoff device At 95% full | Interstitial Monitoring within Secondary Containment | SENSOR TO ATG |  | Single walled submersible pump containment sump, Single walled under dispenser containment | Automatic shutoff device (AELLD), Sump sensor relayed to automatically shut off submersible pump | Sump sensor relayed to automatically shut off submersible pump | Interstitial Monitoring within Secondary Containment | SENSOR TO ATG |  |  |  | UST Currently In Use: 9; UST Temp Close: 0; AST Currently In Use: 0; AST Temp Closed: 0 | 9 | 0 | 0 | 26103-097-021560 | QuikTrip Corporation
54524 | Currently in Use |  | 2023-05-19 |  | Petroleum | Premium gasoline | Premium gasoline | Retail | Double Wall, Fiberglass reinforced plastic | Fiberglass reinforced plastic |  |  | Double Wall, Flexible |  |  |  | Double walled catchment basin | Automatic shutoff device At 95% full | Automatic shutoff device At 95% full | Interstitial Monitoring within Secondary Containment | SENSOR TO ATG |  | Single walled submersible pump containment sump, Single walled under dispenser containment | Automatic shutoff device (AELLD), Sump sensor relayed to automatically shut off submersible pump | Sump sensor relayed to automatically shut off submersible pump | Interstitial Monitoring within Secondary Containment | SENSOR TO ATG |  |  |  | UST Currently In Use: 9; UST Temp Close: 0; AST Currently In Use: 0; AST Temp Closed: 0 | 9 | 0 | 0 | 26103-097-021560 | QuikTrip Corporation
54525 | Currently in Use |  | 2023-06-02 |  | Petroleum | On road diesel | On road diesel | Retail | Double Wall, Fiberglass reinforced plastic | Fiberglass reinforced plastic |  |  | Double Wall, Flexible |  |  |  | Double walled catchment basin | Automatic shutoff device At 95% full | Automatic shutoff device At 95% full | Interstitial Monitoring within Secondary Containment | SENSOR TO ATG |  | Single walled submersible pump containment sump, Single walled under dispenser containment | Automatic shutoff device (AELLD), Sump sensor relayed to automatically shut off submersible pump | Sump sensor relayed to automatically shut off submersible pump | Interstitial Monitoring within Secondary Containment |  |  |  |  | UST Currently In Use: 9; UST Temp Close: 0; AST Currently In Use: 0; AST Temp Closed: 0 | 9 | 0 | 0 | 26103-097-021560 | QuikTrip Corporation
54526 | Currently in Use |  | 2023-06-02 |  | Petroleum | On road diesel | On road diesel | Retail | Double Wall, Fiberglass reinforced plastic | Fiberglass reinforced plastic |  |  | Double Wall, Flexible |  |  |  | Double walled catchment basin | Automatic shutoff device At 95% full | Automatic shutoff device At 95% full | Interstitial Monitoring within Secondary Containment | SENSOR TO ATG |  | Single walled submersible pump containment sump, Single walled under dispenser containment | Automatic shutoff device (AELLD), Sump sensor relayed to automatically shut off submersible pump | Sump sensor relayed to automatically shut off submersible pump | Interstitial Monitoring within Secondary Containment | SENSOR TO ATG |  |  |  | UST Currently In Use: 9; UST Temp Close: 0; AST Currently In Use: 0; AST Temp Closed: 0 | 9 | 0 | 0 | 26103-097-021560 | QuikTrip Corporation
54527 | Currently in Use |  | 2023-06-02 |  | Petroleum | On road diesel | On road diesel | Retail | Double Wall, Fiberglass reinforced plastic | Fiberglass reinforced plastic |  |  | Double Wall, Flexible |  |  |  | Double walled catchment basin | Automatic shutoff device At 95% full | Automatic shutoff device At 95% full | Interstitial Monitoring within Secondary Containment | SENSOR TO ATG |  | Single walled submersible pump containment sump, Single walled under dispenser containment | Automatic shutoff device (AELLD), Sump sensor relayed to automatically shut off submersible pump | Sump sensor relayed to automatically shut off submersible pump | Interstitial Monitoring within Secondary Containment | SENSOR TO ATG |  |  |  | UST Currently In Use: 9; UST Temp Close: 0; AST Currently In Use: 0; AST Temp Closed: 0 | 9 | 0 | 0 | 26103-097-021560 | QuikTrip Corporation
54528 | Currently in Use |  | 2023-06-02 |  | Petroleum | On road diesel | On road diesel | Retail | Double Wall, Fiberglass reinforced plastic | Fiberglass reinforced plastic |  |  | Double Wall, Flexible |  |  |  | Double walled catchment basin | Automatic shutoff device At 95% full | Automatic shutoff device At 95% full | Interstitial Monitoring within Secondary Containment | SENSOR TO ATG |  | Single walled submersible pump containment sump, Single walled under dispenser containment | Automatic shutoff device (AELLD), Sump sensor relayed to automatically shut off submersible pump | Sump sensor relayed to automatically shut off submersible pump | Interstitial Monitoring within Secondary Containment | SENSOR TO ATG |  |  |  | UST Currently In Use: 9; UST Temp Close: 0; AST Currently In Use: 0; AST Temp Closed: 0 | 9 | 0 | 0 | 26103-097-021560 | QuikTrip Corporation
54529 | Currently in Use |  | 2023-06-02 |  | Petroleum | Other, DEF | Other | Retail | Double Wall, Fiberglass reinforced plastic | Fiberglass reinforced plastic |  |  | Double Wall, Flexible |  |  |  | Double walled catchment basin | Automatic shutoff device At 95% full | Automatic shutoff device At 95% full | Interstitial Monitoring within Secondary Containment | SENSOR TO ATG |  | Single walled submersible pump containment sump, Single walled under dispenser containment | Automatic shutoff device (AELLD), Sump sensor relayed to automatically shut off submersible pump | Sump sensor relayed to automatically shut off submersible pump | Interstitial Monitoring within Secondary Containment | SENSOR TO ATG |  |  |  | UST Currently In Use: 9; UST Temp Close: 0; AST Currently In Use: 0; AST Temp Closed: 0 | 9 | 0 | 0 | 26103-097-021560 | QuikTrip Corporation
54530 | Currently in Use |  | 2023-12-13 |  | Petroleum | 100% biodiesel (Not Regulated) | 100% biodiesel (Not Regulated) | Retail | Double Wall, Fiberglass reinforced plastic | Fiberglass reinforced plastic |  |  | Double Wall, Fiberglass reinforced plastic |  |  |  | Single walled catchment basin | Audible high level alarm At 90% full | Audible high level alarm At 90% full | Interstitial Monitoring within Secondary Containment | SENSOR TO ATG |  | Single walled under dispenser containment | Automatic shutoff device (AELLD) | Automatic shutoff device (AELLD) | Interstitial Monitoring within Secondary Containment | SENSOR TO ATG |  |  |  | UST Currently In Use: 5; UST Temp Close: 0; AST Currently In Use: 0; AST Temp Closed: 0 | 5 | 0 | 0 | 14001-069-021010 | RACETRAC PETROLEUM, INC.
54536 | Currently in Use |  | 2022-12-07 |  | Petroleum | Off road diesel | Off road diesel | Retail | Double Wall, Fiberglass reinforced plastic | Fiberglass reinforced plastic |  |  | Double Wall, Flexible |  | 2022-12-07 |  | Single walled catchment basin | Automatic shutoff device At 95% full | Automatic shutoff device At 95% full | Interstitial Monitoring within Secondary Containment |  |  | Single walled submersible pump containment sump, Single walled under dispenser containment | Automatic flow restrictor (MLLD) | Automatic flow restrictor (MLLD) | Interstitial Monitoring within Secondary Containment |  |  |  | Pressurized Piping | UST Currently In Use: 3; UST Temp Close: 0; AST Currently In Use: 0; AST Temp Closed: 0 | 3 | 0 | 0 | 26402-003-021473 | Legendary Marine
54543 | Currently in Use |  | 2023-12-29 |  | Petroleum | Unleaded gasoline | Unleaded gasoline | Retail | Double Wall, Fiberglass coated steel | Fiberglass coated steel |  |  | Double Wall |  |  |  | Single walled catchment basin | Automatic shutoff device At 95% full | Automatic shutoff device At 95% full | Interstitial Monitoring within Secondary Containment |  | Continuous Automatic Tank Gauge | Double walled submersible pump containment sump, Double walled under dispenser containment | Automatic flow restrictor (MLLD) | Automatic flow restrictor (MLLD) | Interstitial Monitoring within Secondary Containment | SENSOR TO ATG |  |  | Pressurized Piping | UST Currently In Use: 2; UST Temp Close: 0; AST Currently In Use: 0; AST Temp Closed: 0 | 2 | 0 | 0 | 26392-089-021629 | Dharm Enterprise 5, LLC
54544 | Currently in Use |  | 2023-12-29 |  | Petroleum | Ethanol free gasoline | Ethanol free gasoline | Retail | Double Wall, Fiberglass coated steel | Fiberglass coated steel |  |  | Double Wall |  |  |  | Single walled catchment basin | Automatic shutoff device At 95% full | Automatic shutoff device At 95% full | Interstitial Monitoring within Secondary Containment |  | Continuous Automatic Tank Gauge | Double walled submersible pump containment sump, Double walled under dispenser containment | Automatic flow restrictor (MLLD) | Automatic flow restrictor (MLLD) | Interstitial Monitoring within Secondary Containment | SENSOR TO ATG | Continuous alarm system | Continuous alarm system | Pressurized Piping | UST Currently In Use: 2; UST Temp Close: 0; AST Currently In Use: 0; AST Temp Closed: 0 | 2 | 0 | 0 | 26392-089-021629 | Dharm Enterprise 5, LLC
54553 | Currently in Use |  | 2024-03-20 |  | Petroleum | Ethanol free gasoline | Ethanol free gasoline | Retail | Double Wall, Fiberglass coated steel | Fiberglass coated steel |  |  | Double Wall, Fiberglass reinforced plastic |  |  |  | Double walled catchment basin | Automatic shutoff device At 95% full | Automatic shutoff device At 95% full | Interstitial Monitoring within Secondary Containment |  | Automatic Tank Gauge, Continuous Automatic Tank Gauge | Single walled submersible pump containment sump, Single walled under dispenser containment | Automatic flow restrictor (MLLD), Sump sensor relayed to automatically shut off submersible pump | Sump sensor relayed to automatically shut off submersible pump | Interstitial Monitoring within Secondary Containment |  |  |  |  | UST Currently In Use: 2; UST Temp Close: 0; AST Currently In Use: 0; AST Temp Closed: 0 | 2 | 0 | 0 | 25961-051-003947 | Prem Sun Neil LLC.
54563 | Currently in Use |  | 2023-09-09 |  | Petroleum | Unleaded gasoline | Unleaded gasoline | Retail | Double Wall, Fiberglass coated steel | Fiberglass coated steel |  |  | Double Wall, Flexible |  |  |  | Double walled catchment basin | Automatic shutoff device At 95% full | Automatic shutoff device At 95% full | Interstitial Monitoring within Secondary Containment |  | Automatic Tank Gauge | Single walled submersible pump containment sump, Single walled under dispenser containment | Automatic flow restrictor (MLLD) | Automatic flow restrictor (MLLD) | Interstitial Monitoring within Secondary Containment |  |  |  |  | UST Currently In Use: 2; UST Temp Close: 0; AST Currently In Use: 0; AST Temp Closed: 0 | 2 | 0 | 0 | 13929-097-021585 | Prince Oil Co.
54564 | Currently in Use |  | 2023-09-09 |  | Petroleum | Diesel containing less than or equal to 20% biodiesel | Diesel containing less than or equal to 20% biodiesel | Retail | Double Wall, Fiberglass coated steel | Fiberglass coated steel |  |  | Double Wall, Flexible |  |  |  | Double walled catchment basin | Automatic shutoff device At 95% full | Automatic shutoff device At 95% full | Interstitial Monitoring within Secondary Containment |  | Automatic Tank Gauge | Single walled submersible pump containment sump, Single walled under dispenser containment | Automatic flow restrictor (MLLD) | Automatic flow restrictor (MLLD) | Interstitial Monitoring within Secondary Containment |  |  |  |  | UST Currently In Use: 2; UST Temp Close: 0; AST Currently In Use: 0; AST Temp Closed: 0 | 2 | 0 | 0 | 13929-097-021585 | Prince Oil Co.
54573 | Currently in Use |  | 2024-03-05 |  | Petroleum | Unleaded gasoline | Unleaded gasoline | Retail | Double Wall, Fiberglass reinforced plastic | Fiberglass reinforced plastic |  |  | Double Wall, Fiberglass reinforced plastic |  |  |  | Double walled catchment basin | Automatic shutoff device At 95% full | Automatic shutoff device At 95% full | Interstitial Monitoring within Secondary Containment | SENSOR TO ATG |  | Single walled under dispenser containment | Automatic flow restrictor (MLLD) | Automatic flow restrictor (MLLD) | Interstitial Monitoring within Secondary Containment | SENSOR TO ATG |  |  | Pressurized Piping | UST Currently In Use: 2; UST Temp Close: 0; AST Currently In Use: 0; AST Temp Closed: 0 | 2 | 0 | 2 | 13579-103-018490 | MURPHY OIL USA, INC.
54574 | Currently in Use |  | 2024-03-05 |  | Petroleum | Ethanol free gasoline | Ethanol free gasoline | Retail | Double Wall, Fiberglass reinforced plastic | Fiberglass reinforced plastic |  |  | Double Wall, Fiberglass reinforced plastic |  |  |  | Double walled catchment basin | Automatic shutoff device At 95% full | Automatic shutoff device At 95% full | Interstitial Monitoring within Secondary Containment | SENSOR TO ATG |  | Single walled under dispenser containment | Automatic flow restrictor (MLLD) | Automatic flow restrictor (MLLD) | Interstitial Monitoring within Secondary Containment | SENSOR TO ATG |  |  | Pressurized Piping | UST Currently In Use: 2; UST Temp Close: 0; AST Currently In Use: 0; AST Temp Closed: 0 | 2 | 0 | 2 | 13579-103-018490 | MURPHY OIL USA, INC.
54585 | Currently in Use |  | 2022-02-24 |  | Petroleum | Unleaded gasoline | Unleaded gasoline | Retail | Double Wall, Fiberglass coated steel | Fiberglass coated steel |  |  | Double Wall, Fiberglass reinforced plastic |  |  |  | Single walled catchment basin | Automatic shutoff device At 95% full | Automatic shutoff device At 95% full | Interstitial Monitoring within Secondary Containment | SENSOR TO ATG | Automatic Tank Gauge, Continuous Automatic Tank Gauge | Double walled submersible pump containment sump, Single walled under dispenser containment | Automatic shutoff device (AELLD) | Automatic shutoff device (AELLD) | Interstitial Monitoring within Secondary Containment | SENSOR TO ATG |  |  | Pressurized Piping | UST Currently In Use: 2; UST Temp Close: 0; AST Currently In Use: 0; AST Temp Closed: 0 | 2 | 0 | 0 | 13526-073-021479 | Moore Oil Company
54586 | Retired |  | 2022-02-24 |  | Petroleum | Unleaded gasoline | Unleaded gasoline | Retail | Double Wall, Fiberglass coated steel | Fiberglass coated steel |  |  | Double Wall, Fiberglass reinforced plastic |  |  |  | Single walled catchment basin | Automatic shutoff device At 95% full | Automatic shutoff device At 95% full | Interstitial Monitoring within Secondary Containment |  | Automatic Tank Gauge, Continuous Automatic Tank Gauge | Double walled submersible pump containment sump, Single walled under dispenser containment | Automatic shutoff device (AELLD) | Automatic shutoff device (AELLD) | Interstitial Monitoring within Secondary Containment |  |  |  |  | UST Currently In Use: 2; UST Temp Close: 0; AST Currently In Use: 0; AST Temp Closed: 0 | 2 | 0 | 0 | 13526-073-021479 | Moore Oil Company
54587 | Currently in Use |  | 2022-02-24 |  | Petroleum | Premium gasoline | Premium gasoline | Retail | Double Wall, Fiberglass coated steel | Fiberglass coated steel |  |  | Double Wall, Fiberglass reinforced plastic |  |  |  | Single walled catchment basin | Automatic shutoff device At 95% full | Automatic shutoff device At 95% full | Interstitial Monitoring within Secondary Containment | SENSOR TO ATG | Automatic Tank Gauge, Continuous Automatic Tank Gauge | Double walled submersible pump containment sump, Single walled under dispenser containment | Automatic shutoff device (AELLD) | Automatic shutoff device (AELLD) | Interstitial Monitoring within Secondary Containment | SENSOR TO ATG |  |  | Pressurized Piping | UST Currently In Use: 2; UST Temp Close: 0; AST Currently In Use: 0; AST Temp Closed: 0 | 2 | 0 | 0 | 13526-073-021479 | Moore Oil Company
54588 | Currently in Use |  | 2024-05-23 |  | Petroleum | Unleaded gasoline | Unleaded gasoline | Retail | Double Wall, Fiberglass coated steel | Fiberglass coated steel |  |  | Double Wall, Fiberglass reinforced plastic, Flexible |  |  |  | Double walled catchment basin | Automatic shutoff device At 95% full | Automatic shutoff device At 95% full | Interstitial Monitoring within Secondary Containment |  | Groundwater Monitoring | Double walled under dispenser containment | Automatic flow restrictor (MLLD), Sump sensor relayed to automatically shut off submersible pump | Sump sensor relayed to automatically shut off submersible pump | Interstitial Monitoring within Secondary Containment |  |  |  |  | UST Currently In Use: 2; UST Temp Close: 0; AST Currently In Use: 0; AST Temp Closed: 0 | 2 | 0 | 0 | 26449-009-021630 | Kashmir Malhi
54589 | Currently in Use |  | 2024-05-23 |  | Petroleum | On road diesel | On road diesel | Retail | Double Wall, Fiberglass coated steel | Fiberglass coated steel |  |  | Double Wall, Fiberglass reinforced plastic, Flexible |  |  |  | Double walled catchment basin | Automatic shutoff device At 95% full | Automatic shutoff device At 95% full | Interstitial Monitoring within Secondary Containment |  |  | Double walled under dispenser containment | Sump sensor relayed to automatically shut off submersible pump | Sump sensor relayed to automatically shut off submersible pump | Interstitial Monitoring within Secondary Containment |  |  |  |  | UST Currently In Use: 2; UST Temp Close: 0; AST Currently In Use: 0; AST Temp Closed: 0 | 2 | 0 | 0 | 26449-009-021630 | Kashmir Malhi
54601 | Currently in Use |  | 2024-01-01 |  | Petroleum | Premium gasoline | Premium gasoline | Retail | Double Wall, Fiberglass coated steel | Fiberglass coated steel |  |  | Double Wall, Flexible |  |  |  | Single walled catchment basin | Automatic shutoff device At 95% full | Automatic shutoff device At 95% full | Interstitial Monitoring within Secondary Containment |  |  | Single walled submersible pump containment sump, Single walled under dispenser containment | Automatic flow restrictor (MLLD) | Automatic flow restrictor (MLLD) | Interstitial Monitoring within Secondary Containment |  |  |  |  | UST Currently In Use: 2; UST Temp Close: 0; AST Currently In Use: 0; AST Temp Closed: 0 | 2 | 0 | 0 | 26404-117-021615 | Royal Investments Group LLC DBA Columbiana Shop N GO
54602 | Currently in Use |  | 2024-01-01 |  | Petroleum | Unleaded gasoline | Unleaded gasoline | Retail | Double Wall, Fiberglass coated steel | Fiberglass coated steel |  |  | Double Wall, Flexible |  |  |  | Single walled catchment basin | Automatic shutoff device At 95% full | Automatic shutoff device At 95% full | Interstitial Monitoring within Secondary Containment |  |  | Single walled submersible pump containment sump, Single walled under dispenser containment | Automatic flow restrictor (MLLD) | Automatic flow restrictor (MLLD) | Interstitial Monitoring within Secondary Containment |  |  |  |  | UST Currently In Use: 2; UST Temp Close: 0; AST Currently In Use: 0; AST Temp Closed: 0 | 2 | 0 | 0 | 26404-117-021615 | Royal Investments Group LLC DBA Columbiana Shop N GO
54608 | Currently in Use |  | 2023-11-17 |  | Petroleum | Unleaded gasoline | Unleaded gasoline | Retail | Double Wall, Fiberglass reinforced plastic | Fiberglass reinforced plastic |  |  | Double Wall, Flexible |  |  |  | Double walled catchment basin | Audible high level alarm At 90% full, Automatic shutoff device At 95% full | Automatic shutoff device At 95% full | Interstitial Monitoring within Secondary Containment |  |  | Single walled submersible pump containment sump, Single walled under dispenser containment | Automatic flow restrictor (MLLD), Sump sensor relayed to automatically shut off submersible pump | Sump sensor relayed to automatically shut off submersible pump | Interstitial Monitoring within Secondary Containment |  |  |  | Pressurized Piping | UST Currently In Use: 4; UST Temp Close: 0; AST Currently In Use: 0; AST Temp Closed: 0 | 4 | 0 | 0 | 26380-097-021569 | Wawa Alabama LLC
54609 | Currently in Use |  | 2023-11-17 |  | Petroleum | Unleaded gasoline | Unleaded gasoline | Retail | Double Wall, Fiberglass reinforced plastic | Fiberglass reinforced plastic |  |  | Double Wall, Flexible |  |  |  | Double walled catchment basin | Audible high level alarm At 90% full, Automatic shutoff device At 95% full | Automatic shutoff device At 95% full | Interstitial Monitoring within Secondary Containment |  |  | Single walled submersible pump containment sump, Single walled under dispenser containment | Automatic flow restrictor (MLLD), Sump sensor relayed to automatically shut off submersible pump | Sump sensor relayed to automatically shut off submersible pump | Interstitial Monitoring within Secondary Containment |  |  |  | Pressurized Piping | UST Currently In Use: 4; UST Temp Close: 0; AST Currently In Use: 0; AST Temp Closed: 0 | 4 | 0 | 0 | 26380-097-021569 | Wawa Alabama LLC
54610 | Currently in Use |  | 2023-11-17 |  | Petroleum | Ultra low sulfur gasoline | Ultra low sulfur gasoline | Retail | Double Wall, Fiberglass reinforced plastic | Fiberglass reinforced plastic |  |  | Double Wall, Flexible |  |  |  | Double walled catchment basin | Audible high level alarm At 90% full, Automatic shutoff device At 95% full | Automatic shutoff device At 95% full | Interstitial Monitoring within Secondary Containment |  |  | Single walled submersible pump containment sump, Single walled under dispenser containment | Automatic flow restrictor (MLLD), Sump sensor relayed to automatically shut off submersible pump | Sump sensor relayed to automatically shut off submersible pump | Interstitial Monitoring within Secondary Containment |  |  |  | Pressurized Piping | UST Currently In Use: 4; UST Temp Close: 0; AST Currently In Use: 0; AST Temp Closed: 0 | 4 | 0 | 0 | 26380-097-021569 | Wawa Alabama LLC
54616 | Currently in Use |  | 2022-02-11 |  | Petroleum | Diesel containing less than or equal to 20% biodiesel | Diesel containing less than or equal to 20% biodiesel | Retail | Double Wall, Fiberglass reinforced plastic | Fiberglass reinforced plastic |  |  | Double Wall, Fiberglass reinforced plastic |  |  |  | Double walled catchment basin | Audible high level alarm At 90% full | Audible high level alarm At 90% full | Interstitial Monitoring within Secondary Containment |  |  | Single walled submersible pump containment sump, Single walled under dispenser containment | Automatic shutoff device (AELLD) | Automatic shutoff device (AELLD) | Interstitial Monitoring within Secondary Containment |  |  |  | Pressurized Piping | UST Currently In Use: 5; UST Temp Close: 0; AST Currently In Use: 0; AST Temp Closed: 0 | 5 | 0 | 0 | 14001-103-020800 | RaceTrac, Inc.
54617 | Currently in Use |  | 2022-02-11 |  | Petroleum | Other, DEF | Other | Retail | Double Wall, Fiberglass reinforced plastic | Fiberglass reinforced plastic |  |  | Double Wall, Fiberglass reinforced plastic |  |  |  | Double walled catchment basin | Audible high level alarm At 90% full | Audible high level alarm At 90% full | Interstitial Monitoring within Secondary Containment |  |  | Single walled submersible pump containment sump, Single walled under dispenser containment | Automatic shutoff device (AELLD) | Automatic shutoff device (AELLD) | Interstitial Monitoring within Secondary Containment |  |  |  |  | UST Currently In Use: 5; UST Temp Close: 0; AST Currently In Use: 0; AST Temp Closed: 0 | 5 | 0 | 0 | 14001-103-020800 | RaceTrac, Inc.
54618 | Currently in Use |  | 2022-12-07 |  | Petroleum | Ethanol free gasoline | Ethanol free gasoline | Retail | Double Wall, Fiberglass reinforced plastic | Fiberglass reinforced plastic |  |  | Double Wall, Flexible |  | 2022-12-07 |  | Single walled catchment basin | Automatic shutoff device At 95% full | Automatic shutoff device At 95% full | Interstitial Monitoring within Secondary Containment | SENSOR TO ATG |  | Single walled submersible pump containment sump, Single walled under dispenser containment | Automatic flow restrictor (MLLD) | Automatic flow restrictor (MLLD) | Interstitial Monitoring within Secondary Containment | SENSOR TO ATG |  |  | Pressurized Piping | UST Currently In Use: 3; UST Temp Close: 0; AST Currently In Use: 0; AST Temp Closed: 0 | 3 | 0 | 0 | 26402-003-021473 | Legendary Marine
54619 | Currently in Use |  | 2022-12-07 |  | Petroleum | Ethanol free gasoline | Ethanol free gasoline | Retail | Double Wall, Fiberglass reinforced plastic | Fiberglass reinforced plastic |  |  | Double Wall, Flexible |  | 2022-12-07 |  | Single walled catchment basin | Automatic shutoff device At 95% full | Automatic shutoff device At 95% full | Interstitial Monitoring within Secondary Containment | SENSOR TO ATG |  | Single walled submersible pump containment sump, Single walled under dispenser containment | Automatic flow restrictor (MLLD) | Automatic flow restrictor (MLLD) | Interstitial Monitoring within Secondary Containment | SENSOR TO ATG |  |  | Pressurized Piping | UST Currently In Use: 3; UST Temp Close: 0; AST Currently In Use: 0; AST Temp Closed: 0 | 3 | 0 | 0 | 26402-003-021473 | Legendary Marine
54620 | Currently in Use |  | 2022-08-16 |  | Petroleum | On road diesel | On road diesel | Retail | Double Wall, Fiberglass reinforced plastic | Fiberglass reinforced plastic |  |  | Double Wall, Fiberglass reinforced plastic |  |  |  | Double walled catchment basin | Audible high level alarm At 90% full | Audible high level alarm At 90% full | Interstitial Monitoring within Secondary Containment | SENSOR TO ATG |  | Single walled under dispenser containment | Automatic shutoff device (AELLD) | Automatic shutoff device (AELLD) | Interstitial Monitoring within Secondary Containment | SENSOR TO ATG |  |  | Pressurized Piping | UST Currently In Use: 5; UST Temp Close: 0; AST Currently In Use: 0; AST Temp Closed: 0 | 5 | 0 | 0 | 14001-081-021484 | Racetrac Inc
54621 | Currently in Use |  | 2024-06-07 |  | Petroleum | Unleaded gasoline | Unleaded gasoline | Retail | Double Wall, Fiberglass reinforced plastic | Fiberglass reinforced plastic |  |  | Double Wall, Fiberglass reinforced plastic |  |  |  | Double walled catchment basin | Automatic shutoff device At 95% full | Automatic shutoff device At 95% full | Interstitial Monitoring within Secondary Containment | SENSOR TO ATG | Automatic Tank Gauge | Single walled submersible pump containment sump, Single walled under dispenser containment | Automatic flow restrictor (MLLD) | Automatic flow restrictor (MLLD) | Interstitial Monitoring within Secondary Containment | SENSOR TO ATG |  |  | Pressurized Piping | UST Currently In Use: 2; UST Temp Close: 0; AST Currently In Use: 0; AST Temp Closed: 0 | 2 | 0 | 4 | 22176-125-002995 | CIRCLE K
54622 | Currently in Use |  | 2024-06-07 |  | Petroleum | Premium gasoline | Premium gasoline | Retail | Double Wall, Fiberglass reinforced plastic | Fiberglass reinforced plastic |  |  | Double Wall, Fiberglass reinforced plastic |  |  |  | Double walled catchment basin | Automatic shutoff device At 95% full | Automatic shutoff device At 95% full | Interstitial Monitoring within Secondary Containment | SENSOR TO ATG | Automatic Tank Gauge | Single walled submersible pump containment sump, Single walled under dispenser containment | Automatic flow restrictor (MLLD) | Automatic flow restrictor (MLLD) | Interstitial Monitoring within Secondary Containment | SENSOR TO ATG |  |  | Pressurized Piping | UST Currently In Use: 2; UST Temp Close: 0; AST Currently In Use: 0; AST Temp Closed: 0 | 2 | 0 | 4 | 22176-125-002995 | CIRCLE K
54624 | Currently in Use |  | 2024-04-23 |  | Petroleum | Unleaded gasoline | Unleaded gasoline | Retail | Double Wall, Fiberglass reinforced plastic | Fiberglass reinforced plastic |  |  | Double Wall, Fiberglass reinforced plastic |  |  |  | Double walled catchment basin | Automatic shutoff device At 95% full | Automatic shutoff device At 95% full | Interstitial Monitoring within Secondary Containment | SENSOR TO ATG |  |  | Automatic flow restrictor (MLLD) | Automatic flow restrictor (MLLD) | Interstitial Monitoring within Secondary Containment | SENSOR TO ATG |  |  | Pressurized Piping | UST Currently In Use: 2; UST Temp Close: 0; AST Currently In Use: 0; AST Temp Closed: 0 | 2 | 0 | 2 | 13579-047-018285 | MURPHY OIL USA, INC.
54625 | Currently in Use |  | 2024-04-23 |  | Petroleum | Unleaded gasoline | Unleaded gasoline | Retail | Double Wall, Fiberglass reinforced plastic | Fiberglass reinforced plastic |  |  | Double Wall, Fiberglass reinforced plastic |  |  |  | Double walled catchment basin | Automatic shutoff device At 95% full | Automatic shutoff device At 95% full | Interstitial Monitoring within Secondary Containment | SENSOR TO ATG |  | Single walled under dispenser containment | Automatic flow restrictor (MLLD) | Automatic flow restrictor (MLLD) | Interstitial Monitoring within Secondary Containment | SENSOR TO ATG |  |  | Pressurized Piping | UST Currently In Use: 2; UST Temp Close: 0; AST Currently In Use: 0; AST Temp Closed: 0 | 2 | 0 | 2 | 13579-047-018285 | MURPHY OIL USA, INC.
54626 | Currently in Use |  | 2024-03-13 |  | Petroleum | Unleaded gasoline | Unleaded gasoline | Retail | Double Wall, Fiberglass coated steel | Fiberglass coated steel |  |  | Double Wall, Flexible |  |  |  | Double walled catchment basin | Automatic shutoff device At 95% full | Automatic shutoff device At 95% full | Interstitial Monitoring within Secondary Containment |  | Automatic Tank Gauge | Single walled submersible pump containment sump, Single walled under dispenser containment | Sump sensor relayed to automatically shut off submersible pump | Sump sensor relayed to automatically shut off submersible pump | Interstitial Monitoring within Secondary Containment |  |  |  |  | UST Currently In Use: 3; UST Temp Close: 0; AST Currently In Use: 1; AST Temp Closed: 0 | 3 | 0 | 0 | 24921-097-021587 | Fikes Wholesale, Inc.
54627 | Currently in Use |  | 2024-03-13 |  | Petroleum | Diesel containing less than or equal to 20% biodiesel | Diesel containing less than or equal to 20% biodiesel | Retail | Double Wall, Fiberglass coated steel | Fiberglass coated steel |  |  | Double Wall, Flexible |  |  |  | Double walled catchment basin | Automatic shutoff device At 95% full | Automatic shutoff device At 95% full | Interstitial Monitoring within Secondary Containment |  | Automatic Tank Gauge | Single walled submersible pump containment sump, Single walled under dispenser containment | Sump sensor relayed to automatically shut off submersible pump | Sump sensor relayed to automatically shut off submersible pump | Interstitial Monitoring within Secondary Containment |  |  |  |  | UST Currently In Use: 3; UST Temp Close: 0; AST Currently In Use: 1; AST Temp Closed: 0 | 3 | 0 | 0 | 24921-097-021587 | Fikes Wholesale, Inc.
54628 | Currently in Use |  | 2024-03-13 |  | Petroleum | Other, DEF | Other | Retail | Double Wall, Fiberglass coated steel | Fiberglass coated steel |  |  | Double Wall, Flexible |  |  |  | Double walled catchment basin | Automatic shutoff device At 95% full | Automatic shutoff device At 95% full | Interstitial Monitoring within Secondary Containment |  | Automatic Tank Gauge | Single walled submersible pump containment sump, Single walled under dispenser containment | Sump sensor relayed to automatically shut off submersible pump | Sump sensor relayed to automatically shut off submersible pump | Interstitial Monitoring within Secondary Containment |  |  |  |  | UST Currently In Use: 3; UST Temp Close: 0; AST Currently In Use: 1; AST Temp Closed: 0 | 3 | 0 | 0 | 24921-097-021587 | Fikes Wholesale, Inc.
54640 | Currently in Use |  | 2023-12-18 |  | Petroleum | Unleaded gasoline | Unleaded gasoline | Retail | Double Wall, Fiberglass reinforced plastic | Fiberglass reinforced plastic |  |  | Double Wall, Flexible |  |  |  | Double walled catchment basin | Audible high level alarm At 90% full, Automatic shutoff device At 95% full | Automatic shutoff device At 95% full | Interstitial Monitoring within Secondary Containment |  |  | Single walled submersible pump containment sump, Single walled under dispenser containment | Automatic flow restrictor (MLLD), Sump sensor relayed to automatically shut off submersible pump | Sump sensor relayed to automatically shut off submersible pump | Interstitial Monitoring within Secondary Containment |  |  |  | Pressurized Piping | UST Currently In Use: 3; UST Temp Close: 0; AST Currently In Use: 0; AST Temp Closed: 0 | 3 | 0 | 0 | 26380-003-021595 | Wawa Alabama, LLC
54641 | Currently in Use |  | 2023-12-18 |  | Petroleum | Ethanol free gasoline | Ethanol free gasoline | Retail | Double Wall, Fiberglass reinforced plastic | Fiberglass reinforced plastic |  |  | Double Wall, Flexible |  |  |  | Double walled catchment basin | Audible high level alarm At 90% full, Automatic shutoff device At 95% full | Automatic shutoff device At 95% full | Interstitial Monitoring within Secondary Containment |  |  | Single walled submersible pump containment sump, Single walled under dispenser containment | Automatic flow restrictor (MLLD), Sump sensor relayed to automatically shut off submersible pump | Sump sensor relayed to automatically shut off submersible pump | Interstitial Monitoring within Secondary Containment |  |  |  | Pressurized Piping | UST Currently In Use: 3; UST Temp Close: 0; AST Currently In Use: 0; AST Temp Closed: 0 | 3 | 0 | 0 | 26380-003-021595 | Wawa Alabama, LLC
54649 | Currently in Use |  | 2024-06-12 |  | Petroleum | Unleaded gasoline | Unleaded gasoline | Retail | Double Wall, Fiberglass coated steel | Fiberglass coated steel |  |  | Double Wall |  |  |  | Double walled catchment basin | Automatic shutoff device At 95% full | Automatic shutoff device At 95% full | Interstitial Monitoring within Secondary Containment |  | Automatic Tank Gauge | Single walled submersible pump containment sump, Single walled under dispenser containment | Automatic shutoff device (AELLD) | Automatic shutoff device (AELLD) | Interstitial Monitoring within Secondary Containment |  |  |  |  | UST Currently In Use: 2; UST Temp Close: 0; AST Currently In Use: 0; AST Temp Closed: 0 | 2 | 0 | 0 | 25822-049-021635 | K-Va-T Food Stores, Inc.
54650 | Currently in Use |  | 2024-06-12 |  | Petroleum | Premium gasoline | Premium gasoline | Retail | Fiberglass coated steel | Fiberglass coated steel |  |  | Double Wall |  |  |  | Double walled catchment basin | Automatic shutoff device At 95% full | Automatic shutoff device At 95% full | Interstitial Monitoring within Secondary Containment |  | Automatic Tank Gauge | Single walled submersible pump containment sump, Single walled under dispenser containment | Automatic shutoff device (AELLD) | Automatic shutoff device (AELLD) | Interstitial Monitoring within Secondary Containment |  |  |  |  | UST Currently In Use: 2; UST Temp Close: 0; AST Currently In Use: 0; AST Temp Closed: 0 | 2 | 0 | 0 | 25822-049-021635 | K-Va-T Food Stores, Inc.
54653 | Currently in Use |  | 2024-01-09 |  | Petroleum | Premium gasoline | Premium gasoline | Retail | Double Wall, Fiberglass coated steel | Fiberglass coated steel |  |  | Double Wall, Fiberglass reinforced plastic |  |  |  | Single walled catchment basin | Automatic shutoff device At 95% full | Automatic shutoff device At 95% full | Interstitial Monitoring within Secondary Containment | SENSOR TO ATG |  | Single walled under dispenser containment | Automatic shutoff device (AELLD), Sump sensor relayed to automatically shut off submersible pump | Sump sensor relayed to automatically shut off submersible pump | Interstitial Monitoring within Secondary Containment | SENSOR TO ATG |  |  | Pressurized Piping | UST Currently In Use: 4; UST Temp Close: 0; AST Currently In Use: 0; AST Temp Closed: 0 | 4 | 0 | 0 | 26400-043-021632 | MUSHEER ALI
54654 | Currently in Use |  | 2024-01-09 |  | Petroleum | Ethanol free gasoline | Ethanol free gasoline | Retail | Double Wall, Fiberglass coated steel | Fiberglass coated steel |  |  | Double Wall, Fiberglass reinforced plastic |  |  |  | Single walled catchment basin | Automatic shutoff device At 95% full | Automatic shutoff device At 95% full | Interstitial Monitoring within Secondary Containment | SENSOR TO ATG |  | Single walled under dispenser containment | Automatic shutoff device (AELLD), Sump sensor relayed to automatically shut off submersible pump | Sump sensor relayed to automatically shut off submersible pump | Interstitial Monitoring within Secondary Containment | SENSOR TO ATG |  |  | Pressurized Piping | UST Currently In Use: 4; UST Temp Close: 0; AST Currently In Use: 0; AST Temp Closed: 0 | 4 | 0 | 0 | 26400-043-021632 | MUSHEER ALI
54655 | Currently in Use |  | 2024-01-09 |  | Petroleum | On road diesel | On road diesel | Retail | Double Wall, Fiberglass coated steel | Fiberglass coated steel |  |  | Double Wall, Fiberglass reinforced plastic |  |  |  | Single walled catchment basin | Automatic shutoff device At 95% full | Automatic shutoff device At 95% full | Interstitial Monitoring within Secondary Containment | SENSOR TO ATG |  | Single walled under dispenser containment | Automatic shutoff device (AELLD), Sump sensor relayed to automatically shut off submersible pump | Sump sensor relayed to automatically shut off submersible pump | Interstitial Monitoring within Secondary Containment | SENSOR TO ATG |  |  | Pressurized Piping | UST Currently In Use: 4; UST Temp Close: 0; AST Currently In Use: 0; AST Temp Closed: 0 | 4 | 0 | 0 | 26400-043-021632 | MUSHEER ALI
54660 | Currently in Use |  | 2024-02-12 |  | Petroleum | Unleaded gasoline | Unleaded gasoline | Retail | Double Wall, Fiberglass coated steel | Fiberglass coated steel |  |  | Double Wall, Flexible |  |  |  | Single walled catchment basin | Automatic shutoff device At 95% full | Automatic shutoff device At 95% full | Interstitial Monitoring within Secondary Containment |  | Automatic Tank Gauge | Single walled submersible pump containment sump, Single walled under dispenser containment | Automatic flow restrictor (MLLD) | Automatic flow restrictor (MLLD) | Interstitial Monitoring within Secondary Containment | MANUAL/VISUAL CHECK |  |  |  | UST Currently In Use: 1; UST Temp Close: 0; AST Currently In Use: 0; AST Temp Closed: 0 | 1 | 0 | 0 | 23372-125-021614 | MIDSTATES PETROLEUM
54662 | Currently in Use |  | 2024-07-30 |  | Petroleum | Unleaded gasoline | Unleaded gasoline | Retail | Double Wall, Fiberglass reinforced plastic | Fiberglass reinforced plastic |  |  | Double Wall, Fiberglass reinforced plastic, Flexible |  |  |  | Single walled catchment basin | Audible high level alarm At 90% full, Automatic shutoff device At 95% full | Automatic shutoff device At 95% full | Interstitial Monitoring within Secondary Containment |  | Automatic Tank Gauge, Continuous Automatic Tank Gauge | Single walled submersible pump containment sump, Single walled under dispenser containment | Automatic shutoff device (AELLD) | Automatic shutoff device (AELLD) | Interstitial Monitoring within Secondary Containment |  |  |  |  | UST Currently In Use: 4; UST Temp Close: 0; AST Currently In Use: 0; AST Temp Closed: 0 | 4 | 0 | 0 | 21094-089-021639 | Costco Wholesale Corporation
54680 | Currently in Use |  | 2024-06-03 |  | Petroleum | Unleaded gasoline | Unleaded gasoline | Retail | Double Wall, Fiberglass coated steel | Fiberglass coated steel |  |  | Double Wall, Fiberglass reinforced plastic |  |  |  | Double walled catchment basin | Automatic shutoff device At 95% full | Automatic shutoff device At 95% full | Interstitial Monitoring within Secondary Containment | SENSOR TO ATG | Continuous Automatic Tank Gauge | Single walled submersible pump containment sump, Single walled under dispenser containment | Automatic flow restrictor (MLLD), Sump sensor relayed to automatically shut off submersible pump | Sump sensor relayed to automatically shut off submersible pump | Interstitial Monitoring within Secondary Containment | SENSOR TO ATG |  |  | Pressurized Piping | UST Currently In Use: 2; UST Temp Close: 0; AST Currently In Use: 0; AST Temp Closed: 0 | 2 | 0 | 7 | 25961-101-003002 | PREM SUN NEIL LLC
54682 | Currently in Use |  | 2024-06-03 |  | Petroleum | Premium gasoline | Premium gasoline | Retail | Double Wall, Fiberglass coated steel | Fiberglass coated steel |  |  | Double Wall, Fiberglass reinforced plastic |  |  |  | Double walled catchment basin | Automatic shutoff device At 95% full | Automatic shutoff device At 95% full | Interstitial Monitoring within Secondary Containment | SENSOR TO ATG | Continuous Automatic Tank Gauge | Single walled submersible pump containment sump, Single walled under dispenser containment | Automatic flow restrictor (MLLD), Sump sensor relayed to automatically shut off submersible pump | Sump sensor relayed to automatically shut off submersible pump | Interstitial Monitoring within Secondary Containment | SENSOR TO ATG |  |  | Pressurized Piping | UST Currently In Use: 2; UST Temp Close: 0; AST Currently In Use: 0; AST Temp Closed: 0 | 2 | 0 | 7 | 25961-101-003002 | PREM SUN NEIL LLC
54684 | Currently in Use |  | 2024-05-09 |  | Petroleum | Unleaded gasoline | Unleaded gasoline | Retail | Double Wall, Fiberglass reinforced plastic | Fiberglass reinforced plastic |  |  | Double Wall, Fiberglass reinforced plastic |  |  |  | Single walled catchment basin | Automatic shutoff device At 95% full | Automatic shutoff device At 95% full | Interstitial Monitoring within Secondary Containment | SENSOR TO ATG | Continuous Automatic Tank Gauge | Single walled submersible pump containment sump, Single walled under dispenser containment | Automatic shutoff device (AELLD) | Automatic shutoff device (AELLD) | Interstitial Monitoring within Secondary Containment | SENSOR TO ATG |  |  |  | UST Currently In Use: 4; UST Temp Close: 0; AST Currently In Use: 0; AST Temp Closed: 0 | 4 | 0 | 3 | 13343-073-015405 | MCCULLOUGH OIL COMPANY, INC.
54685 | Currently in Use |  | 2024-05-09 |  | Petroleum | Premium gasoline | Premium gasoline | Retail | Double Wall, Fiberglass reinforced plastic | Fiberglass reinforced plastic |  |  | Double Wall, Fiberglass reinforced plastic |  |  |  | Single walled catchment basin | Automatic shutoff device At 95% full | Automatic shutoff device At 95% full | Interstitial Monitoring within Secondary Containment | SENSOR TO ATG | Continuous Automatic Tank Gauge | Single walled submersible pump containment sump, Single walled under dispenser containment | Automatic shutoff device (AELLD) | Automatic shutoff device (AELLD) | Interstitial Monitoring within Secondary Containment | SENSOR TO ATG |  |  |  | UST Currently In Use: 4; UST Temp Close: 0; AST Currently In Use: 0; AST Temp Closed: 0 | 4 | 0 | 3 | 13343-073-015405 | MCCULLOUGH OIL COMPANY, INC.
54686 | Currently in Use |  | 2024-05-09 |  | Petroleum | Ethanol free gasoline | Ethanol free gasoline | Retail | Double Wall, Fiberglass reinforced plastic | Fiberglass reinforced plastic |  |  | Double Wall, Fiberglass reinforced plastic |  |  |  | Single walled catchment basin | Automatic shutoff device At 95% full | Automatic shutoff device At 95% full | Interstitial Monitoring within Secondary Containment | SENSOR TO ATG | Continuous Automatic Tank Gauge | Single walled submersible pump containment sump, Single walled under dispenser containment | Automatic shutoff device (AELLD) | Automatic shutoff device (AELLD) | Interstitial Monitoring within Secondary Containment | SENSOR TO ATG |  |  |  | UST Currently In Use: 4; UST Temp Close: 0; AST Currently In Use: 0; AST Temp Closed: 0 | 4 | 0 | 3 | 13343-073-015405 | MCCULLOUGH OIL COMPANY, INC.
54687 | Currently in Use |  | 2024-05-09 |  | Petroleum | On road diesel | On road diesel | Retail | Double Wall, Fiberglass reinforced plastic | Fiberglass reinforced plastic | [6 empty] | Single walled catchment basin | Automatic shutoff device At 95% full | Automatic shutoff device At 95% full | Interstitial Monitoring within Secondary Containment | SENSOR TO ATG | Continuous Automatic Tank Gauge | Single walled submersible pump containment sump, Single walled under dispenser containment | Automatic shutoff device (AELLD) | Automatic shutoff device (AELLD) | Interstitial Monitoring within Secondary Containment | SENSOR TO ATG |  |  |  | UST Currently In Use: 4; UST Temp Close: 0; AST Currently In Use: 0; AST Temp Closed: 0 | 4 | 0 | 3 | 13343-073-015405 | MCCULLOUGH OIL COMPANY, INC.
54695 | Currently in Use |  | 2024-05-10 |  | Petroleum | Unleaded gasoline | Unleaded gasoline | Retail | Double Wall, Fiberglass reinforced plastic | Fiberglass reinforced plastic |  |  | Double Wall, Fiberglass reinforced plastic |  |  |  | Double walled catchment basin | Automatic shutoff device At 95% full | Automatic shutoff device At 95% full | Interstitial Monitoring within Secondary Containment |  |  | Single walled submersible pump containment sump, Single walled under dispenser containment | Automatic shutoff device (AELLD) | Automatic shutoff device (AELLD) | Interstitial Monitoring within Secondary Containment |  |  |  | Pressurized Piping | UST Currently In Use: 2; UST Temp Close: 0; AST Currently In Use: 0; AST Temp Closed: 0 | 2 | 0 | 2 | 12920-003-019128 | JUNIOR FOOD STORES OF WEST FLORIDA
54698 | Currently in Use |  | 2024-05-10 |  | Petroleum | Unleaded gasoline | Unleaded gasoline | Retail | Double Wall, Fiberglass reinforced plastic | Fiberglass reinforced plastic |  |  | Double Wall, Fiberglass reinforced plastic |  |  |  | Double walled catchment basin | Automatic shutoff device At 95% full | Automatic shutoff device At 95% full | Interstitial Monitoring within Secondary Containment |  |  | Single walled submersible pump containment sump, Single walled under dispenser containment | Automatic shutoff device (AELLD) | Automatic shutoff device (AELLD) | Interstitial Monitoring within Secondary Containment |  |  |  | Pressurized Piping | UST Currently In Use: 2; UST Temp Close: 0; AST Currently In Use: 0; AST Temp Closed: 0 | 2 | 0 | 2 | 12920-003-019128 | JUNIOR FOOD STORES OF WEST FLORIDA
54706 | Currently in Use |  | 2024-03-01 |  | Petroleum | Unleaded gasoline | Unleaded gasoline | Retail | Double Wall, Fiberglass reinforced plastic | Fiberglass reinforced plastic |  |  | Double Wall, Flexible |  |  |  | Single walled catchment basin | Automatic shutoff device At 95% full | Automatic shutoff device At 95% full | Interstitial Monitoring within Secondary Containment | SENSOR TO ATG |  | Single walled submersible pump containment sump, Single walled under dispenser containment | Sump sensor relayed to automatically shut off submersible pump | Sump sensor relayed to automatically shut off submersible pump | Interstitial Monitoring within Secondary Containment | SENSOR TO ATG |  |  | Pressurized Piping | UST Currently In Use: 3; UST Temp Close: 0; AST Currently In Use: 0; AST Temp Closed: 0 | 3 | 0 | 0 | 26431-101-021607 | AARAV 2020, INC (LIONS PRIDE # 14)
54707 | Currently in Use |  | 2024-03-01 |  | Petroleum | Premium gasoline | Premium gasoline | Retail | Double Wall, Fiberglass reinforced plastic | Fiberglass reinforced plastic |  |  | Double Wall, Flexible |  |  |  | Single walled catchment basin | Automatic shutoff device At 95% full | Automatic shutoff device At 95% full | Interstitial Monitoring within Secondary Containment | SENSOR TO ATG |  | Single walled submersible pump containment sump, Single walled under dispenser containment | Sump sensor relayed to automatically shut off submersible pump | Sump sensor relayed to automatically shut off submersible pump | Interstitial Monitoring within Secondary Containment | SENSOR TO ATG |  |  | Pressurized Piping | UST Currently In Use: 3; UST Temp Close: 0; AST Currently In Use: 0; AST Temp Closed: 0 | 3 | 0 | 0 | 26431-101-021607 | AARAV 2020, INC (LIONS PRIDE # 14)
54708 | Currently in Use |  | 2024-03-01 |  | Petroleum | On road diesel | On road diesel | Retail | Double Wall, Fiberglass reinforced plastic | Fiberglass reinforced plastic |  |  | Double Wall, Flexible |  |  |  | Single walled catchment basin | Automatic shutoff device At 95% full | Automatic shutoff device At 95% full | Interstitial Monitoring within Secondary Containment | SENSOR TO ATG |  | Single walled submersible pump containment sump, Single walled under dispenser containment | Sump sensor relayed to automatically shut off submersible pump | Sump sensor relayed to automatically shut off submersible pump | Interstitial Monitoring within Secondary Containment | SENSOR TO ATG |  |  | Pressurized Piping | UST Currently In Use: 3; UST Temp Close: 0; AST Currently In Use: 0; AST Temp Closed: 0 | 3 | 0 | 0 | 26431-101-021607 | AARAV 2020, INC (LIONS PRIDE # 14)
54709 | Currently in Use |  | 2020-06-10 |  | Petroleum | Virgin oil | Virgin oil | Retail | Double Wall | Double Wall |  |  | Double Wall |  |  |  | Single walled catchment basin | Audible high level alarm At 90% full | Audible high level alarm At 90% full | Interstitial Monitoring within Secondary Containment | [9 empty] | Suction Piping | UST Currently In Use: 7; UST Temp Close: 0; AST Currently In Use: 0; AST Temp Closed: 0 | 7 | 0 | 0 | 21090-093-021348 | LOVES COUNTRY STORES
54711 | Currently in Use |  | 2020-06-10 |  | Petroleum | Virgin oil | Virgin oil | Retail | Double Wall | Double Wall |  |  | Double Wall |  |  |  | Single walled catchment basin | Audible high level alarm At 90% full | Audible high level alarm At 90% full | Interstitial Monitoring within Secondary Containment | [9 empty] | Suction Piping | UST Currently In Use: 7; UST Temp Close: 0; AST Currently In Use: 0; AST Temp Closed: 0 | 7 | 0 | 0 | 21090-093-021348 | LOVES COUNTRY STORES
54719 | Currently in Use |  | 2019-09-25 |  | Petroleum | Virgin oil | Virgin oil | Retail | Double Wall, Fiberglass reinforced plastic | Fiberglass reinforced plastic |  |  | Double Wall, Flexible |  | 2019-09-25 |  | Single walled catchment basin | Audible high level alarm At 90% full | Audible high level alarm At 90% full | Interstitial Monitoring within Secondary Containment | SENSOR TO ATG | [8 empty] | Suction Piping | UST Currently In Use: 7; UST Temp Close: 0; AST Currently In Use: 0; AST Temp Closed: 0 | 7 | 0 | 0 | 21090-063-021271 | LOVES COUNTRY STORES
54721 | Currently in Use |  | 2024-07-30 |  | Petroleum | Unleaded gasoline | Unleaded gasoline | Retail | Double Wall, Fiberglass reinforced plastic | Fiberglass reinforced plastic |  |  | Double Wall, Fiberglass reinforced plastic, Flexible |  |  |  | Single walled catchment basin | Audible high level alarm At 90% full, Automatic shutoff device At 95% full | Automatic shutoff device At 95% full | Interstitial Monitoring within Secondary Containment |  | Automatic Tank Gauge, Continuous Automatic Tank Gauge | Single walled submersible pump containment sump, Single walled under dispenser containment | Automatic shutoff device (AELLD) | Automatic shutoff device (AELLD) | Interstitial Monitoring within Secondary Containment |  |  |  |  | UST Currently In Use: 4; UST Temp Close: 0; AST Currently In Use: 0; AST Temp Closed: 0 | 4 | 0 | 0 | 21094-089-021639 | Costco Wholesale Corporation
54722 | Currently in Use |  | 2024-07-30 |  | Petroleum | Premium gasoline | Premium gasoline | Retail | Double Wall, Fiberglass reinforced plastic | Fiberglass reinforced plastic |  |  | Double Wall, Fiberglass reinforced plastic, Flexible |  |  |  | Single walled catchment basin | Audible high level alarm At 90% full, Automatic shutoff device At 95% full | Automatic shutoff device At 95% full | Interstitial Monitoring within Secondary Containment |  | Automatic Tank Gauge, Continuous Automatic Tank Gauge | Single walled submersible pump containment sump, Single walled under dispenser containment | Automatic shutoff device (AELLD) | Automatic shutoff device (AELLD) | Interstitial Monitoring within Secondary Containment |  |  |  |  | UST Currently In Use: 4; UST Temp Close: 0; AST Currently In Use: 0; AST Temp Closed: 0 | 4 | 0 | 0 | 21094-089-021639 | Costco Wholesale Corporation
54723 | Currently in Use |  | 2024-07-30 |  | Petroleum | Other, Additive | Other | Retail | Double Wall, Fiberglass reinforced plastic | Fiberglass reinforced plastic |  |  | Double Wall, Fiberglass reinforced plastic, Flexible |  |  |  | Single walled catchment basin | Audible high level alarm At 90% full, Automatic shutoff device At 95% full | Automatic shutoff device At 95% full | Interstitial Monitoring within Secondary Containment |  | Automatic Tank Gauge, Continuous Automatic Tank Gauge | Single walled submersible pump containment sump, Single walled under dispenser containment | Automatic shutoff device (AELLD) | Automatic shutoff device (AELLD) | Interstitial Monitoring within Secondary Containment |  |  |  |  | UST Currently In Use: 4; UST Temp Close: 0; AST Currently In Use: 0; AST Temp Closed: 0 | 4 | 0 | 0 | 21094-089-021639 | Costco Wholesale Corporation
54724 | Currently in Use |  | 2024-06-30 |  | Petroleum | Unleaded gasoline | Unleaded gasoline | Retail | Double Wall, Fiberglass coated steel | Fiberglass coated steel |  |  | Double Wall, Fiberglass reinforced plastic |  |  |  | Single walled catchment basin | Automatic shutoff device At 95% full | Automatic shutoff device At 95% full | Interstitial Monitoring within Secondary Containment | SENSOR TO ATG |  | Single walled submersible pump containment sump, Single walled under dispenser containment | Automatic flow restrictor (MLLD), Containment Sump, Sump sensor relayed to automatically shut off submersible pump | Sump sensor relayed to automatically shut off submersible pump | Interstitial Monitoring within Secondary Containment | SENSOR TO ATG |  |  |  | UST Currently In Use: 3; UST Temp Close: 0; AST Currently In Use: 0; AST Temp Closed: 0 | 3 | 0 | 0 | 26175-125-021616 | Delta Investments LLC dba Shop N Go Coker
54725 | Currently in Use |  | 2024-06-30 |  | Petroleum | Premium gasoline | Premium gasoline | Retail | Double Wall, Fiberglass coated steel | Fiberglass coated steel |  |  | Double Wall, Fiberglass reinforced plastic |  |  |  | Single walled catchment basin | Automatic shutoff device At 95% full | Automatic shutoff device At 95% full | Interstitial Monitoring within Secondary Containment | SENSOR TO ATG |  | Single walled submersible pump containment sump, Single walled under dispenser containment | Automatic flow restrictor (MLLD), Containment Sump, Sump sensor relayed to automatically shut off submersible pump | Sump sensor relayed to automatically shut off submersible pump | Interstitial Monitoring within Secondary Containment | SENSOR TO ATG |  |  |  | UST Currently In Use: 3; UST Temp Close: 0; AST Currently In Use: 0; AST Temp Closed: 0 | 3 | 0 | 0 | 26175-125-021616 | Delta Investments LLC dba Shop N Go Coker
54726 | Currently in Use |  | 2024-06-30 |  | Petroleum | On road diesel | On road diesel | Retail | Double Wall, Fiberglass coated steel | Fiberglass coated steel |  |  | Double Wall, Fiberglass reinforced plastic |  |  |  | Single walled catchment basin | Automatic shutoff device At 95% full | Automatic shutoff device At 95% full | Interstitial Monitoring within Secondary Containment | SENSOR TO ATG |  | Single walled submersible pump containment sump, Single walled under dispenser containment | Automatic flow restrictor (MLLD), Containment Sump, Sump sensor relayed to automatically shut off submersible pump | Sump sensor relayed to automatically shut off submersible pump | Interstitial Monitoring within Secondary Containment | SENSOR TO ATG |  |  |  | UST Currently In Use: 3; UST Temp Close: 0; AST Currently In Use: 0; AST Temp Closed: 0 | 3 | 0 | 0 | 26175-125-021616 | Delta Investments LLC dba Shop N Go Coker
54731 | Currently in Use |  | 2023-02-09 |  | Petroleum | On road diesel | On road diesel | Local Government | Double Wall, Fiberglass reinforced plastic | Fiberglass reinforced plastic |  |  | Double Wall, Fiberglass reinforced plastic |  | 2023-02-09 |  | Single walled catchment basin | Audible high level alarm At 90% full | Audible high level alarm At 90% full | Interstitial Monitoring within Secondary Containment | SENSOR TO ATG |  | Single walled submersible pump containment sump, Single walled under dispenser containment | Automatic flow restrictor (MLLD) | Automatic flow restrictor (MLLD) | Interstitial Monitoring within Secondary Containment | SENSOR TO ATG |  |  | Pressurized Piping | UST Currently In Use: 2; UST Temp Close: 0; AST Currently In Use: 0; AST Temp Closed: 0 | 2 | 0 | 0 | 25484-081-021522 | City of Auburn
54734 | Currently in Use |  | 2023-02-09 |  | Petroleum | Unleaded gasoline | Unleaded gasoline | Local Government | Double Wall, Fiberglass reinforced plastic | Fiberglass reinforced plastic |  |  | Double Wall, Fiberglass reinforced plastic |  | 2023-02-09 |  | Single walled catchment basin | Audible high level alarm At 90% full | Audible high level alarm At 90% full | Interstitial Monitoring within Secondary Containment | SENSOR TO ATG |  | Single walled submersible pump containment sump, Single walled under dispenser containment | Automatic flow restrictor (MLLD) | Automatic flow restrictor (MLLD) | Interstitial Monitoring within Secondary Containment | SENSOR TO ATG |  |  | Pressurized Piping | UST Currently In Use: 2; UST Temp Close: 0; AST Currently In Use: 0; AST Temp Closed: 0 | 2 | 0 | 0 | 25484-081-021522 | City of Auburn
54736 | Currently in Use |  | 2023-07-24 |  | Petroleum | Unleaded gasoline | Unleaded gasoline | Retail | Double Wall, Fiberglass coated steel | Fiberglass coated steel |  |  | Double Wall, Fiberglass reinforced plastic |  |  |  | Single walled catchment basin | Automatic shutoff device At 95% full | Automatic shutoff device At 95% full | Interstitial Monitoring within Secondary Containment | SENSOR TO ATG | Continuous Automatic Tank Gauge | Single walled submersible pump containment sump, Single walled under dispenser containment | Automatic shutoff device (AELLD) | Automatic shutoff device (AELLD) | Interstitial Monitoring within Secondary Containment | SENSOR TO ATG | Automatic electronic line leak detector (AELLD) | Automatic electronic line leak detector (AELLD) |  | UST Currently In Use: 2; UST Temp Close: 0; AST Currently In Use: 0; AST Temp Closed: 0 | 2 | 0 | 4 | 26128-073-003015 | R&M USA Inc
54737 | Currently in Use |  | 2023-07-24 |  | Petroleum | Premium gasoline | Premium gasoline | [9 empty] | Single walled catchment basin | Automatic shutoff device At 95% full | Automatic shutoff device At 95% full | Interstitial Monitoring within Secondary Containment | SENSOR TO ATG | Continuous Automatic Tank Gauge | Single walled submersible pump containment sump, Single walled under dispenser containment | Automatic shutoff device (AELLD) | Automatic shutoff device (AELLD) | Interstitial Monitoring within Secondary Containment | SENSOR TO ATG | Automatic electronic line leak detector (AELLD) | Automatic electronic line leak detector (AELLD) |  | UST Currently In Use: 2; UST Temp Close: 0; AST Currently In Use: 0; AST Temp Closed: 0 | 2 | 0 | 4 | 26128-073-003015 | R&M USA Inc
54741 | Currently in Use |  | 2024-09-18 |  | Petroleum | Ethanol free gasoline | Ethanol free gasoline | Retail | Double Wall, Fiberglass coated steel | Fiberglass coated steel |  |  | Double Wall, Fiberglass reinforced plastic, Flexible |  |  |  | Double walled catchment basin | Automatic shutoff device At 95% full | Automatic shutoff device At 95% full | Interstitial Monitoring within Secondary Containment | SENSOR TO ATG |  | Double walled under dispenser containment | Sump sensor relayed to automatically shut off submersible pump | Sump sensor relayed to automatically shut off submersible pump |  | SENSOR TO ATG |  |  | Pressurized Piping | UST Currently In Use: 2; UST Temp Close: 0; AST Currently In Use: 0; AST Temp Closed: 0 | 2 | 0 | 0 | 26301-009-021688 | Kashmir Malhi
54742 | Currently in Use |  | 2024-09-18 |  | Petroleum | Unleaded gasoline | Unleaded gasoline | Retail | Double Wall, Fiberglass coated steel | Fiberglass coated steel |  |  | Double Wall, Fiberglass reinforced plastic, Flexible |  |  |  | Double walled catchment basin | Automatic shutoff device At 95% full | Automatic shutoff device At 95% full | Interstitial Monitoring within Secondary Containment | SENSOR TO ATG |  | Double walled under dispenser containment | Sump sensor relayed to automatically shut off submersible pump | Sump sensor relayed to automatically shut off submersible pump |  | SENSOR TO ATG |  |  | Pressurized Piping | UST Currently In Use: 2; UST Temp Close: 0; AST Currently In Use: 0; AST Temp Closed: 0 | 2 | 0 | 0 | 26301-009-021688 | Kashmir Malhi
54743 | Currently in Use |  | 2024-03-14 |  | Petroleum | Premium gasoline | Premium gasoline | Retail | Double Wall, Fiberglass reinforced plastic | Fiberglass reinforced plastic |  |  | Double Wall, Flexible |  | 2024-03-14 |  | Double walled catchment basin | Audible high level alarm At 90% full, Automatic shutoff device At 95% full | Automatic shutoff device At 95% full | Interstitial Monitoring within Secondary Containment | SENSOR TO ATG |  | Single walled submersible pump containment sump, Single walled under dispenser containment | Automatic flow restrictor (MLLD), Sump sensor relayed to automatically shut off submersible pump | Sump sensor relayed to automatically shut off submersible pump | Interstitial Monitoring within Secondary Containment |  |  |  | Pressurized Piping | UST Currently In Use: 4; UST Temp Close: 0; AST Currently In Use: 0; AST Temp Closed: 0 | 4 | 0 | 0 | 26380-097-021608 | Wawa, Alabama LLC
54754 | Currently in Use |  | 2024-02-05 |  | Petroleum | Unleaded gasoline | Unleaded gasoline | Retail | Double Wall, Fiberglass coated steel | Fiberglass coated steel |  |  | Double Wall, Flexible |  | 2024-02-05 |  | Single walled catchment basin | Automatic shutoff device At 95% full | Automatic shutoff device At 95% full | Interstitial Monitoring within Secondary Containment | SENSOR TO ATG | Continuous Automatic Tank Gauge | Single walled submersible pump containment sump, Single walled under dispenser containment | Automatic flow restrictor (MLLD) | Automatic flow restrictor (MLLD) | Interstitial Monitoring within Secondary Containment | SENSOR TO ATG |  |  | Pressurized Piping | UST Currently In Use: 2; UST Temp Close: 0; AST Currently In Use: 0; AST Temp Closed: 0 | 2 | 0 | 0 | 26447-117-021642 | INA LLC
54755 | Currently in Use |  | 2024-02-05 |  | Petroleum | Premium gasoline | Premium gasoline | Retail | Double Wall, Fiberglass coated steel | Fiberglass coated steel |  |  | Double Wall, Flexible |  | 2024-02-05 |  | Single walled catchment basin | Automatic shutoff device At 95% full | Automatic shutoff device At 95% full | Interstitial Monitoring within Secondary Containment | SENSOR TO ATG | Continuous Automatic Tank Gauge | Single walled submersible pump containment sump, Single walled under dispenser containment | Automatic flow restrictor (MLLD) | Automatic flow restrictor (MLLD) | Interstitial Monitoring within Secondary Containment | SENSOR TO ATG |  |  | Pressurized Piping | UST Currently In Use: 2; UST Temp Close: 0; AST Currently In Use: 0; AST Temp Closed: 0 | 2 | 0 | 0 | 26447-117-021642 | INA LLC
54759 | Currently in Use |  | 2023-08-16 |  | Petroleum | Premium gasoline | Premium gasoline | Retail | Double Wall, Fiberglass reinforced plastic | Fiberglass reinforced plastic |  |  | Double Wall, Fiberglass reinforced plastic |  | 2023-08-16 |  | Single walled catchment basin | Automatic shutoff device At 95% full | Automatic shutoff device At 95% full | Interstitial Monitoring within Secondary Containment | SENSOR TO ATG | Continuous Automatic Tank Gauge | Single walled submersible pump containment sump, Single walled under dispenser containment | Automatic flow restrictor (MLLD) | Automatic flow restrictor (MLLD) | Interstitial Monitoring within Secondary Containment | SENSOR TO ATG |  |  | Pressurized Piping | UST Currently In Use: 5; UST Temp Close: 0; AST Currently In Use: 0; AST Temp Closed: 0 | 5 | 0 | 0 | 17904-055-015326 | JEFFREY A. BROWN
54768 | Currently in Use |  | 2024-11-07 |  | Petroleum | Unleaded gasoline | Unleaded gasoline | Retail | Double Wall, Fiberglass coated steel | Fiberglass coated steel |  |  | Double Wall, Flexible |  |  |  | Single walled catchment basin | Audible high level alarm At 90% full | Audible high level alarm At 90% full | Interstitial Monitoring within Secondary Containment | SENSOR TO ATG |  | Single walled submersible pump containment sump, Single walled under dispenser containment | Automatic flow restrictor (MLLD), Containment Sump | Containment Sump | Interstitial Monitoring within Secondary Containment | SENSOR TO ATG |  |  | Pressurized Piping | UST Currently In Use: 2; UST Temp Close: 0; AST Currently In Use: 0; AST Temp Closed: 0 | 2 | 0 | 0 | 26606-001-021679 | Prattville Properties 9 LLC
54769 | Currently in Use |  | 2024-11-07 |  | Petroleum | Premium gasoline | Premium gasoline | Retail | Double Wall, Fiberglass coated steel | Fiberglass coated steel |  |  | Double Wall, Flexible |  |  |  | Single walled catchment basin | Audible high level alarm At 90% full | Audible high level alarm At 90% full | Interstitial Monitoring within Secondary Containment | SENSOR TO ATG |  | Single walled submersible pump containment sump, Single walled under dispenser containment | Automatic flow restrictor (MLLD), Containment Sump | Containment Sump | Interstitial Monitoring within Secondary Containment | SENSOR TO ATG |  |  | Pressurized Piping | UST Currently In Use: 2; UST Temp Close: 0; AST Currently In Use: 0; AST Temp Closed: 0 | 2 | 0 | 0 | 26606-001-021679 | Prattville Properties 9 LLC
54777 | Currently in Use |  | 2024-07-01 |  | Petroleum | Unleaded gasoline | Unleaded gasoline | Retail | Double Wall, Fiberglass coated steel | Fiberglass coated steel |  |  | Double Wall, Flexible |  |  |  | Double walled catchment basin | Automatic shutoff device At 95% full | Automatic shutoff device At 95% full | Interstitial Monitoring within Secondary Containment | SENSOR TO ATG |  | Single walled submersible pump containment sump, Single walled under dispenser containment | Automatic shutoff device (AELLD) | Automatic shutoff device (AELLD) | Interstitial Monitoring within Secondary Containment | SENSOR TO ATG |  |  | Pressurized Piping | UST Currently In Use: 2; UST Temp Close: 0; AST Currently In Use: 0; AST Temp Closed: 0 | 2 | 0 | 0 | 25822-089-021636 | K-Va-T Food Stores, Inc.
54778 | Currently in Use |  | 2024-07-01 |  | Petroleum | Premium gasoline | Premium gasoline | Retail | Double Wall, Fiberglass coated steel | Fiberglass coated steel |  |  | Double Wall, Flexible |  |  |  | Double walled catchment basin | Automatic shutoff device At 95% full | Automatic shutoff device At 95% full | Interstitial Monitoring within Secondary Containment | SENSOR TO ATG |  | Single walled submersible pump containment sump, Single walled under dispenser containment | Automatic shutoff device (AELLD) | Automatic shutoff device (AELLD) | Interstitial Monitoring within Secondary Containment | SENSOR TO ATG |  |  | Pressurized Piping | UST Currently In Use: 2; UST Temp Close: 0; AST Currently In Use: 0; AST Temp Closed: 0 | 2 | 0 | 0 | 25822-089-021636 | K-Va-T Food Stores, Inc.
54781 | Currently in Use |  | 2024-11-12 |  | Petroleum | Unleaded gasoline | Unleaded gasoline | Retail | Double Wall, Fiberglass coated steel | Fiberglass coated steel |  |  | Double Wall, Flexible |  | 2024-11-12 |  | Single walled catchment basin | Automatic shutoff device At 95% full | Automatic shutoff device At 95% full | Interstitial Monitoring within Secondary Containment | SENSOR TO ATG |  | Single walled submersible pump containment sump, Single walled under dispenser containment | Automatic flow restrictor (MLLD) | Automatic flow restrictor (MLLD) | Interstitial Monitoring within Secondary Containment | SENSOR TO ATG |  |  | Pressurized Piping | UST Currently In Use: 3; UST Temp Close: 0; AST Currently In Use: 0; AST Temp Closed: 0 | 3 | 0 | 0 | 26564-031-021653 | Bovar LLC
54784 | Currently in Use |  | 2022-12-30 |  | Petroleum | Unleaded gasoline | Unleaded gasoline | Retail | Double Wall, Fiberglass coated steel | Fiberglass coated steel |  |  | Double Wall, Fiberglass reinforced plastic |  |  |  | Single walled catchment basin | Automatic shutoff device At 95% full | Automatic shutoff device At 95% full | Interstitial Monitoring within Secondary Containment | SENSOR TO ATG |  | Single walled submersible pump containment sump, Single walled under dispenser containment | Automatic shutoff device (AELLD) | Automatic shutoff device (AELLD) | Interstitial Monitoring within Secondary Containment | SENSOR TO ATG |  |  | Pressurized Piping | UST Currently In Use: 2; UST Temp Close: 0; AST Currently In Use: 0; AST Temp Closed: 0 | 2 | 0 | 0 | 26469-089-021509 | EBRAHIM MAKHTARI
54785 | Currently in Use |  | 2022-12-30 |  | Petroleum | Premium gasoline | Premium gasoline | Retail | Double Wall, Fiberglass reinforced plastic | Fiberglass reinforced plastic |  |  | Double Wall, Fiberglass reinforced plastic |  |  |  | Single walled catchment basin | Automatic shutoff device At 95% full | Automatic shutoff device At 95% full | Interstitial Monitoring within Secondary Containment | SENSOR TO ATG |  | Single walled submersible pump containment sump, Single walled under dispenser containment | Automatic shutoff device (AELLD) | Automatic shutoff device (AELLD) | Interstitial Monitoring within Secondary Containment | SENSOR TO ATG |  |  | Pressurized Piping | UST Currently In Use: 2; UST Temp Close: 0; AST Currently In Use: 0; AST Temp Closed: 0 | 2 | 0 | 0 | 26469-089-021509 | EBRAHIM MAKHTARI
54789 | Currently in Use |  | 2024-05-14 |  | Petroleum | Unleaded gasoline | Unleaded gasoline | Retail | Double Wall, Fiberglass reinforced plastic | Fiberglass reinforced plastic |  |  | Double Wall, Flexible |  | 2024-05-14 |  | Single walled catchment basin | Automatic shutoff device At 95% full | Automatic shutoff device At 95% full | Interstitial Monitoring within Secondary Containment |  | Continuous Automatic Tank Gauge | Single walled submersible pump containment sump, Single walled under dispenser containment | Automatic flow restrictor (MLLD) | Automatic flow restrictor (MLLD) | Interstitial Monitoring within Secondary Containment |  | Annual line testing | Annual line testing | Pressurized Piping | UST Currently In Use: 1; UST Temp Close: 0; AST Currently In Use: 0; AST Temp Closed: 0 | 1 | 0 | 0 | 23372-125-021592 | Midstate Petroleum
54795 | Currently in Use |  | 2024-05-02 |  | Petroleum | On road diesel | On road diesel | Retail | Double Wall, Fiberglass coated steel | Fiberglass coated steel |  |  | Double Wall, Flexible |  |  |  | Single walled catchment basin | Automatic shutoff device At 95% full | Automatic shutoff device At 95% full | Interstitial Monitoring within Secondary Containment |  |  | Single walled submersible pump containment sump, Single walled under dispenser containment | Automatic flow restrictor (MLLD) | Automatic flow restrictor (MLLD) | Interstitial Monitoring within Secondary Containment | SENSOR TO ATG |  |  | Pressurized Piping | UST Currently In Use: 3; UST Temp Close: 0; AST Currently In Use: 0; AST Temp Closed: 0 | 3 | 0 | 1 | 23372-043-017495 | Midstates Petroleum
54819 | Currently in Use |  | 2023-04-06 |  | Petroleum | On road diesel | On road diesel | Retail | Double Wall, Fiberglass reinforced plastic | Fiberglass reinforced plastic |  |  | Double Wall, Fiberglass reinforced plastic |  |  |  | Double walled catchment basin | Audible high level alarm At 90% full | Audible high level alarm At 90% full | Interstitial Monitoring within Secondary Containment |  |  | Single walled submersible pump containment sump, Single walled under dispenser containment | Automatic shutoff device (AELLD) | Automatic shutoff device (AELLD) | Interstitial Monitoring within Secondary Containment |  |  |  | Pressurized Piping | UST Currently In Use: 5; UST Temp Close: 0; AST Currently In Use: 0; AST Temp Closed: 0 | 5 | 0 | 5 | 14001-033-006906 | Racetrac Inc
54820 | Currently in Use |  | 2023-04-06 |  | Petroleum | Diesel containing less than or equal to 20% biodiesel | Diesel containing less than or equal to 20% biodiesel | Retail | Double Wall, Fiberglass reinforced plastic | Fiberglass reinforced plastic |  |  | Double Wall, Fiberglass reinforced plastic |  |  |  | Double walled catchment basin | Audible high level alarm At 90% full | Audible high level alarm At 90% full | Interstitial Monitoring within Secondary Containment |  |  | Single walled submersible pump containment sump, Single walled under dispenser containment | Automatic shutoff device (AELLD) | Automatic shutoff device (AELLD) | Interstitial Monitoring within Secondary Containment |  |  |  | Pressurized Piping | UST Currently In Use: 5; UST Temp Close: 0; AST Currently In Use: 0; AST Temp Closed: 0 | 5 | 0 | 5 | 14001-033-006906 | Racetrac Inc
54823 | Currently in Use |  | 2024-03-14 |  | Petroleum | Unleaded gasoline | Unleaded gasoline | Retail | Double Wall, Fiberglass reinforced plastic | Fiberglass reinforced plastic |  |  | Double Wall, Flexible |  | 2024-03-14 |  | Double walled catchment basin | Audible high level alarm At 90% full, Automatic shutoff device At 95% full | Automatic shutoff device At 95% full | Interstitial Monitoring within Secondary Containment | SENSOR TO ATG |  | Single walled submersible pump containment sump, Single walled under dispenser containment | Automatic flow restrictor (MLLD), Sump sensor relayed to automatically shut off submersible pump | Sump sensor relayed to automatically shut off submersible pump | Interstitial Monitoring within Secondary Containment | SENSOR TO ATG |  |  | Pressurized Piping | UST Currently In Use: 4; UST Temp Close: 0; AST Currently In Use: 0; AST Temp Closed: 0 | 4 | 0 | 0 | 26380-097-021608 | Wawa, Alabama LLC
54824 | Currently in Use |  | 2024-03-14 |  | Petroleum | Unleaded gasoline | Unleaded gasoline | Retail | Double Wall, Fiberglass reinforced plastic | Fiberglass reinforced plastic |  |  | Double Wall, Flexible |  | 2024-03-14 |  | Double walled catchment basin | Audible high level alarm At 90% full, Automatic shutoff device At 95% full | Automatic shutoff device At 95% full | Interstitial Monitoring within Secondary Containment | SENSOR TO ATG |  | Single walled submersible pump containment sump, Single walled under dispenser containment | Automatic flow restrictor (MLLD), Sump sensor relayed to automatically shut off submersible pump | Sump sensor relayed to automatically shut off submersible pump | Interstitial Monitoring within Secondary Containment | SENSOR TO ATG |  |  | Pressurized Piping | UST Currently In Use: 4; UST Temp Close: 0; AST Currently In Use: 0; AST Temp Closed: 0 | 4 | 0 | 0 | 26380-097-021608 | Wawa, Alabama LLC
54825 | Currently in Use |  | 2024-03-14 |  | Petroleum | Ultra low sulfur gasoline | Ultra low sulfur gasoline | Retail | Double Wall, Fiberglass reinforced plastic | Fiberglass reinforced plastic |  |  | Double Wall, Flexible |  | 2024-03-14 |  | Double walled catchment basin | Audible high level alarm At 90% full, Automatic shutoff device At 95% full | Automatic shutoff device At 95% full | Interstitial Monitoring within Secondary Containment | SENSOR TO ATG |  | Single walled submersible pump containment sump, Single walled under dispenser containment | Automatic flow restrictor (MLLD), Sump sensor relayed to automatically shut off submersible pump | Sump sensor relayed to automatically shut off submersible pump | Interstitial Monitoring within Secondary Containment | SENSOR TO ATG |  |  | Pressurized Piping | UST Currently In Use: 4; UST Temp Close: 0; AST Currently In Use: 0; AST Temp Closed: 0 | 4 | 0 | 0 | 26380-097-021608 | Wawa, Alabama LLC
54831 | Currently in Use |  | 2024-11-12 |  | Petroleum | On road diesel | On road diesel | Retail | Double Wall, Fiberglass coated steel | Fiberglass coated steel |  |  | Double Wall, Flexible |  | 2024-11-12 |  | Single walled catchment basin | Automatic shutoff device At 95% full | Automatic shutoff device At 95% full | Interstitial Monitoring within Secondary Containment | SENSOR TO ATG |  | Single walled submersible pump containment sump, Single walled under dispenser containment | Automatic flow restrictor (MLLD) | Automatic flow restrictor (MLLD) | Interstitial Monitoring within Secondary Containment | SENSOR TO ATG |  |  | Pressurized Piping | UST Currently In Use: 3; UST Temp Close: 0; AST Currently In Use: 0; AST Temp Closed: 0 | 3 | 0 | 0 | 26564-031-021653 | Bovar LLC
54832 | Currently in Use |  | 2024-11-12 |  | Petroleum | Premium gasoline | Premium gasoline | Retail | Double Wall, Fiberglass coated steel | Fiberglass coated steel |  |  | Double Wall, Flexible |  | 2024-11-12 |  | Single walled catchment basin | Automatic shutoff device At 95% full | Automatic shutoff device At 95% full | Interstitial Monitoring within Secondary Containment | SENSOR TO ATG |  | Single walled submersible pump containment sump, Single walled under dispenser containment | Automatic flow restrictor (MLLD) | Automatic flow restrictor (MLLD) | Interstitial Monitoring within Secondary Containment | SENSOR TO ATG |  |  | Pressurized Piping | UST Currently In Use: 3; UST Temp Close: 0; AST Currently In Use: 0; AST Temp Closed: 0 | 3 | 0 | 0 | 26564-031-021653 | Bovar LLC
54838 | Currently in Use |  | 2024-07-19 |  | Petroleum | Unleaded gasoline | Unleaded gasoline | Retail | Double Wall, Fiberglass reinforced plastic | Fiberglass reinforced plastic |  |  | Double Wall, Fiberglass reinforced plastic |  |  |  | Double walled catchment basin | Audible high level alarm At 90% full | Audible high level alarm At 90% full | Interstitial Monitoring within Secondary Containment | SENSOR TO ATG |  | Single walled submersible pump containment sump, Single walled under dispenser containment | Automatic shutoff device (AELLD) | Automatic shutoff device (AELLD) | Interstitial Monitoring within Secondary Containment | SENSOR TO ATG |  |  | Pressurized Piping | UST Currently In Use: 4; UST Temp Close: 0; AST Currently In Use: 0; AST Temp Closed: 0 | 4 | 0 | 0 | 14001-055-021646 | Racetrac Inc
54848 | Currently in Use |  | 2024-04-09 |  | Petroleum | Unleaded gasoline | Unleaded gasoline | Retail | Double Wall, Fiberglass reinforced plastic | Fiberglass reinforced plastic |  |  | Double Wall, Fiberglass reinforced plastic |  |  |  | Double walled catchment basin | Audible high level alarm At 90% full | Audible high level alarm At 90% full | Interstitial Monitoring within Secondary Containment | SENSOR TO ATG |  | Single walled submersible pump containment sump, Single walled under dispenser containment | Automatic shutoff device (AELLD) | Automatic shutoff device (AELLD) | Interstitial Monitoring within Secondary Containment | SENSOR TO ATG |  |  | Pressurized Piping | UST Currently In Use: 5; UST Temp Close: 0; AST Currently In Use: 0; AST Temp Closed: 0 | 5 | 0 | 0 | 14001-083-021678 | RaceTrac Inc
54849 | Currently in Use |  | 2024-04-09 |  | Petroleum | Mid-grade gasoline | Mid-grade gasoline | Retail | Double Wall, Fiberglass reinforced plastic | Fiberglass reinforced plastic |  |  | Double Wall, Fiberglass reinforced plastic |  |  |  | Single walled catchment basin | Audible high level alarm At 90% full | Audible high level alarm At 90% full | Interstitial Monitoring within Secondary Containment | SENSOR TO ATG |  | Single walled submersible pump containment sump, Single walled under dispenser containment | Automatic shutoff device (AELLD) | Automatic shutoff device (AELLD) | Interstitial Monitoring within Secondary Containment | SENSOR TO ATG |  |  | Pressurized Piping | UST Currently In Use: 5; UST Temp Close: 0; AST Currently In Use: 0; AST Temp Closed: 0 | 5 | 0 | 0 | 14001-083-021678 | RaceTrac Inc
54850 | Currently in Use |  | 2024-04-09 |  | Petroleum | On road diesel | On road diesel | Retail | Double Wall, Fiberglass reinforced plastic | Fiberglass reinforced plastic |  |  | Double Wall, Fiberglass reinforced plastic |  |  |  | Double walled catchment basin | Audible high level alarm At 90% full | Audible high level alarm At 90% full | Interstitial Monitoring within Secondary Containment | SENSOR TO ATG |  | Single walled submersible pump containment sump, Single walled under dispenser containment | Automatic shutoff device (AELLD) | Automatic shutoff device (AELLD) | Interstitial Monitoring within Secondary Containment | SENSOR TO ATG |  |  | Pressurized Piping | UST Currently In Use: 5; UST Temp Close: 0; AST Currently In Use: 0; AST Temp Closed: 0 | 5 | 0 | 0 | 14001-083-021678 | RaceTrac Inc
54851 | Currently in Use |  | 2024-04-09 |  | Petroleum | 100% biodiesel (Not Regulated) | 100% biodiesel (Not Regulated) | Retail | Double Wall, Fiberglass reinforced plastic | Fiberglass reinforced plastic |  |  | Double Wall, Fiberglass reinforced plastic |  |  |  | Single walled catchment basin | Audible high level alarm At 90% full | Audible high level alarm At 90% full | Interstitial Monitoring within Secondary Containment | SENSOR TO ATG |  | Single walled submersible pump containment sump, Single walled under dispenser containment | Automatic shutoff device (AELLD) | Automatic shutoff device (AELLD) | Interstitial Monitoring within Secondary Containment | SENSOR TO ATG |  |  | Pressurized Piping | UST Currently In Use: 5; UST Temp Close: 0; AST Currently In Use: 0; AST Temp Closed: 0 | 5 | 0 | 0 | 14001-083-021678 | RaceTrac Inc
54852 | Currently in Use |  | 2024-04-09 |  | Petroleum | Diesel containing less than or equal to 20% biodiesel | Diesel containing less than or equal to 20% biodiesel | Retail | [8 empty] | Single walled catchment basin | Audible high level alarm At 90% full | Audible high level alarm At 90% full | Interstitial Monitoring within Secondary Containment | SENSOR TO ATG |  | Single walled submersible pump containment sump, Single walled under dispenser containment | Automatic shutoff device (AELLD) | Automatic shutoff device (AELLD) | Interstitial Monitoring within Secondary Containment | SENSOR TO ATG |  |  | Pressurized Piping | UST Currently In Use: 5; UST Temp Close: 0; AST Currently In Use: 0; AST Temp Closed: 0 | 5 | 0 | 0 | 14001-083-021678 | RaceTrac Inc
54857 | Currently in Use |  | 2024-07-19 |  | Petroleum | Gasoline containing greater than 10% ethanol | Gasoline containing greater than 10% ethanol | Retail | Double Wall, Fiberglass reinforced plastic | Fiberglass reinforced plastic |  |  | Double Wall, Fiberglass reinforced plastic |  |  |  | Single walled catchment basin | Audible high level alarm At 90% full | Audible high level alarm At 90% full | Interstitial Monitoring within Secondary Containment | SENSOR TO ATG |  | Single walled submersible pump containment sump, Single walled under dispenser containment | Automatic shutoff device (AELLD) | Automatic shutoff device (AELLD) | Interstitial Monitoring within Secondary Containment | SENSOR TO ATG |  |  | Pressurized Piping | UST Currently In Use: 4; UST Temp Close: 0; AST Currently In Use: 0; AST Temp Closed: 0 | 4 | 0 | 0 | 14001-055-021646 | Racetrac Inc
54858 | Currently in Use |  | 2024-07-19 |  | Petroleum | 100% biodiesel (Not Regulated) | 100% biodiesel (Not Regulated) | Retail | Double Wall, Fiberglass reinforced plastic | Fiberglass reinforced plastic |  |  | Double Wall, Fiberglass reinforced plastic |  |  |  | Double walled catchment basin | Audible high level alarm At 90% full | Audible high level alarm At 90% full | Interstitial Monitoring within Secondary Containment | SENSOR TO ATG |  | Single walled submersible pump containment sump, Single walled under dispenser containment | Automatic shutoff device (AELLD) | Automatic shutoff device (AELLD) | Interstitial Monitoring within Secondary Containment | SENSOR TO ATG |  |  |  | UST Currently In Use: 4; UST Temp Close: 0; AST Currently In Use: 0; AST Temp Closed: 0 | 4 | 0 | 0 | 14001-055-021646 | Racetrac Inc
54859 | Currently in Use |  | 2024-07-19 |  | Petroleum | Diesel containing less than or equal to 20% biodiesel | Diesel containing less than or equal to 20% biodiesel | Retail | Double Wall, Fiberglass reinforced plastic | Fiberglass reinforced plastic |  |  | Double Wall, Fiberglass reinforced plastic |  |  |  | Double walled catchment basin | Audible high level alarm At 90% full | Audible high level alarm At 90% full | Interstitial Monitoring within Secondary Containment | SENSOR TO ATG |  | Single walled submersible pump containment sump, Single walled under dispenser containment | Automatic shutoff device (AELLD) | Automatic shutoff device (AELLD) | Interstitial Monitoring within Secondary Containment | SENSOR TO ATG |  |  | Pressurized Piping | UST Currently In Use: 4; UST Temp Close: 0; AST Currently In Use: 0; AST Temp Closed: 0 | 4 | 0 | 0 | 14001-055-021646 | Racetrac Inc
54866 | Currently in Use |  | 2024-03-21 |  | Petroleum | Unleaded gasoline | Unleaded gasoline | Retail | Double Wall, Fiberglass reinforced plastic | Fiberglass reinforced plastic |  |  | Double Wall, Flexible |  | 2024-03-21 |  | Double walled catchment basin | Automatic shutoff device At 95% full | Automatic shutoff device At 95% full | Interstitial Monitoring within Secondary Containment | SENSOR TO ATG |  | Single walled submersible pump containment sump, Single walled under dispenser containment | Automatic shutoff device (AELLD), Sump sensor relayed to automatically shut off submersible pump | Sump sensor relayed to automatically shut off submersible pump | Interstitial Monitoring within Secondary Containment | SENSOR TO ATG |  |  | Pressurized Piping | UST Currently In Use: 5; UST Temp Close: 0; AST Currently In Use: 0; AST Temp Closed: 0 | 5 | 0 | 0 | 26103-101-021627 | QuikTrip Corporation
54867 | Currently in Use |  | 2024-03-21 |  | Petroleum | Unleaded gasoline | Unleaded gasoline | Retail | Double Wall, Fiberglass reinforced plastic | Fiberglass reinforced plastic |  |  | Double Wall, Flexible |  | 2024-03-21 |  | Double walled catchment basin | Automatic shutoff device At 95% full | Automatic shutoff device At 95% full | Interstitial Monitoring within Secondary Containment | SENSOR TO ATG |  | Single walled submersible pump containment sump, Single walled under dispenser containment | Automatic shutoff device (AELLD), Sump sensor relayed to automatically shut off submersible pump | Sump sensor relayed to automatically shut off submersible pump | Interstitial Monitoring within Secondary Containment | SENSOR TO ATG |  |  | Pressurized Piping | UST Currently In Use: 5; UST Temp Close: 0; AST Currently In Use: 0; AST Temp Closed: 0 | 5 | 0 | 0 | 26103-101-021627 | QuikTrip Corporation
54868 | Currently in Use |  | 2024-03-21 |  | Petroleum | Ethanol free gasoline | Ethanol free gasoline | Retail | Double Wall, Fiberglass reinforced plastic | Fiberglass reinforced plastic |  |  | Double Wall, Flexible |  | 2024-03-21 |  | Double walled catchment basin | Automatic shutoff device At 95% full | Automatic shutoff device At 95% full | Interstitial Monitoring within Secondary Containment | SENSOR TO ATG |  | Single walled submersible pump containment sump, Single walled under dispenser containment | Automatic shutoff device (AELLD), Sump sensor relayed to automatically shut off submersible pump | Sump sensor relayed to automatically shut off submersible pump | Interstitial Monitoring within Secondary Containment | SENSOR TO ATG |  |  | Pressurized Piping | UST Currently In Use: 5; UST Temp Close: 0; AST Currently In Use: 0; AST Temp Closed: 0 | 5 | 0 | 0 | 26103-101-021627 | QuikTrip Corporation
54869 | Currently in Use |  | 2024-03-21 |  | Petroleum | Premium gasoline | Premium gasoline | Retail | Double Wall, Fiberglass reinforced plastic | Fiberglass reinforced plastic |  |  | Double Wall, Flexible |  | 2024-03-21 |  | Double walled catchment basin | Automatic shutoff device At 95% full | Automatic shutoff device At 95% full | Interstitial Monitoring within Secondary Containment | SENSOR TO ATG |  | Single walled submersible pump containment sump, Single walled under dispenser containment | Automatic shutoff device (AELLD), Sump sensor relayed to automatically shut off submersible pump | Sump sensor relayed to automatically shut off submersible pump | Interstitial Monitoring within Secondary Containment | SENSOR TO ATG |  |  | Pressurized Piping | UST Currently In Use: 5; UST Temp Close: 0; AST Currently In Use: 0; AST Temp Closed: 0 | 5 | 0 | 0 | 26103-101-021627 | QuikTrip Corporation
54870 | Currently in Use |  | 2024-03-21 |  | Petroleum | On road diesel | On road diesel | Retail | Double Wall, Fiberglass reinforced plastic | Fiberglass reinforced plastic |  |  | Double Wall, Flexible |  | 2024-03-21 |  | Double walled catchment basin | Automatic shutoff device At 95% full | Automatic shutoff device At 95% full | Interstitial Monitoring within Secondary Containment | SENSOR TO ATG |  | Single walled submersible pump containment sump, Single walled under dispenser containment | Automatic shutoff device (AELLD), Sump sensor relayed to automatically shut off submersible pump | Sump sensor relayed to automatically shut off submersible pump | Interstitial Monitoring within Secondary Containment | SENSOR TO ATG |  |  | Pressurized Piping | UST Currently In Use: 5; UST Temp Close: 0; AST Currently In Use: 0; AST Temp Closed: 0 | 5 | 0 | 0 | 26103-101-021627 | QuikTrip Corporation
54875 | Currently in Use |  | 2024-08-06 |  | Petroleum | Unleaded gasoline | Unleaded gasoline | Retail | Double Wall, Fiberglass reinforced plastic | Fiberglass reinforced plastic |  |  | Double Wall, Flexible |  |  |  | Single walled catchment basin | Audible high level alarm At 90% full, Automatic shutoff device At 95% full | Automatic shutoff device At 95% full | Interstitial Monitoring within Secondary Containment | SENSOR TO ATG |  | Single walled submersible pump containment sump, Single walled under dispenser containment | Automatic shutoff device (AELLD) | Automatic shutoff device (AELLD) | Interstitial Monitoring within Secondary Containment | SENSOR TO ATG |  |  | Pressurized Piping | UST Currently In Use: 4; UST Temp Close: 0; AST Currently In Use: 0; AST Temp Closed: 0 | 4 | 0 | 0 | 22717-043-021686 | Loves Travel Stops and Country Stores, Inc
54876 | Currently in Use |  | 2024-08-06 |  | Petroleum | Unleaded gasoline | Unleaded gasoline | Retail | Double Wall, Fiberglass coated steel | Fiberglass coated steel |  |  | Double Wall, Flexible |  |  |  | Single walled catchment basin | Audible high level alarm At 90% full, Automatic shutoff device At 95% full | Automatic shutoff device At 95% full | Interstitial Monitoring within Secondary Containment | SENSOR TO ATG |  | Single walled submersible pump containment sump, Single walled under dispenser containment | Automatic shutoff device (AELLD) | Automatic shutoff device (AELLD) | Interstitial Monitoring within Secondary Containment | SENSOR TO ATG |  |  | Pressurized Piping | UST Currently In Use: 4; UST Temp Close: 0; AST Currently In Use: 0; AST Temp Closed: 0 | 4 | 0 | 0 | 22717-043-021686 | Loves Travel Stops and Country Stores, Inc
54877 | Currently in Use |  | 2024-08-06 |  | Petroleum | On road diesel | On road diesel | Retail | Double Wall, Fiberglass reinforced plastic | Fiberglass reinforced plastic |  |  | Double Wall, Flexible |  |  |  | Single walled catchment basin | Audible high level alarm At 90% full, Automatic shutoff device At 95% full | Automatic shutoff device At 95% full | Interstitial Monitoring within Secondary Containment | SENSOR TO ATG |  | Single walled submersible pump containment sump, Single walled under dispenser containment | Automatic shutoff device (AELLD) | Automatic shutoff device (AELLD) | Interstitial Monitoring within Secondary Containment | SENSOR TO ATG |  |  | Pressurized Piping | UST Currently In Use: 4; UST Temp Close: 0; AST Currently In Use: 0; AST Temp Closed: 0 | 4 | 0 | 0 | 22717-043-021686 | Loves Travel Stops and Country Stores, Inc
54878 | Currently in Use |  | 2024-08-06 |  | Petroleum | On road diesel | On road diesel | Retail | Double Wall, Fiberglass reinforced plastic | Fiberglass reinforced plastic |  |  | Double Wall, Flexible |  |  |  | Single walled catchment basin | Audible high level alarm At 90% full, Automatic shutoff device At 95% full | Automatic shutoff device At 95% full | Interstitial Monitoring within Secondary Containment | SENSOR TO ATG |  | Single walled submersible pump containment sump, Single walled under dispenser containment | Automatic shutoff device (AELLD) | Automatic shutoff device (AELLD) | Interstitial Monitoring within Secondary Containment | SENSOR TO ATG |  |  | Pressurized Piping | UST Currently In Use: 4; UST Temp Close: 0; AST Currently In Use: 0; AST Temp Closed: 0 | 4 | 0 | 0 | 22717-043-021686 | Loves Travel Stops and Country Stores, Inc
54884 | Currently in Use |  | 2024-10-15 |  | Petroleum | On road diesel | On road diesel | Retail | Double Wall, Fiberglass reinforced plastic | Fiberglass reinforced plastic |  |  | Double Wall, Flexible |  |  |  | Double walled catchment basin | Automatic shutoff device At 95% full | Automatic shutoff device At 95% full | Interstitial Monitoring within Secondary Containment | SENSOR TO ATG |  | Single walled under dispenser containment | Automatic flow restrictor (MLLD) | Automatic flow restrictor (MLLD) | Interstitial Monitoring within Secondary Containment | SENSOR TO ATG |  |  | Pressurized Piping | UST Currently In Use: 4; UST Temp Close: 0; AST Currently In Use: 0; AST Temp Closed: 0 | 4 | 0 | 0 | 19984-093-021647 | Pilot Travel Centers LLC
54885 | Currently in Use |  | 2024-10-15 |  | Petroleum | On road diesel | On road diesel | Retail | Double Wall, Fiberglass reinforced plastic | Fiberglass reinforced plastic |  |  | Double Wall, Flexible |  |  |  | Double walled catchment basin | Automatic shutoff device At 95% full | Automatic shutoff device At 95% full | Interstitial Monitoring within Secondary Containment | SENSOR TO ATG |  | Single walled under dispenser containment | Automatic flow restrictor (MLLD) | Automatic flow restrictor (MLLD) | Interstitial Monitoring within Secondary Containment | SENSOR TO ATG |  |  | Pressurized Piping | UST Currently In Use: 4; UST Temp Close: 0; AST Currently In Use: 0; AST Temp Closed: 0 | 4 | 0 | 0 | 19984-093-021647 | Pilot Travel Centers LLC
54886 | Currently in Use |  | 2024-10-15 |  | Petroleum | Unleaded gasoline | Unleaded gasoline | Retail | Double Wall, Fiberglass reinforced plastic | Fiberglass reinforced plastic |  |  | Double Wall, Flexible |  |  |  | Double walled catchment basin | Automatic shutoff device At 95% full | Automatic shutoff device At 95% full | Interstitial Monitoring within Secondary Containment | SENSOR TO ATG |  | Single walled under dispenser containment | Automatic flow restrictor (MLLD) | Automatic flow restrictor (MLLD) | Interstitial Monitoring within Secondary Containment | SENSOR TO ATG |  |  | Pressurized Piping | UST Currently In Use: 4; UST Temp Close: 0; AST Currently In Use: 0; AST Temp Closed: 0 | 4 | 0 | 0 | 19984-093-021647 | Pilot Travel Centers LLC
54887 | Currently in Use |  | 2024-10-15 |  | Petroleum | Premium gasoline | Premium gasoline | Retail | Double Wall, Fiberglass reinforced plastic | Fiberglass reinforced plastic |  |  | Double Wall, Flexible |  |  |  | Double walled catchment basin | Automatic shutoff device At 95% full | Automatic shutoff device At 95% full | Interstitial Monitoring within Secondary Containment | SENSOR TO ATG |  | Single walled under dispenser containment | Automatic flow restrictor (MLLD) | Automatic flow restrictor (MLLD) | Interstitial Monitoring within Secondary Containment | SENSOR TO ATG |  |  | Pressurized Piping | UST Currently In Use: 4; UST Temp Close: 0; AST Currently In Use: 0; AST Temp Closed: 0 | 4 | 0 | 0 | 19984-093-021647 | Pilot Travel Centers LLC
54894 | Currently in Use |  | 2024-10-20 |  | Petroleum | On road diesel | On road diesel | Retail | Double Wall, Fiberglass coated steel | Fiberglass coated steel |  |  | Double Wall, Flexible |  | 2024-10-20 |  | Double walled catchment basin | Automatic shutoff device At 95% full | Automatic shutoff device At 95% full | Interstitial Monitoring within Secondary Containment |  |  | Single walled under dispenser containment | Automatic flow restrictor (MLLD) | Automatic flow restrictor (MLLD) | Interstitial Monitoring within Secondary Containment |  |  |  | Pressurized Piping | UST Currently In Use: 5; UST Temp Close: 0; AST Currently In Use: 0; AST Temp Closed: 0 | 5 | 0 | 0 | 19984-087-021377 | PILOT TRVAEL CENTERS, LLC
54895 | Currently in Use |  | 2024-10-20 |  | Petroleum | On road diesel | On road diesel | Retail | Double Wall, Fiberglass coated steel | Fiberglass coated steel |  |  | Double Wall, Flexible |  | 2024-10-20 |  | Double walled catchment basin | Automatic shutoff device At 95% full | Automatic shutoff device At 95% full | Interstitial Monitoring within Secondary Containment |  |  | Single walled under dispenser containment | Automatic flow restrictor (MLLD) | Automatic flow restrictor (MLLD) | Interstitial Monitoring within Secondary Containment |  |  |  | Pressurized Piping | UST Currently In Use: 5; UST Temp Close: 0; AST Currently In Use: 0; AST Temp Closed: 0 | 5 | 0 | 0 | 19984-087-021377 | PILOT TRVAEL CENTERS, LLC
54903 | Currently in Use |  | 2024-08-06 |  | Petroleum | On road diesel | On road diesel | Retail | Double Wall, Fiberglass reinforced plastic | Fiberglass reinforced plastic |  |  | Double Wall, Flexible |  |  |  | Single walled catchment basin | Automatic shutoff device At 95% full | Automatic shutoff device At 95% full | Interstitial Monitoring within Secondary Containment | [9 empty] | Gravity Piping | UST Currently In Use: 5; UST Temp Close: 0; AST Currently In Use: 0; AST Temp Closed: 0 | 5 | 0 | 0 | 22717-043-021686 | Loves Travel Stops and Country Stores, Inc
54904 | Currently in Use |  | 2024-12-20 |  | Petroleum | Premium gasoline | Premium gasoline | Retail | Double Wall, Fiberglass reinforced plastic | Fiberglass reinforced plastic |  |  | Double Wall, Flexible |  |  |  | Double walled catchment basin | Audible high level alarm At 90% full, Automatic shutoff device At 95% full | Automatic shutoff device At 95% full | Interstitial Monitoring within Secondary Containment | SENSOR TO ATG |  | Single walled submersible pump containment sump, Single walled under dispenser containment | Automatic flow restrictor (MLLD), Sump sensor relayed to automatically shut off submersible pump | Sump sensor relayed to automatically shut off submersible pump | Interstitial Monitoring within Secondary Containment | SENSOR TO ATG |  |  | Pressurized Piping | UST Currently In Use: 4; UST Temp Close: 0; AST Currently In Use: 0; AST Temp Closed: 0 | 4 | 0 | 0 | 26380-097-021640 | Wawa Alabama, LLC
54905 | Currently in Use |  | 2024-12-20 |  | Petroleum | Unleaded gasoline | Unleaded gasoline | Retail | Double Wall, Fiberglass reinforced plastic | Fiberglass reinforced plastic |  |  | Double Wall, Flexible |  |  |  | Double walled catchment basin | Audible high level alarm At 90% full, Automatic shutoff device At 95% full | Automatic shutoff device At 95% full | Interstitial Monitoring within Secondary Containment | SENSOR TO ATG |  | Single walled submersible pump containment sump, Single walled under dispenser containment | Automatic flow restrictor (MLLD), Sump sensor relayed to automatically shut off submersible pump | Sump sensor relayed to automatically shut off submersible pump | Interstitial Monitoring within Secondary Containment | SENSOR TO ATG |  |  | Pressurized Piping | UST Currently In Use: 4; UST Temp Close: 0; AST Currently In Use: 0; AST Temp Closed: 0 | 4 | 0 | 0 | 26380-097-021640 | Wawa Alabama, LLC
54906 | Currently in Use |  | 2024-12-20 |  | Petroleum | Unleaded gasoline | Unleaded gasoline | Retail | Double Wall, Fiberglass reinforced plastic | Fiberglass reinforced plastic |  |  | Double Wall, Flexible |  |  |  | Double walled catchment basin | Audible high level alarm At 90% full, Automatic shutoff device At 95% full | Automatic shutoff device At 95% full | Interstitial Monitoring within Secondary Containment | SENSOR TO ATG |  | Single walled submersible pump containment sump, Single walled under dispenser containment | Automatic flow restrictor (MLLD), Sump sensor relayed to automatically shut off submersible pump | Sump sensor relayed to automatically shut off submersible pump | Interstitial Monitoring within Secondary Containment | SENSOR TO ATG |  |  | Pressurized Piping | UST Currently In Use: 4; UST Temp Close: 0; AST Currently In Use: 0; AST Temp Closed: 0 | 4 | 0 | 0 | 26380-097-021640 | Wawa Alabama, LLC
54907 | Currently in Use |  | 2024-12-20 |  | Petroleum | Unleaded gasoline | Unleaded gasoline | Retail | Double Wall, Fiberglass reinforced plastic | Fiberglass reinforced plastic |  |  | Double Wall, Flexible |  |  |  | Double walled catchment basin | Audible high level alarm At 90% full, Automatic shutoff device At 95% full | Automatic shutoff device At 95% full | Interstitial Monitoring within Secondary Containment | SENSOR TO ATG |  | Single walled submersible pump containment sump, Single walled under dispenser containment | Automatic flow restrictor (MLLD), Sump sensor relayed to automatically shut off submersible pump | Sump sensor relayed to automatically shut off submersible pump | Interstitial Monitoring within Secondary Containment | SENSOR TO ATG |  |  | Pressurized Piping | UST Currently In Use: 4; UST Temp Close: 0; AST Currently In Use: 0; AST Temp Closed: 0 | 4 | 0 | 0 | 26380-097-021640 | Wawa Alabama, LLC
54916 | Currently in Use |  | 2025-02-05 |  | Petroleum | On road diesel | On road diesel | Retail | Double Wall, Fiberglass reinforced plastic | Fiberglass reinforced plastic |  |  | Double Wall, Fiberglass reinforced plastic |  | 2025-02-05 |  | Double walled catchment basin | Audible high level alarm At 90% full | Audible high level alarm At 90% full | Interstitial Monitoring within Secondary Containment | SENSOR TO ATG |  | Single walled under dispenser containment | Automatic shutoff device (AELLD) | Automatic shutoff device (AELLD) | Interstitial Monitoring within Secondary Containment | MANUAL/VISUAL CHECK |  |  |  | UST Currently In Use: 5; UST Temp Close: 0; AST Currently In Use: 0; AST Temp Closed: 0 | 5 | 0 | 0 | 14001-073-019526 | RaceTrac, Inc.
54917 | Currently in Use |  | 2025-02-05 |  | Petroleum | On road diesel | On road diesel | Retail | Double Wall, Fiberglass reinforced plastic | Fiberglass reinforced plastic |  |  | Double Wall, Fiberglass reinforced plastic |  | 2025-02-05 |  | Double walled catchment basin | Audible high level alarm At 90% full | Audible high level alarm At 90% full | Interstitial Monitoring within Secondary Containment | SENSOR TO ATG |  | Double walled under dispenser containment | Automatic shutoff device (AELLD) | Automatic shutoff device (AELLD) | Interstitial Monitoring within Secondary Containment | MANUAL/VISUAL CHECK |  |  |  | UST Currently In Use: 5; UST Temp Close: 0; AST Currently In Use: 0; AST Temp Closed: 0 | 5 | 0 | 0 | 14001-073-019526 | RaceTrac, Inc.
54922 | Currently in Use |  | 2024-08-15 |  | Petroleum | Off road diesel | Off road diesel | Emergency Power Generator | Double Wall, Fiberglass coated steel | Fiberglass coated steel |  |  | Double Wall, Flexible |  |  |  | Double walled catchment basin | Automatic shutoff device At 95% full | Automatic shutoff device At 95% full | Interstitial Monitoring within Secondary Containment | SENSOR TO ATG |  | Double walled submersible pump containment sump | Automatic shutoff device (AELLD) | Automatic shutoff device (AELLD) | Interstitial Monitoring within Secondary Containment | MANUAL/VISUAL CHECK |  |  |  | UST Currently In Use: 1; UST Temp Close: 0; AST Currently In Use: 0; AST Temp Closed: 0 | 1 | 0 | 2 | 21744-069-007804 | TRIAD OF ALABAMA LLC
54926 | Currently in Use |  | 2024-09-02 |  | Petroleum | Unleaded gasoline | Unleaded gasoline | Retail | Double Wall, Fiberglass reinforced plastic | Fiberglass reinforced plastic |  |  | Double Wall, Fiberglass reinforced plastic |  |  |  | Single walled catchment basin | Automatic shutoff device At 95% full | Automatic shutoff device At 95% full | Interstitial Monitoring within Secondary Containment | SENSOR TO ATG |  | Single walled submersible pump containment sump, Single walled under dispenser containment | Automatic shutoff device (AELLD) | Automatic shutoff device (AELLD) | Interstitial Monitoring within Secondary Containment | SENSOR TO ATG |  |  |  | UST Currently In Use: 4; UST Temp Close: 0; AST Currently In Use: 0; AST Temp Closed: 0 | 4 | 0 | 0 | 13343-117-021689 | McCullough Oil Company
54927 | Currently in Use |  | 2024-09-02 |  | Petroleum | Premium gasoline | Premium gasoline | Retail | Double Wall, Fiberglass reinforced plastic | Fiberglass reinforced plastic |  |  | Double Wall, Fiberglass reinforced plastic |  |  |  | Single walled catchment basin | Automatic shutoff device At 95% full | Automatic shutoff device At 95% full | Interstitial Monitoring within Secondary Containment | SENSOR TO ATG |  | Single walled submersible pump containment sump, Single walled under dispenser containment | Automatic shutoff device (AELLD) | Automatic shutoff device (AELLD) | Interstitial Monitoring within Secondary Containment | SENSOR TO ATG |  |  | Pressurized Piping | UST Currently In Use: 4; UST Temp Close: 0; AST Currently In Use: 0; AST Temp Closed: 0 | 4 | 0 | 0 | 13343-117-021689 | McCullough Oil Company
54928 | Currently in Use |  | 2024-09-02 |  |  |  |  | Retail | Double Wall, Fiberglass reinforced plastic | Fiberglass reinforced plastic |  |  | Double Wall, Fiberglass reinforced plastic |  |  |  | Single walled catchment basin | Automatic shutoff device At 95% full | Automatic shutoff device At 95% full | Interstitial Monitoring within Secondary Containment | SENSOR TO ATG |  | Single walled submersible pump containment sump, Single walled under dispenser containment | Automatic shutoff device (AELLD) | Automatic shutoff device (AELLD) | Interstitial Monitoring within Secondary Containment | SENSOR TO ATG |  |  | Pressurized Piping | UST Currently In Use: 4; UST Temp Close: 0; AST Currently In Use: 0; AST Temp Closed: 0 | 4 | 0 | 0 | 13343-117-021689 | McCullough Oil Company
54929 | Currently in Use |  | 2024-09-02 |  | Petroleum | Ethanol free gasoline | Ethanol free gasoline | Retail | Double Wall, Fiberglass reinforced plastic | Fiberglass reinforced plastic | [6 empty] | Single walled catchment basin | Automatic shutoff device At 95% full | Automatic shutoff device At 95% full | Interstitial Monitoring within Secondary Containment | SENSOR TO ATG |  | Single walled submersible pump containment sump, Single walled under dispenser containment | Automatic shutoff device (AELLD) | Automatic shutoff device (AELLD) | Interstitial Monitoring within Secondary Containment | SENSOR TO ATG |  |  |  | UST Currently In Use: 4; UST Temp Close: 0; AST Currently In Use: 0; AST Temp Closed: 0 | 4 | 0 | 0 | 13343-117-021689 | McCullough Oil Company
54931 | Currently in Use |  | 2024-08-07 |  | Petroleum | Unleaded gasoline | Unleaded gasoline | Retail | Double Wall | Double Wall |  |  | Double Wall, Fiberglass reinforced plastic |  | 2024-08-07 |  | Single walled catchment basin | Automatic shutoff device At 95% full | Automatic shutoff device At 95% full | Interstitial Monitoring within Secondary Containment |  | Automatic Tank Gauge | Single walled submersible pump containment sump, Single walled under dispenser containment | Automatic flow restrictor (MLLD) | Automatic flow restrictor (MLLD) | Interstitial Monitoring within Secondary Containment |  |  |  | Pressurized Piping | UST Currently In Use: 6; UST Temp Close: 0; AST Currently In Use: 0; AST Temp Closed: 0 | 6 | 0 | 0 | 25834-097-021368 | WARING OIL CO., LLC
54932 | Currently in Use |  | 2024-08-07 |  | Petroleum | Premium gasoline | Premium gasoline | Retail | Double Wall | Double Wall |  |  | Double Wall, Fiberglass reinforced plastic |  | 2024-08-07 |  | Single walled catchment basin | Automatic shutoff device At 95% full | Automatic shutoff device At 95% full | Interstitial Monitoring within Secondary Containment |  | Automatic Tank Gauge | Single walled submersible pump containment sump, Single walled under dispenser containment | Automatic flow restrictor (MLLD) | Automatic flow restrictor (MLLD) | Interstitial Monitoring within Secondary Containment |  |  |  | Pressurized Piping | UST Currently In Use: 6; UST Temp Close: 0; AST Currently In Use: 0; AST Temp Closed: 0 | 6 | 0 | 0 | 25834-097-021368 | WARING OIL CO., LLC
54935 | Currently in Use |  | 2024-12-01 |  | Petroleum | Unleaded gasoline | Unleaded gasoline | Retail | Double Wall, Fiberglass coated steel | Fiberglass coated steel |  |  | Double Wall, Flexible |  |  |  | Double walled catchment basin | Automatic shutoff device At 95% full | Automatic shutoff device At 95% full | Interstitial Monitoring within Secondary Containment | SENSOR TO ATG |  | Single walled submersible pump containment sump, Single walled under dispenser containment | Automatic shutoff device (AELLD) | Automatic shutoff device (AELLD) | Interstitial Monitoring within Secondary Containment | SENSOR TO ATG |  |  | Pressurized Piping | UST Currently In Use: 2; UST Temp Close: 0; AST Currently In Use: 0; AST Temp Closed: 0 | 2 | 0 | 0 | 25822-089-021649 | K-Va-T
54936 | Currently in Use |  | 2024-12-01 |  | Petroleum | Premium gasoline | Premium gasoline | Retail | Double Wall, Fiberglass coated steel | Fiberglass coated steel |  |  | Double Wall, Flexible |  |  |  | Double walled catchment basin | Automatic shutoff device At 95% full | Automatic shutoff device At 95% full | Interstitial Monitoring within Secondary Containment | SENSOR TO ATG |  | Single walled submersible pump containment sump, Single walled under dispenser containment | Automatic shutoff device (AELLD) | Automatic shutoff device (AELLD) | Interstitial Monitoring within Secondary Containment | SENSOR TO ATG |  |  | Pressurized Piping | UST Currently In Use: 2; UST Temp Close: 0; AST Currently In Use: 0; AST Temp Closed: 0 | 2 | 0 | 0 | 25822-089-021649 | K-Va-T
54943 | Currently in Use |  | 2024-07-30 |  | Petroleum | Unleaded gasoline | Unleaded gasoline | Retail | Double Wall, Fiberglass reinforced plastic | Fiberglass reinforced plastic |  |  | Double Wall, Flexible |  |  |  | Double walled catchment basin | Audible high level alarm At 90% full, Automatic shutoff device At 95% full | Automatic shutoff device At 95% full | Interstitial Monitoring within Secondary Containment | SENSOR TO ATG |  | Single walled submersible pump containment sump, Single walled under dispenser containment | Automatic flow restrictor (MLLD), Sump sensor relayed to automatically shut off submersible pump | Sump sensor relayed to automatically shut off submersible pump | Interstitial Monitoring within Secondary Containment |  |  |  | Pressurized Piping | UST Currently In Use: 4; UST Temp Close: 0; AST Currently In Use: 0; AST Temp Closed: 0 | 4 | 0 | 0 | 26380-003-021613 | Wawa Alabama, LLC
54944 | Currently in Use |  | 2024-07-30 |  | Petroleum | Unleaded gasoline | Unleaded gasoline | Retail | Double Wall, Fiberglass reinforced plastic | Fiberglass reinforced plastic |  |  | Double Wall, Flexible |  |  |  | Double walled catchment basin | Audible high level alarm At 90% full, Automatic shutoff device At 95% full | Automatic shutoff device At 95% full | Interstitial Monitoring within Secondary Containment | SENSOR TO ATG |  | Single walled submersible pump containment sump, Single walled under dispenser containment | Automatic flow restrictor (MLLD), Sump sensor relayed to automatically shut off submersible pump | Sump sensor relayed to automatically shut off submersible pump | Interstitial Monitoring within Secondary Containment |  |  |  | Pressurized Piping | UST Currently In Use: 4; UST Temp Close: 0; AST Currently In Use: 0; AST Temp Closed: 0 | 4 | 0 | 0 | 26380-003-021613 | Wawa Alabama, LLC
54945 | Currently in Use |  | 2024-07-30 |  | Petroleum | Unleaded gasoline | Unleaded gasoline | Retail | Double Wall, Fiberglass reinforced plastic | Fiberglass reinforced plastic |  |  | Double Wall, Flexible |  |  |  | Double walled catchment basin | Audible high level alarm At 90% full, Automatic shutoff device At 95% full | Automatic shutoff device At 95% full | Interstitial Monitoring within Secondary Containment |  |  | Single walled submersible pump containment sump, Single walled under dispenser containment | Automatic flow restrictor (MLLD), Sump sensor relayed to automatically shut off submersible pump | Sump sensor relayed to automatically shut off submersible pump | Interstitial Monitoring within Secondary Containment | SENSOR TO ATG |  |  | Pressurized Piping | UST Currently In Use: 4; UST Temp Close: 0; AST Currently In Use: 0; AST Temp Closed: 0 | 4 | 0 | 0 | 26380-003-021613 | Wawa Alabama, LLC
54959 | Currently in Use |  | 2024-04-01 |  | Petroleum | Unleaded gasoline | Unleaded gasoline | Retail | Double Wall, Fiberglass coated steel | Fiberglass coated steel |  |  | Double Wall, Fiberglass reinforced plastic |  |  |  | Single walled catchment basin | Automatic shutoff device At 95% full | Automatic shutoff device At 95% full | Interstitial Monitoring within Secondary Containment | SENSOR TO ATG | [8 empty] | Suction Piping | UST Currently In Use: 3; UST Temp Close: 1; AST Currently In Use: 2; AST Temp Closed: 0 | 3 | 1 | 0 | 26479-095-013891 | MAA LAXMI INC
54963 | Currently in Use |  | 2024-09-25 |  | Petroleum | Unleaded gasoline | Unleaded gasoline | Retail | Double Wall, Fiberglass reinforced plastic | Fiberglass reinforced plastic |  |  | Double Wall, Fiberglass reinforced plastic |  | 2025-03-11 |  | Single walled catchment basin | Automatic shutoff device At 95% full | Automatic shutoff device At 95% full | Interstitial Monitoring within Secondary Containment | SENSOR TO ATG |  | Single walled under dispenser containment | Automatic shutoff device (AELLD) | Automatic shutoff device (AELLD) | Interstitial Monitoring within Secondary Containment | SENSOR TO ATG |  |  | Pressurized Piping | UST Currently In Use: 3; UST Temp Close: 0; AST Currently In Use: 0; AST Temp Closed: 0 | 3 | 0 | 0 | 23413-067-021685 | Circle K Stores, Inc.
54970 | Currently in Use |  | 2024-09-01 |  | Petroleum | Unleaded gasoline | Unleaded gasoline | Retail | Double Wall, Fiberglass coated steel | Fiberglass coated steel |  |  | Double Wall, Flexible |  |  |  | Single walled catchment basin | Automatic shutoff device At 95% full | Automatic shutoff device At 95% full | Interstitial Monitoring within Secondary Containment | SENSOR TO ATG |  | Single walled submersible pump containment sump, Single walled under dispenser containment | Automatic shutoff device (AELLD) | Automatic shutoff device (AELLD) | Interstitial Monitoring within Secondary Containment | SENSOR TO ATG |  |  | Pressurized Piping | UST Currently In Use: 7; UST Temp Close: 0; AST Currently In Use: 0; AST Temp Closed: 0 | 7 | 0 | 0 | 11576-083-021314 | DUTCH OIL COMPANY
54971 | Currently in Use |  | 2024-09-01 |  | Petroleum | Premium gasoline | Premium gasoline | Retail | Double Wall, Fiberglass coated steel | Fiberglass coated steel |  |  | Double Wall, Flexible |  |  |  | Single walled catchment basin | Automatic shutoff device At 95% full | Automatic shutoff device At 95% full | Interstitial Monitoring within Secondary Containment | SENSOR TO ATG |  | Single walled submersible pump containment sump, Single walled under dispenser containment | Automatic shutoff device (AELLD) | Automatic shutoff device (AELLD) | Interstitial Monitoring within Secondary Containment | SENSOR TO ATG |  |  | Pressurized Piping | UST Currently In Use: 7; UST Temp Close: 0; AST Currently In Use: 0; AST Temp Closed: 0 | 7 | 0 | 0 | 11576-083-021314 | DUTCH OIL COMPANY
54972 | Currently in Use |  | 2024-09-01 |  | Petroleum | Ethanol free gasoline | Ethanol free gasoline | Retail | Double Wall, Fiberglass coated steel | Fiberglass coated steel |  |  | Double Wall, Flexible |  |  |  | Single walled catchment basin | Automatic shutoff device At 95% full | Automatic shutoff device At 95% full | Interstitial Monitoring within Secondary Containment | SENSOR TO ATG |  | Single walled submersible pump containment sump, Single walled under dispenser containment | Automatic shutoff device (AELLD) | Automatic shutoff device (AELLD) | Interstitial Monitoring within Secondary Containment | SENSOR TO ATG |  |  | Pressurized Piping | UST Currently In Use: 7; UST Temp Close: 0; AST Currently In Use: 0; AST Temp Closed: 0 | 7 | 0 | 0 | 11576-083-021314 | DUTCH OIL COMPANY
54973 | Currently in Use |  | 2024-09-01 |  | Petroleum | On road diesel | On road diesel | Retail | Double Wall, Fiberglass coated steel | Fiberglass coated steel |  |  | Double Wall, Flexible |  |  |  | Single walled catchment basin | Automatic shutoff device At 95% full | Automatic shutoff device At 95% full | Interstitial Monitoring within Secondary Containment | SENSOR TO ATG |  | Single walled submersible pump containment sump, Single walled under dispenser containment | Automatic shutoff device (AELLD) | Automatic shutoff device (AELLD) | Interstitial Monitoring within Secondary Containment | SENSOR TO ATG |  |  | Pressurized Piping | UST Currently In Use: 7; UST Temp Close: 0; AST Currently In Use: 0; AST Temp Closed: 0 | 7 | 0 | 0 | 11576-083-021314 | DUTCH OIL COMPANY
54976 | Currently in Use |  | 2025-02-17 |  | Petroleum | Unleaded gasoline | Unleaded gasoline | Retail | Double Wall, Fiberglass coated steel | Fiberglass coated steel |  |  | Double Wall, Fiberglass reinforced plastic |  |  |  | Double walled catchment basin | Automatic shutoff device At 95% full | Automatic shutoff device At 95% full | Interstitial Monitoring within Secondary Containment | SENSOR TO ATG | Groundwater Monitoring | Double walled under dispenser containment | Sump sensor relayed to automatically shut off submersible pump | Sump sensor relayed to automatically shut off submersible pump | Interstitial Monitoring within Secondary Containment | SENSOR TO ATG |  |  | Pressurized Piping | UST Currently In Use: 2; UST Temp Close: 0; AST Currently In Use: 0; AST Temp Closed: 0 | 2 | 0 | 0 | 26499-073-021691 | National Investors LLC
54977 | Currently in Use |  | 2025-02-17 |  | Petroleum | Ethanol free gasoline | Ethanol free gasoline | Retail | Double Wall, Fiberglass reinforced plastic | Fiberglass reinforced plastic |  |  | Double Wall, Fiberglass reinforced plastic |  |  |  | Double walled catchment basin | Automatic shutoff device At 95% full | Automatic shutoff device At 95% full | Interstitial Monitoring within Secondary Containment | SENSOR TO ATG | Groundwater Monitoring | Double walled under dispenser containment | Sump sensor relayed to automatically shut off submersible pump | Sump sensor relayed to automatically shut off submersible pump | Interstitial Monitoring within Secondary Containment | SENSOR TO ATG |  |  |  | UST Currently In Use: 2; UST Temp Close: 0; AST Currently In Use: 0; AST Temp Closed: 0 | 2 | 0 | 0 | 26499-073-021691 | National Investors LLC
54980 | Currently in Use |  | 2024-09-25 |  | Petroleum | Premium gasoline | Premium gasoline | Retail | Double Wall, Fiberglass reinforced plastic | Fiberglass reinforced plastic |  |  | Double Wall, Fiberglass reinforced plastic |  | 2025-03-11 |  | Single walled catchment basin | Automatic shutoff device At 95% full | Automatic shutoff device At 95% full | Interstitial Monitoring within Secondary Containment | SENSOR TO ATG |  | Single walled under dispenser containment | Automatic shutoff device (AELLD) | Automatic shutoff device (AELLD) | Interstitial Monitoring within Secondary Containment | SENSOR TO ATG |  |  | Pressurized Piping | UST Currently In Use: 3; UST Temp Close: 0; AST Currently In Use: 0; AST Temp Closed: 0 | 3 | 0 | 0 | 23413-067-021685 | Circle K Stores, Inc.
54981 | Currently in Use |  | 2024-09-25 |  | Petroleum | On road diesel | On road diesel | Retail | Double Wall, Fiberglass reinforced plastic | Fiberglass reinforced plastic |  |  | Double Wall, Fiberglass reinforced plastic |  | 2025-03-11 |  | Single walled catchment basin | Automatic shutoff device At 95% full | Automatic shutoff device At 95% full | Interstitial Monitoring within Secondary Containment | SENSOR TO ATG |  | Single walled under dispenser containment | Automatic shutoff device (AELLD) | Automatic shutoff device (AELLD) | Interstitial Monitoring within Secondary Containment | SENSOR TO ATG |  |  | Pressurized Piping | UST Currently In Use: 3; UST Temp Close: 0; AST Currently In Use: 0; AST Temp Closed: 0 | 3 | 0 | 0 | 23413-067-021685 | Circle K Stores, Inc.
54987 | Currently in Use |  | 2025-03-04 |  | Petroleum | On road diesel | On road diesel | Retail | Double Wall, Fiberglass coated steel | Fiberglass coated steel |  |  | Flexible |  | 2025-03-04 |  | Single walled catchment basin | Automatic shutoff device At 95% full | Automatic shutoff device At 95% full | Interstitial Monitoring within Secondary Containment | SENSOR TO ATG | Automatic Tank Gauge, Continuous Automatic Tank Gauge | [7 empty] | Suction Piping | UST Currently In Use: 4; UST Temp Close: 0; AST Currently In Use: 0; AST Temp Closed: 0 | 4 | 0 | 4 | 23918-129-005030 | JORDAN HOLDINGS LLC
54999 | Currently in Use |  | 2025-02-11 |  | Petroleum | Unleaded gasoline | Unleaded gasoline |  | Double Wall, Fiberglass reinforced plastic | Fiberglass reinforced plastic |  |  | Double Wall, Fiberglass reinforced plastic |  |  |  | Double walled catchment basin | Automatic shutoff device At 95% full | Automatic shutoff device At 95% full | Interstitial Monitoring within Secondary Containment |  |  | Double walled submersible pump containment sump, Single walled under dispenser containment | Automatic flow restrictor (MLLD) | Automatic flow restrictor (MLLD) | Interstitial Monitoring within Secondary Containment | SENSOR TO ATG |  |  |  | UST Currently In Use: 4; UST Temp Close: 0; AST Currently In Use: 0; AST Temp Closed: 0 | 4 | 0 | 0 | 13579-021-018283 | MURPHY OIL USA, INC.
55000 | Currently in Use |  | 2025-02-11 |  | Petroleum | Premium gasoline | Premium gasoline | Retail | Double Wall, Fiberglass reinforced plastic | Fiberglass reinforced plastic |  |  | Double Wall, Fiberglass reinforced plastic |  |  |  | Double walled catchment basin | Automatic shutoff device At 95% full | Automatic shutoff device At 95% full | Interstitial Monitoring within Secondary Containment |  |  | Double walled submersible pump containment sump, Single walled under dispenser containment | Automatic flow restrictor (MLLD) | Automatic flow restrictor (MLLD) | Interstitial Monitoring within Secondary Containment | SENSOR TO ATG |  |  |  | UST Currently In Use: 4; UST Temp Close: 0; AST Currently In Use: 0; AST Temp Closed: 0 | 4 | 0 | 0 | 13579-021-018283 | MURPHY OIL USA, INC.
55017 | Currently in Use |  | 2022-09-01 |  | Petroleum | Unleaded gasoline | Unleaded gasoline | Retail | Double Wall, Fiberglass coated steel | Fiberglass coated steel |  |  | Double Wall, Fiberglass reinforced plastic |  |  |  | Single walled catchment basin | Automatic shutoff device At 95% full | Automatic shutoff device At 95% full | Interstitial Monitoring within Secondary Containment | SENSOR TO ATG |  | Single walled submersible pump containment sump, Single walled under dispenser containment | Automatic flow restrictor (MLLD), Containment Sump | Containment Sump | Interstitial Monitoring within Secondary Containment |  | Annual line testing | Annual line testing | Pressurized Piping | UST Currently In Use: 2; UST Temp Close: 0; AST Currently In Use: 0; AST Temp Closed: 0 | 2 | 0 | 0 | 25753-021-021499 | Parth R. Patel
55018 | Currently in Use |  | 2025-02-18 |  | Petroleum | Unleaded gasoline | Unleaded gasoline | Retail | Double Wall, Fiberglass reinforced plastic | Fiberglass reinforced plastic |  |  | Double Wall, Fiberglass reinforced plastic |  | 2025-02-18 |  | Double walled catchment basin | Audible high level alarm At 90% full | Audible high level alarm At 90% full | Interstitial Monitoring within Secondary Containment | SENSOR TO ATG |  | Single walled submersible pump containment sump, Single walled under dispenser containment | Automatic flow restrictor (MLLD) | Automatic flow restrictor (MLLD) | Interstitial Monitoring within Secondary Containment | SENSOR TO ATG |  |  | Pressurized Piping | UST Currently In Use: 5; UST Temp Close: 0; AST Currently In Use: 0; AST Temp Closed: 0 | 5 | 0 | 0 | 14001-097-021695 | RaceTrac, Inc.
55019 | Currently in Use |  | 2022-10-07 |  | Petroleum | Unleaded gasoline | Unleaded gasoline | Retail | Double Wall, Fiberglass coated steel | Fiberglass coated steel |  |  | Double Wall, Fiberglass reinforced plastic |  |  |  | Single walled catchment basin | Automatic shutoff device At 95% full | Automatic shutoff device At 95% full | Interstitial Monitoring within Secondary Containment | SENSOR TO ATG |  | Single walled submersible pump containment sump, Single walled under dispenser containment | Automatic flow restrictor (MLLD) | Automatic flow restrictor (MLLD) | Interstitial Monitoring within Secondary Containment | MANUAL/VISUAL CHECK |  |  | Pressurized Piping | UST Currently In Use: 1; UST Temp Close: 0; AST Currently In Use: 0; AST Temp Closed: 0 | 1 | 0 | 0 | 26575-051-021500 | REDLAND GROCERY LLC
55025 | Currently in Use |  | 2024-09-15 |  | Petroleum | Unleaded gasoline | Unleaded gasoline | Retail | Double Wall, Fiberglass coated steel | Fiberglass coated steel |  |  | Double Wall, Fiberglass reinforced plastic |  |  |  | Single walled catchment basin | Automatic shutoff device At 95% full | Automatic shutoff device At 95% full | Interstitial Monitoring within Secondary Containment | SENSOR TO ATG | Continuous Automatic Tank Gauge | Single walled submersible pump containment sump, Single walled under dispenser containment | Automatic shutoff device (AELLD) | Automatic shutoff device (AELLD) | Interstitial Monitoring within Secondary Containment | SENSOR TO ATG | Automatic electronic line leak detector (AELLD) | Automatic electronic line leak detector (AELLD) |  | UST Currently In Use: 2; UST Temp Close: 0; AST Currently In Use: 1; AST Temp Closed: 0 | 2 | 0 | 4 | 26078-073-009244 | GDM USA, INC.
55026 | Currently in Use |  | 2024-09-15 |  | Petroleum | Premium gasoline | Premium gasoline | Retail | Double Wall, Fiberglass coated steel | Fiberglass coated steel |  |  | Double Wall, Fiberglass reinforced plastic |  |  |  | Single walled catchment basin | Automatic shutoff device At 95% full | Automatic shutoff device At 95% full | Interstitial Monitoring within Secondary Containment | SENSOR TO ATG | Continuous Automatic Tank Gauge | Single walled submersible pump containment sump, Single walled under dispenser containment | Automatic shutoff device (AELLD) | Automatic shutoff device (AELLD) | Interstitial Monitoring within Secondary Containment | SENSOR TO ATG | Automatic electronic line leak detector (AELLD) | Automatic electronic line leak detector (AELLD) |  | UST Currently In Use: 2; UST Temp Close: 0; AST Currently In Use: 1; AST Temp Closed: 0 | 2 | 0 | 4 | 26078-073-009244 | GDM USA, INC.
55031 | Currently in Use |  | 2025-02-08 |  | Petroleum | Unleaded gasoline | Unleaded gasoline | Retail | Double Wall, Fiberglass reinforced plastic | Fiberglass reinforced plastic |  |  | Double Wall, Fiberglass reinforced plastic |  |  |  | Double walled catchment basin | Automatic shutoff device At 95% full | Automatic shutoff device At 95% full | Interstitial Monitoring within Secondary Containment | SENSOR TO ATG |  | Single walled submersible pump containment sump, Single walled under dispenser containment | Automatic shutoff device (AELLD) | Automatic shutoff device (AELLD) | Interstitial Monitoring within Secondary Containment | SENSOR TO ATG |  |  | Pressurized Piping | UST Currently In Use: 3; UST Temp Close: 0; AST Currently In Use: 0; AST Temp Closed: 0 | 3 | 0 | 0 | 22176-089-021694 | Circle K Stores, Inc.
55033 | Currently in Use |  | 2025-02-08 |  | Petroleum | Premium gasoline | Premium gasoline | Retail | Double Wall, Fiberglass reinforced plastic | Fiberglass reinforced plastic |  |  | Double Wall, Fiberglass reinforced plastic |  |  |  | Double walled catchment basin | Automatic shutoff device At 95% full | Automatic shutoff device At 95% full | Interstitial Monitoring within Secondary Containment | SENSOR TO ATG |  | Single walled submersible pump containment sump, Single walled under dispenser containment | Automatic shutoff device (AELLD) | Automatic shutoff device (AELLD) | Interstitial Monitoring within Secondary Containment | SENSOR TO ATG |  |  | Pressurized Piping | UST Currently In Use: 3; UST Temp Close: 0; AST Currently In Use: 0; AST Temp Closed: 0 | 3 | 0 | 0 | 22176-089-021694 | Circle K Stores, Inc.
55034 | Currently in Use |  | 2025-02-08 |  | Petroleum | On road diesel | On road diesel | Retail | Double Wall, Fiberglass reinforced plastic | Fiberglass reinforced plastic |  |  | Double Wall, Fiberglass reinforced plastic |  |  |  | Double walled catchment basin | Automatic shutoff device At 95% full | Automatic shutoff device At 95% full | Interstitial Monitoring within Secondary Containment | SENSOR TO ATG |  | Single walled submersible pump containment sump, Single walled under dispenser containment | Automatic shutoff device (AELLD) | Automatic shutoff device (AELLD) | Interstitial Monitoring within Secondary Containment | SENSOR TO ATG |  |  | Pressurized Piping | UST Currently In Use: 3; UST Temp Close: 0; AST Currently In Use: 0; AST Temp Closed: 0 | 3 | 0 | 0 | 22176-089-021694 | Circle K Stores, Inc.
55046 | Currently in Use |  | 2025-02-27 |  | Petroleum | Unleaded gasoline | Unleaded gasoline | Retail | Double Wall, Fiberglass reinforced plastic | Fiberglass reinforced plastic |  |  | Double Wall, Fiberglass reinforced plastic |  | 2025-02-27 |  | Double walled catchment basin | Automatic shutoff device At 95% full | Automatic shutoff device At 95% full | Interstitial Monitoring within Secondary Containment | SENSOR TO ATG |  | Single walled under dispenser containment | Automatic flow restrictor (MLLD) | Automatic flow restrictor (MLLD) | Interstitial Monitoring within Secondary Containment | SENSOR TO ATG |  |  | Pressurized Piping | UST Currently In Use: 2; UST Temp Close: 0; AST Currently In Use: 0; AST Temp Closed: 0 | 2 | 0 | 2 | 13579-031-018287 | MURPHY OIL USA, INC.
55047 | Currently in Use |  | 2025-02-27 |  | Petroleum | Premium gasoline | Premium gasoline | Retail | Double Wall, Fiberglass reinforced plastic | Fiberglass reinforced plastic |  |  | Double Wall, Fiberglass reinforced plastic |  | 2025-02-27 |  | Double walled catchment basin | Automatic shutoff device At 95% full | Automatic shutoff device At 95% full | Interstitial Monitoring within Secondary Containment | SENSOR TO ATG |  | Single walled under dispenser containment | Automatic flow restrictor (MLLD) | Automatic flow restrictor (MLLD) | Interstitial Monitoring within Secondary Containment | SENSOR TO ATG |  |  | Pressurized Piping | UST Currently In Use: 2; UST Temp Close: 0; AST Currently In Use: 0; AST Temp Closed: 0 | 2 | 0 | 2 | 13579-031-018287 | MURPHY OIL USA, INC.
55069 | Currently in Use |  | 1990-09-18 |  | Petroleum | Unleaded gasoline | Unleaded gasoline | Local Government | Single Wall, Steel | Steel | Coated & cathodic protection (sti-P3) |  | Fiberglass reinforced plastic, Single Wall |  |  |  | Single walled catchment basin | Automatic shutoff device At 95% full | Automatic shutoff device At 95% full |  |  | Continuous Automatic Tank Gauge | [7 empty] | Suction Piping | UST Currently In Use: 1; UST Temp Close: 0; AST Currently In Use: 0; AST Temp Closed: 0 | 1 | 0 | 2 | 13147-119-001991 | UNIVERSITY of West Alabama
55070 | Currently in Use |  | 2024-11-26 |  | Petroleum | Unleaded gasoline | Unleaded gasoline | Retail | Double Wall, Fiberglass reinforced plastic | Fiberglass reinforced plastic |  |  | Double Wall, Flexible | OPW | 2024-11-26 |  | Double walled catchment basin | Audible high level alarm At 90% full, Automatic shutoff device At 95% full | Automatic shutoff device At 95% full | Interstitial Monitoring within Secondary Containment | SENSOR TO ATG | Continuous Automatic Tank Gauge, Groundwater Monitoring | Single walled submersible pump containment sump, Single walled under dispenser containment | Automatic shutoff device (AELLD) | Automatic shutoff device (AELLD) | Interstitial Monitoring within Secondary Containment | SENSOR TO ATG | Automatic electronic line leak detector (AELLD) | Automatic electronic line leak detector (AELLD) | Pressurized Piping | UST Currently In Use: 3; UST Temp Close: 0; AST Currently In Use: 0; AST Temp Closed: 0 | 3 | 0 | 0 | 21994-125-021715 | Wal-Mart Stores East, LP
55073 | Currently in Use |  | 2024-11-26 |  | Petroleum | Unleaded gasoline | Unleaded gasoline | Retail | Double Wall, Fiberglass reinforced plastic | Fiberglass reinforced plastic |  |  | Double Wall, Flexible | OPW | 2024-11-26 |  | Double walled catchment basin | Audible high level alarm At 90% full, Automatic shutoff device At 95% full | Automatic shutoff device At 95% full | Interstitial Monitoring within Secondary Containment | SENSOR TO ATG | Continuous Automatic Tank Gauge, Groundwater Monitoring | Single walled submersible pump containment sump, Single walled under dispenser containment | Automatic shutoff device (AELLD) | Automatic shutoff device (AELLD) |  | SENSOR TO ATG | Automatic electronic line leak detector (AELLD) | Automatic electronic line leak detector (AELLD) | Pressurized Piping | UST Currently In Use: 3; UST Temp Close: 0; AST Currently In Use: 0; AST Temp Closed: 0 | 3 | 0 | 0 | 21994-125-021715 | Wal-Mart Stores East, LP
55074 | Currently in Use |  | 2024-11-26 |  | Petroleum | Unleaded gasoline | Unleaded gasoline | Retail | Double Wall, Fiberglass reinforced plastic | Fiberglass reinforced plastic |  |  | Double Wall, Flexible | OPW | 2024-11-26 |  | Double walled catchment basin | Audible high level alarm At 90% full, Automatic shutoff device At 95% full | Automatic shutoff device At 95% full | Interstitial Monitoring within Secondary Containment | SENSOR TO ATG | Continuous Automatic Tank Gauge, Groundwater Monitoring | Single walled submersible pump containment sump, Single walled under dispenser containment | Automatic shutoff device (AELLD) | Automatic shutoff device (AELLD) | Interstitial Monitoring within Secondary Containment | SENSOR TO ATG | Automatic electronic line leak detector (AELLD) | Automatic electronic line leak detector (AELLD) | Pressurized Piping | UST Currently In Use: 3; UST Temp Close: 0; AST Currently In Use: 0; AST Temp Closed: 0 | 3 | 0 | 0 | 21994-125-021715 | Wal-Mart Stores East, LP
55075 | Currently in Use |  | 2023-02-01 |  | Petroleum | Premium gasoline | Premium gasoline | Retail | Double Wall, Fiberglass coated steel | Fiberglass coated steel |  |  | Double Wall, Flexible |  |  |  | Single walled catchment basin | Automatic shutoff device At 95% full | Automatic shutoff device At 95% full | Interstitial Monitoring within Secondary Containment | SENSOR TO ATG |  | Single walled submersible pump containment sump, Single walled under dispenser containment | Automatic flow restrictor (MLLD) | Automatic flow restrictor (MLLD) | Interstitial Monitoring within Secondary Containment | SENSOR TO ATG |  |  | Pressurized Piping | UST Currently In Use: 7; UST Temp Close: 0; AST Currently In Use: 0; AST Temp Closed: 0 | 7 | 0 | 0 | 26520-089-021698 | GP (Ghanshyam Patel)
55076 | Currently in Use |  | 2023-02-01 |  | Petroleum | Unleaded gasoline | Unleaded gasoline | Retail | Double Wall, Fiberglass coated steel | Fiberglass coated steel |  |  | Double Wall, Flexible |  |  |  | Single walled catchment basin | Automatic shutoff device At 95% full | Automatic shutoff device At 95% full | Interstitial Monitoring within Secondary Containment | SENSOR TO ATG |  | Single walled submersible pump containment sump, Single walled under dispenser containment | Automatic flow restrictor (MLLD) | Automatic flow restrictor (MLLD) | Interstitial Monitoring within Secondary Containment | SENSOR TO ATG |  |  | Pressurized Piping | UST Currently In Use: 7; UST Temp Close: 0; AST Currently In Use: 0; AST Temp Closed: 0 | 7 | 0 | 0 | 26520-089-021698 | GP (Ghanshyam Patel)
55077 | Currently in Use |  | 2023-02-01 |  | Petroleum | Unleaded gasoline | Unleaded gasoline | Retail | Double Wall, Fiberglass coated steel | Fiberglass coated steel |  |  | Double Wall, Flexible |  |  |  | Single walled catchment basin | Automatic shutoff device At 95% full | Automatic shutoff device At 95% full | Interstitial Monitoring within Secondary Containment | SENSOR TO ATG |  | Single walled submersible pump containment sump, Single walled under dispenser containment | Automatic flow restrictor (MLLD) | Automatic flow restrictor (MLLD) | Interstitial Monitoring within Secondary Containment | SENSOR TO ATG |  |  | Pressurized Piping | UST Currently In Use: 7; UST Temp Close: 0; AST Currently In Use: 0; AST Temp Closed: 0 | 7 | 0 | 0 | 26520-089-021698 | GP (Ghanshyam Patel)
55078 | Currently in Use |  | 2023-02-01 |  | Petroleum | Off road diesel | Off road diesel | Retail | Double Wall, Fiberglass coated steel | Fiberglass coated steel |  |  | Double Wall, Flexible |  |  |  | Single walled catchment basin | Automatic shutoff device At 95% full | Automatic shutoff device At 95% full | Interstitial Monitoring within Secondary Containment | SENSOR TO ATG |  | Single walled submersible pump containment sump, Single walled under dispenser containment | Automatic flow restrictor (MLLD) | Automatic flow restrictor (MLLD) | Interstitial Monitoring within Secondary Containment | SENSOR TO ATG |  |  | Pressurized Piping | UST Currently In Use: 7; UST Temp Close: 0; AST Currently In Use: 0; AST Temp Closed: 0 | 7 | 0 | 0 | 26520-089-021698 | GP (Ghanshyam Patel)
55079 | Currently in Use |  | 2023-02-01 |  | Petroleum | On road diesel | On road diesel | Retail | Double Wall, Fiberglass coated steel | Fiberglass coated steel |  |  | Double Wall, Flexible |  |  |  | Single walled catchment basin | Automatic shutoff device At 95% full | Automatic shutoff device At 95% full | Interstitial Monitoring within Secondary Containment | SENSOR TO ATG |  | Single walled submersible pump containment sump, Single walled under dispenser containment | Automatic flow restrictor (MLLD) | Automatic flow restrictor (MLLD) | Interstitial Monitoring within Secondary Containment | SENSOR TO ATG |  |  | Pressurized Piping | UST Currently In Use: 7; UST Temp Close: 0; AST Currently In Use: 0; AST Temp Closed: 0 | 7 | 0 | 0 | 26520-089-021698 | GP (Ghanshyam Patel)
55080 | Currently in Use |  | 2023-02-01 |  | Petroleum | On road diesel | On road diesel | Retail | Double Wall, Fiberglass coated steel | Fiberglass coated steel |  |  | Double Wall, Flexible |  |  |  | Single walled catchment basin | Automatic shutoff device At 95% full | Automatic shutoff device At 95% full | Interstitial Monitoring within Secondary Containment | SENSOR TO ATG |  | Single walled submersible pump containment sump, Single walled under dispenser containment | Automatic flow restrictor (MLLD) | Automatic flow restrictor (MLLD) | Interstitial Monitoring within Secondary Containment | SENSOR TO ATG |  |  | Pressurized Piping | UST Currently In Use: 7; UST Temp Close: 0; AST Currently In Use: 0; AST Temp Closed: 0 | 7 | 0 | 0 | 26520-089-021698 | GP (Ghanshyam Patel)
55081 | Currently in Use |  | 2023-02-01 |  | Petroleum | Other, DEF | Other | Retail | Double Wall, Fiberglass coated steel | Fiberglass coated steel |  |  | Double Wall, Flexible |  |  |  | Single walled catchment basin | Automatic shutoff device At 95% full | Automatic shutoff device At 95% full | Interstitial Monitoring within Secondary Containment | SENSOR TO ATG |  | Single walled submersible pump containment sump, Single walled under dispenser containment | Automatic flow restrictor (MLLD) | Automatic flow restrictor (MLLD) | Interstitial Monitoring within Secondary Containment | SENSOR TO ATG |  |  | Pressurized Piping | UST Currently In Use: 7; UST Temp Close: 0; AST Currently In Use: 0; AST Temp Closed: 0 | 7 | 0 | 0 | 26520-089-021698 | GP (Ghanshyam Patel)
55086 | Currently in Use |  | 2023-11-22 |  | Petroleum | Unleaded gasoline | Unleaded gasoline | Retail | Double Wall, Fiberglass reinforced plastic | Fiberglass reinforced plastic |  |  | Double Wall, Flexible |  |  |  | Single walled catchment basin | Audible high level alarm At 90% full, Automatic shutoff device At 95% full | Automatic shutoff device At 95% full | Interstitial Monitoring within Secondary Containment | SENSOR TO ATG |  | Single walled submersible pump containment sump, Single walled under dispenser containment | Sump sensor relayed to automatically shut off submersible pump | Sump sensor relayed to automatically shut off submersible pump | Interstitial Monitoring within Secondary Containment | SENSOR TO ATG |  |  | Pressurized Piping | UST Currently In Use: 2; UST Temp Close: 0; AST Currently In Use: 0; AST Temp Closed: 0 | 2 | 0 | 0 | 24978-089-021605 | Kroger Limited Partnership I
55088 | Currently in Use |  | 2023-11-22 |  | Petroleum | Diesel containing less than or equal to 20% biodiesel | Diesel containing less than or equal to 20% biodiesel | Retail | Double Wall, Fiberglass reinforced plastic | Fiberglass reinforced plastic |  |  | Double Wall, Flexible |  |  |  | Single walled catchment basin | Audible high level alarm At 90% full, Automatic shutoff device At 95% full | Automatic shutoff device At 95% full | Interstitial Monitoring within Secondary Containment | SENSOR TO ATG |  | Single walled submersible pump containment sump, Single walled under dispenser containment | Automatic flow restrictor (MLLD) | Automatic flow restrictor (MLLD) | Interstitial Monitoring within Secondary Containment | SENSOR TO ATG |  |  | Pressurized Piping | UST Currently In Use: 2; UST Temp Close: 0; AST Currently In Use: 0; AST Temp Closed: 0 | 2 | 0 | 0 | 24978-089-021605 | Kroger Limited Partnership I
55093 | Currently in Use |  | 2025-06-17 |  | Petroleum | Unleaded gasoline | Unleaded gasoline | Retail | Double Wall, Fiberglass reinforced plastic | Fiberglass reinforced plastic |  |  | Double Wall, Fiberglass reinforced plastic |  | 2025-06-17 |  | Double walled catchment basin |  |  | Interstitial Monitoring within Secondary Containment | SENSOR TO ATG |  | Single walled under dispenser containment | Automatic flow restrictor (MLLD), Sump sensor relayed to automatically shut off submersible pump | Sump sensor relayed to automatically shut off submersible pump | Interstitial Monitoring within Secondary Containment | SENSOR TO ATG |  |  | Pressurized Piping | UST Currently In Use: 2; UST Temp Close: 0; AST Currently In Use: 0; AST Temp Closed: 0 | 2 | 0 | 0 | 13579-097-021714 | Murphy Oil USA
55094 | Currently in Use |  | 2025-03-01 |  | Petroleum | Unleaded gasoline | Unleaded gasoline | Retail | Double Wall, Fiberglass coated steel | Fiberglass coated steel |  |  | Double Wall, Flexible |  |  |  | Double walled catchment basin | Automatic shutoff device At 95% full | Automatic shutoff device At 95% full | Interstitial Monitoring within Secondary Containment | SENSOR TO ATG |  | Single walled submersible pump containment sump, Single walled under dispenser containment | Automatic shutoff device (AELLD) | Automatic shutoff device (AELLD) | Interstitial Monitoring within Secondary Containment | SENSOR TO ATG |  |  | Pressurized Piping | UST Currently In Use: 2; UST Temp Close: 0; AST Currently In Use: 0; AST Temp Closed: 0 | 2 | 0 | 0 | 25822-089-021696 | K-Va-T Food Stores, Inc.
55095 | Currently in Use |  | 2025-03-01 |  | Petroleum | Premium gasoline | Premium gasoline | Retail | Double Wall, Fiberglass coated steel | Fiberglass coated steel |  |  | Double Wall, Flexible |  |  |  | Double walled catchment basin | Automatic shutoff device At 95% full | Automatic shutoff device At 95% full | Interstitial Monitoring within Secondary Containment | SENSOR TO ATG |  | Single walled submersible pump containment sump, Single walled under dispenser containment | Automatic shutoff device (AELLD) | Automatic shutoff device (AELLD) | Interstitial Monitoring within Secondary Containment | SENSOR TO ATG |  |  | Pressurized Piping | UST Currently In Use: 2; UST Temp Close: 0; AST Currently In Use: 0; AST Temp Closed: 0 | 2 | 0 | 0 | 25822-089-021696 | K-Va-T Food Stores, Inc.
55100 | Currently in Use |  | 2025-05-23 |  | Petroleum | On road diesel | On road diesel | Retail | Double Wall, Fiberglass coated steel | Fiberglass coated steel |  |  | Double Wall, Fiberglass reinforced plastic |  | 2025-05-23 |  | Single walled catchment basin | Audible high level alarm At 90% full | Audible high level alarm At 90% full | Interstitial Monitoring within Secondary Containment | SENSOR TO ATG | Continuous Automatic Tank Gauge | Single walled submersible pump containment sump, Single walled under dispenser containment | Automatic shutoff device (AELLD) | Automatic shutoff device (AELLD) | Interstitial Monitoring within Secondary Containment | SENSOR TO ATG | Automatic electronic line leak detector (AELLD) | Automatic electronic line leak detector (AELLD) | Pressurized Piping | UST Currently In Use: 3; UST Temp Close: 0; AST Currently In Use: 0; AST Temp Closed: 0 | 3 | 0 | 0 | 26093-039-021582 | PATRIOT FUELING CENTER R&S LLC
55101 | Currently in Use |  | 2025-05-23 |  | Petroleum | Unleaded gasoline | Unleaded gasoline | Retail | Double Wall, Fiberglass coated steel | Fiberglass coated steel |  |  | Double Wall, Fiberglass reinforced plastic |  | 2025-05-23 |  | Single walled catchment basin | Audible high level alarm At 90% full | Audible high level alarm At 90% full | Interstitial Monitoring within Secondary Containment | SENSOR TO ATG | Continuous Automatic Tank Gauge | Single walled submersible pump containment sump, Single walled under dispenser containment | Automatic shutoff device (AELLD) | Automatic shutoff device (AELLD) | Interstitial Monitoring within Secondary Containment | SENSOR TO ATG | Automatic electronic line leak detector (AELLD) | Automatic electronic line leak detector (AELLD) | Pressurized Piping | UST Currently In Use: 3; UST Temp Close: 0; AST Currently In Use: 0; AST Temp Closed: 0 | 3 | 0 | 0 | 26093-039-021582 | PATRIOT FUELING CENTER R&S LLC
55102 | Currently in Use |  | 2025-05-23 |  | Petroleum | Off road diesel | Off road diesel | Retail | Double Wall, Fiberglass coated steel | Fiberglass coated steel |  |  | Double Wall, Fiberglass reinforced plastic |  | 2025-05-23 |  | Single walled catchment basin | Audible high level alarm At 90% full | Audible high level alarm At 90% full | Interstitial Monitoring within Secondary Containment | SENSOR TO ATG | Continuous Automatic Tank Gauge | Single walled submersible pump containment sump, Single walled under dispenser containment | Automatic shutoff device (AELLD) | Automatic shutoff device (AELLD) | Interstitial Monitoring within Secondary Containment | SENSOR TO ATG | Automatic electronic line leak detector (AELLD) | Automatic electronic line leak detector (AELLD) | Pressurized Piping | UST Currently In Use: 3; UST Temp Close: 0; AST Currently In Use: 0; AST Temp Closed: 0 | 3 | 0 | 0 | 26093-039-021582 | PATRIOT FUELING CENTER R&S LLC
55106 | Currently in Use |  | 2025-06-17 |  | Petroleum | Unleaded gasoline | Unleaded gasoline | Retail | Double Wall, Fiberglass reinforced plastic | Fiberglass reinforced plastic |  |  | Double Wall, Fiberglass reinforced plastic |  | 2025-06-17 |  | Double walled catchment basin | Automatic shutoff device At 95% full | Automatic shutoff device At 95% full | Interstitial Monitoring within Secondary Containment | SENSOR TO ATG |  | Single walled under dispenser containment | Automatic flow restrictor (MLLD), Sump sensor relayed to automatically shut off submersible pump | Sump sensor relayed to automatically shut off submersible pump | Interstitial Monitoring within Secondary Containment | SENSOR TO ATG |  |  | Pressurized Piping | UST Currently In Use: 2; UST Temp Close: 0; AST Currently In Use: 0; AST Temp Closed: 0 | 2 | 0 | 0 | 13579-097-021714 | Murphy Oil USA
55119 | Currently in Use |  | 2025-06-02 |  | Petroleum | Unleaded gasoline | Unleaded gasoline | Retail | Double Wall, Fiberglass coated steel | Fiberglass coated steel |  |  | Double Wall, Fiberglass reinforced plastic |  |  |  | Single walled catchment basin | Automatic shutoff device At 95% full | Automatic shutoff device At 95% full | Interstitial Monitoring within Secondary Containment | SENSOR TO ATG |  | Single walled submersible pump containment sump, Single walled under dispenser containment | Automatic shutoff device (AELLD) | Automatic shutoff device (AELLD) | Interstitial Monitoring within Secondary Containment | SENSOR TO ATG |  |  | Pressurized Piping | UST Currently In Use: 2; UST Temp Close: 0; AST Currently In Use: 0; AST Temp Closed: 0 | 2 | 0 | 0 | 26567-043-021717 | Dale's Black Mountain Beverage
55120 | Currently in Use |  | 2025-06-02 |  | Petroleum | Premium gasoline | Premium gasoline | Retail | Double Wall, Fiberglass coated steel | Fiberglass coated steel |  |  | Double Wall, Fiberglass reinforced plastic |  |  |  | Single walled catchment basin | Automatic shutoff device At 95% full | Automatic shutoff device At 95% full | Interstitial Monitoring within Secondary Containment | SENSOR TO ATG |  | Single walled submersible pump containment sump, Single walled under dispenser containment | Automatic shutoff device (AELLD) | Automatic shutoff device (AELLD) | Interstitial Monitoring within Secondary Containment | SENSOR TO ATG |  |  | Pressurized Piping | UST Currently In Use: 2; UST Temp Close: 0; AST Currently In Use: 0; AST Temp Closed: 0 | 2 | 0 | 0 | 26567-043-021717 | Dale's Black Mountain Beverage
55123 | Currently in Use |  | 2025-02-06 |  | Petroleum | Unleaded gasoline | Unleaded gasoline | Retail | Double Wall, Fiberglass coated steel | Fiberglass coated steel |  |  | Double Wall, Fiberglass reinforced plastic |  |  |  | Single walled catchment basin | Automatic shutoff device At 95% full | Automatic shutoff device At 95% full | Interstitial Monitoring within Secondary Containment | SENSOR TO ATG |  | Double walled under dispenser containment, Single walled submersible pump containment sump | Automatic shutoff device (AELLD) | Automatic shutoff device (AELLD) | Interstitial Monitoring within Secondary Containment | SENSOR TO ATG |  |  | Pressurized Piping | UST Currently In Use: 2; UST Temp Close: 0; AST Currently In Use: 0; AST Temp Closed: 0 | 2 | 0 | 0 | 26557-083-021710 | Anik Patel
55124 | Currently in Use |  | 2025-02-06 |  | Petroleum | Premium gasoline | Premium gasoline | Retail | Double Wall, Fiberglass coated steel | Fiberglass coated steel |  |  | Double Wall, Fiberglass reinforced plastic |  |  |  | Single walled catchment basin | Automatic shutoff device At 95% full | Automatic shutoff device At 95% full | Interstitial Monitoring within Secondary Containment | SENSOR TO ATG |  | Double walled under dispenser containment, Single walled submersible pump containment sump | Automatic flow restrictor (MLLD) | Automatic flow restrictor (MLLD) | Interstitial Monitoring within Secondary Containment | SENSOR TO ATG |  |  | Pressurized Piping | UST Currently In Use: 2; UST Temp Close: 0; AST Currently In Use: 0; AST Temp Closed: 0 | 2 | 0 | 0 | 26557-083-021710 | Anik Patel
55125 | Currently in Use |  | 2025-03-25 |  | Petroleum | Unleaded gasoline | Unleaded gasoline | Retail | Double Wall, Fiberglass reinforced plastic | Fiberglass reinforced plastic |  |  | Double Wall, Fiberglass reinforced plastic |  | 2025-03-25 |  | Double walled catchment basin | Automatic shutoff device At 95% full | Automatic shutoff device At 95% full | Interstitial Monitoring within Secondary Containment | SENSOR TO ATG |  | Single walled under dispenser containment | Automatic flow restrictor (MLLD) | Automatic flow restrictor (MLLD) | Interstitial Monitoring within Secondary Containment | SENSOR TO ATG |  |  | Pressurized Piping | UST Currently In Use: 4; UST Temp Close: 0; AST Currently In Use: 0; AST Temp Closed: 0 | 4 | 0 | 0 | 13579-003-018654 | MURPHY OIL USA, INC.
55126 | Currently in Use |  | 2025-03-25 |  | Petroleum | Premium gasoline | Premium gasoline | Retail | Double Wall, Fiberglass reinforced plastic | Fiberglass reinforced plastic |  |  | Double Wall, Fiberglass reinforced plastic |  | 2025-03-25 |  | Double walled catchment basin | Automatic shutoff device At 95% full | Automatic shutoff device At 95% full | Interstitial Monitoring within Secondary Containment | SENSOR TO ATG |  | Single walled under dispenser containment | Automatic flow restrictor (MLLD) | Automatic flow restrictor (MLLD) | Interstitial Monitoring within Secondary Containment | SENSOR TO ATG |  |  | Pressurized Piping | UST Currently In Use: 4; UST Temp Close: 0; AST Currently In Use: 0; AST Temp Closed: 0 | 4 | 0 | 0 | 13579-003-018654 | MURPHY OIL USA, INC.
55131 | Currently in Use |  | 2024-11-13 |  | Petroleum | Unleaded gasoline | Unleaded gasoline | Retail | Double Wall, Fiberglass reinforced plastic | Fiberglass reinforced plastic |  |  | Double Wall, Fiberglass reinforced plastic |  |  |  | Double walled catchment basin | Automatic shutoff device At 95% full | Automatic shutoff device At 95% full | Interstitial Monitoring within Secondary Containment | SENSOR TO ATG | Automatic Tank Gauge | Single walled under dispenser containment | Automatic shutoff device (AELLD) | Automatic shutoff device (AELLD) | Interstitial Monitoring within Secondary Containment | SENSOR TO ATG |  |  | Pressurized Piping | UST Currently In Use: 4; UST Temp Close: 0; AST Currently In Use: 0; AST Temp Closed: 0 | 4 | 0 | 0 | 21012-121-021650 | Speedway LLC
55142 | Currently in Use |  | 2025-04-01 |  | Petroleum | Unleaded gasoline | Unleaded gasoline | Retail | Double Wall, Fiberglass reinforced plastic | Fiberglass reinforced plastic |  |  | Double Wall, Flexible |  | 2025-04-01 |  | Single walled catchment basin | Audible high level alarm At 90% full | Audible high level alarm At 90% full | Interstitial Monitoring within Secondary Containment |  |  | Single walled submersible pump containment sump | Automatic flow restrictor (MLLD) | Automatic flow restrictor (MLLD) | Interstitial Monitoring within Secondary Containment |  |  |  | Pressurized Piping | UST Currently In Use: 6; UST Temp Close: 0; AST Currently In Use: 0; AST Temp Closed: 0 | 6 | 0 | 0 | 12409-069-005388 | HOME OIL COMPANY, INC.
55143 | Currently in Use |  | 2025-04-01 |  | Petroleum | On road diesel | On road diesel | Retail | Double Wall, Fiberglass reinforced plastic | Fiberglass reinforced plastic |  |  | Double Wall, Flexible |  | 2025-04-01 |  | Single walled catchment basin | Audible high level alarm At 90% full | Audible high level alarm At 90% full | Interstitial Monitoring within Secondary Containment |  |  | Single walled submersible pump containment sump | Automatic flow restrictor (MLLD) | Automatic flow restrictor (MLLD) | Interstitial Monitoring within Secondary Containment |  |  |  | Pressurized Piping | UST Currently In Use: 6; UST Temp Close: 0; AST Currently In Use: 0; AST Temp Closed: 0 | 6 | 0 | 0 | 12409-069-005388 | HOME OIL COMPANY, INC.
55147 | Currently in Use |  | 2025-01-23 |  | Petroleum | Unleaded gasoline | Unleaded gasoline | Retail | Double Wall, Fiberglass coated steel | Fiberglass coated steel |  |  | Double Wall, Flexible |  |  |  | Single walled catchment basin | Automatic shutoff device At 95% full | Automatic shutoff device At 95% full | Interstitial Monitoring within Secondary Containment | SENSOR TO ATG |  | Single walled submersible pump containment sump, Single walled under dispenser containment | Automatic flow restrictor (MLLD) | Automatic flow restrictor (MLLD) | Interstitial Monitoring within Secondary Containment | SENSOR TO ATG |  |  | Pressurized Piping | UST Currently In Use: 2; UST Temp Close: 0; AST Currently In Use: 0; AST Temp Closed: 0 | 2 | 0 | 9 | 26437-009-001386 | OM Shiva LLC
55148 | Currently in Use |  | 2025-01-23 |  | Petroleum | On road diesel | On road diesel | Retail | Double Wall, Fiberglass coated steel | Fiberglass coated steel |  |  | Double Wall, Flexible |  |  |  | Single walled catchment basin | Automatic shutoff device At 95% full | Automatic shutoff device At 95% full | Interstitial Monitoring within Secondary Containment | SENSOR TO ATG |  | Single walled submersible pump containment sump, Single walled under dispenser containment | Automatic flow restrictor (MLLD) | Automatic flow restrictor (MLLD) | Interstitial Monitoring within Secondary Containment | SENSOR TO ATG |  |  |  | UST Currently In Use: 2; UST Temp Close: 0; AST Currently In Use: 0; AST Temp Closed: 0 | 2 | 0 | 9 | 26437-009-001386 | OM Shiva LLC
55150 | Currently in Use |  | 2024-11-13 |  | Petroleum | Premium gasoline | Premium gasoline | Retail | Double Wall, Fiberglass reinforced plastic | Fiberglass reinforced plastic |  |  | Double Wall, Fiberglass reinforced plastic |  |  |  | Double walled catchment basin | Automatic shutoff device At 95% full | Automatic shutoff device At 95% full | Interstitial Monitoring within Secondary Containment | SENSOR TO ATG | Automatic Tank Gauge | Single walled under dispenser containment | Automatic shutoff device (AELLD) | Automatic shutoff device (AELLD) | Interstitial Monitoring within Secondary Containment | SENSOR TO ATG |  |  | Pressurized Piping | UST Currently In Use: 4; UST Temp Close: 0; AST Currently In Use: 0; AST Temp Closed: 0 | 4 | 0 | 0 | 21012-121-021650 | Speedway LLC
55151 | Currently in Use |  | 2024-11-13 |  | Petroleum | On road diesel | On road diesel | Retail | Double Wall, Fiberglass reinforced plastic | Fiberglass reinforced plastic |  |  | Double Wall, Fiberglass reinforced plastic |  |  |  | Double walled catchment basin | Automatic shutoff device At 95% full | Automatic shutoff device At 95% full | Interstitial Monitoring within Secondary Containment | SENSOR TO ATG | Automatic Tank Gauge | Single walled under dispenser containment | Automatic shutoff device (AELLD) | Automatic shutoff device (AELLD) | Interstitial Monitoring within Secondary Containment | SENSOR TO ATG |  |  | Pressurized Piping | UST Currently In Use: 4; UST Temp Close: 0; AST Currently In Use: 0; AST Temp Closed: 0 | 4 | 0 | 0 | 21012-121-021650 | Speedway LLC
55152 | Currently in Use |  | 2024-11-13 |  | Petroleum | On road diesel | On road diesel | Retail | Double Wall, Fiberglass reinforced plastic | Fiberglass reinforced plastic |  |  | Double Wall, Fiberglass reinforced plastic |  |  |  | Double walled catchment basin | Automatic shutoff device At 95% full | Automatic shutoff device At 95% full | Interstitial Monitoring within Secondary Containment | SENSOR TO ATG | Automatic Tank Gauge | Single walled under dispenser containment | Automatic shutoff device (AELLD) | Automatic shutoff device (AELLD) | Interstitial Monitoring within Secondary Containment | SENSOR TO ATG |  |  | Pressurized Piping | UST Currently In Use: 4; UST Temp Close: 0; AST Currently In Use: 0; AST Temp Closed: 0 | 4 | 0 | 0 | 21012-121-021650 | Speedway LLC
55154 | Currently in Use |  | 2025-06-17 |  | Petroleum | Unleaded gasoline | Unleaded gasoline | Retail | Double Wall, Steel | Steel | Other, ACT100 |  | Double Wall, Fiberglass reinforced plastic |  |  |  | Single walled catchment basin | Automatic shutoff device At 95% full | Automatic shutoff device At 95% full | Interstitial Monitoring within Secondary Containment | SENSOR TO ATG |  | Single walled submersible pump containment sump, Single walled under dispenser containment | Automatic shutoff device (AELLD), Containment Sump | Containment Sump | Interstitial Monitoring within Secondary Containment | SENSOR TO ATG |  |  |  | UST Currently In Use: 3; UST Temp Close: 0; AST Currently In Use: 0; AST Temp Closed: 0 | 3 | 0 | 7 | 22022-073-005286 | TRIANGLE PETRO LLC
55155 | Currently in Use |  | 2025-06-17 |  | Petroleum | Premium gasoline | Premium gasoline |  | Steel | Steel | Other, ACT100 |  | Double Wall, Fiberglass reinforced plastic |  |  |  | Single walled catchment basin | Automatic shutoff device At 95% full | Automatic shutoff device At 95% full | Interstitial Monitoring within Secondary Containment | SENSOR TO ATG |  | Single walled submersible pump containment sump, Single walled under dispenser containment | Automatic shutoff device (AELLD), Containment Sump | Containment Sump | Interstitial Monitoring within Secondary Containment | SENSOR TO ATG |  |  |  | UST Currently In Use: 3; UST Temp Close: 0; AST Currently In Use: 0; AST Temp Closed: 0 | 3 | 0 | 7 | 22022-073-005286 | TRIANGLE PETRO LLC
55158 | Currently in Use |  | 2024-12-19 |  | Petroleum | Unleaded gasoline | Unleaded gasoline | Retail | Double Wall, Fiberglass reinforced plastic | Fiberglass reinforced plastic |  |  | Double Wall, Fiberglass reinforced plastic |  |  |  | Double walled catchment basin | Audible high level alarm At 90% full, Automatic shutoff device At 95% full | Automatic shutoff device At 95% full | Interstitial Monitoring within Secondary Containment | SENSOR TO ATG |  | Single walled submersible pump containment sump, Single walled under dispenser containment | Automatic flow restrictor (MLLD) | Automatic flow restrictor (MLLD) | Interstitial Monitoring within Secondary Containment | SENSOR TO ATG |  |  | Pressurized Piping | UST Currently In Use: 5; UST Temp Close: 0; AST Currently In Use: 0; AST Temp Closed: 0 | 5 | 0 | 0 | 14001-101-021724 | RaceTrac, Inc.
55159 | Currently in Use |  | 2024-12-19 |  | Petroleum | Premium gasoline | Premium gasoline | Retail | Double Wall, Fiberglass reinforced plastic | Fiberglass reinforced plastic |  |  | Double Wall, Fiberglass reinforced plastic |  |  |  | Double walled catchment basin | Audible high level alarm At 90% full, Automatic shutoff device At 95% full | Automatic shutoff device At 95% full | Interstitial Monitoring within Secondary Containment | SENSOR TO ATG |  | Single walled submersible pump containment sump, Single walled under dispenser containment | Automatic flow restrictor (MLLD) | Automatic flow restrictor (MLLD) | Interstitial Monitoring within Secondary Containment | SENSOR TO ATG |  |  | Pressurized Piping | UST Currently In Use: 5; UST Temp Close: 0; AST Currently In Use: 0; AST Temp Closed: 0 | 5 | 0 | 0 | 14001-101-021724 | RaceTrac, Inc.
55160 | Currently in Use |  | 2024-12-18 |  | Petroleum | On road diesel | On road diesel | Retail | Double Wall, Fiberglass reinforced plastic | Fiberglass reinforced plastic |  |  | Double Wall, Fiberglass reinforced plastic |  |  |  | Double walled catchment basin | Audible high level alarm At 90% full, Automatic shutoff device At 95% full | Automatic shutoff device At 95% full | Interstitial Monitoring within Secondary Containment | SENSOR TO ATG |  | Single walled submersible pump containment sump, Single walled under dispenser containment | Automatic flow restrictor (MLLD) | Automatic flow restrictor (MLLD) | Interstitial Monitoring within Secondary Containment | SENSOR TO ATG |  |  | Pressurized Piping | UST Currently In Use: 5; UST Temp Close: 0; AST Currently In Use: 0; AST Temp Closed: 0 | 5 | 0 | 0 | 14001-101-021724 | RaceTrac, Inc.
55161 | Currently in Use |  | 2024-12-19 |  | Petroleum | On road diesel | On road diesel | Retail | Double Wall, Fiberglass reinforced plastic | Fiberglass reinforced plastic |  |  | Double Wall, Fiberglass reinforced plastic |  |  |  | Double walled catchment basin | Audible high level alarm At 90% full, Automatic shutoff device At 95% full | Automatic shutoff device At 95% full | Interstitial Monitoring within Secondary Containment | SENSOR TO ATG |  | Single walled submersible pump containment sump, Single walled under dispenser containment | Automatic flow restrictor (MLLD) | Automatic flow restrictor (MLLD) | Interstitial Monitoring within Secondary Containment | SENSOR TO ATG |  |  | Pressurized Piping | UST Currently In Use: 5; UST Temp Close: 0; AST Currently In Use: 0; AST Temp Closed: 0 | 5 | 0 | 0 | 14001-101-021724 | RaceTrac, Inc.
55162 | Currently in Use |  | 2024-12-19 |  | Petroleum | On road diesel | On road diesel | Retail | Double Wall, Fiberglass reinforced plastic | Fiberglass reinforced plastic |  |  | Double Wall, Fiberglass reinforced plastic |  |  |  | Double walled catchment basin | Audible high level alarm At 90% full, Automatic shutoff device At 95% full | Automatic shutoff device At 95% full | Interstitial Monitoring within Secondary Containment | SENSOR TO ATG |  | Single walled submersible pump containment sump, Single walled under dispenser containment | Automatic flow restrictor (MLLD) | Automatic flow restrictor (MLLD) | Interstitial Monitoring within Secondary Containment | SENSOR TO ATG |  |  | Pressurized Piping | UST Currently In Use: 5; UST Temp Close: 0; AST Currently In Use: 0; AST Temp Closed: 0 | 5 | 0 | 0 | 14001-101-021724 | RaceTrac, Inc.
55163 | Currently in Use |  | 2024-11-08 |  | Petroleum | On road diesel | On road diesel | Retail |  |  |  |  | Double Wall, Flexible |  |  |  | Double walled catchment basin | Automatic shutoff device At 95% full | Automatic shutoff device At 95% full | Interstitial Monitoring within Secondary Containment | SENSOR TO ATG |  | Single walled submersible pump containment sump, Single walled under dispenser containment | Automatic shutoff device (AELLD), Sump sensor relayed to automatically shut off submersible pump | Sump sensor relayed to automatically shut off submersible pump | Interstitial Monitoring within Secondary Containment | SENSOR TO ATG |  |  | Pressurized Piping | UST Currently In Use: 11; UST Temp Close: 0; AST Currently In Use: 0; AST Temp Closed: 0 | 11 | 0 | 0 | 26103-015-021645 | QuikTrip Corporation
55164 | Currently in Use |  | 2024-11-08 |  | Petroleum | On road diesel | On road diesel | Retail | Double Wall, Fiberglass reinforced plastic | Fiberglass reinforced plastic |  |  | Double Wall, Flexible |  |  |  | Double walled catchment basin | Automatic shutoff device At 95% full | Automatic shutoff device At 95% full | Interstitial Monitoring within Secondary Containment | SENSOR TO ATG |  | Single walled submersible pump containment sump, Single walled under dispenser containment | Automatic shutoff device (AELLD), Sump sensor relayed to automatically shut off submersible pump | Sump sensor relayed to automatically shut off submersible pump | Interstitial Monitoring within Secondary Containment | SENSOR TO ATG |  |  | Pressurized Piping | UST Currently In Use: 11; UST Temp Close: 0; AST Currently In Use: 0; AST Temp Closed: 0 | 11 | 0 | 0 | 26103-015-021645 | QuikTrip Corporation
55165 | Currently in Use |  | 2024-11-08 |  | Petroleum | On road diesel | On road diesel | Retail | Double Wall, Fiberglass reinforced plastic | Fiberglass reinforced plastic |  |  | Double Wall, Flexible |  |  |  | Double walled catchment basin | Automatic shutoff device At 95% full | Automatic shutoff device At 95% full | Interstitial Monitoring within Secondary Containment | SENSOR TO ATG |  | Single walled submersible pump containment sump, Single walled under dispenser containment | Automatic shutoff device (AELLD), Sump sensor relayed to automatically shut off submersible pump | Sump sensor relayed to automatically shut off submersible pump | Interstitial Monitoring within Secondary Containment | SENSOR TO ATG |  |  | Pressurized Piping | UST Currently In Use: 11; UST Temp Close: 0; AST Currently In Use: 0; AST Temp Closed: 0 | 11 | 0 | 0 | 26103-015-021645 | QuikTrip Corporation
55166 | Currently in Use |  | 2024-11-08 |  | Petroleum | On road diesel | On road diesel | Retail | Double Wall, Fiberglass reinforced plastic | Fiberglass reinforced plastic |  |  | Double Wall, Flexible |  |  |  | Double walled catchment basin | Automatic shutoff device At 95% full | Automatic shutoff device At 95% full | Interstitial Monitoring within Secondary Containment | SENSOR TO ATG |  | Single walled submersible pump containment sump, Single walled under dispenser containment | Automatic shutoff device (AELLD), Sump sensor relayed to automatically shut off submersible pump | Sump sensor relayed to automatically shut off submersible pump | Interstitial Monitoring within Secondary Containment | SENSOR TO ATG |  |  | Pressurized Piping | UST Currently In Use: 11; UST Temp Close: 0; AST Currently In Use: 0; AST Temp Closed: 0 | 11 | 0 | 0 | 26103-015-021645 | QuikTrip Corporation
55167 | Currently in Use |  | 2024-11-08 |  | Petroleum | Other, Diesel Exhaust Fluid | Other | Retail | Double Wall, Fiberglass reinforced plastic | Fiberglass reinforced plastic |  |  | Double Wall, Flexible |  |  |  | Single walled catchment basin | Automatic shutoff device At 95% full | Automatic shutoff device At 95% full | Interstitial Monitoring within Secondary Containment | SENSOR TO ATG |  | Single walled submersible pump containment sump, Single walled under dispenser containment | Automatic shutoff device (AELLD), Sump sensor relayed to automatically shut off submersible pump | Sump sensor relayed to automatically shut off submersible pump | Interstitial Monitoring within Secondary Containment | SENSOR TO ATG |  |  | Pressurized Piping | UST Currently In Use: 11; UST Temp Close: 0; AST Currently In Use: 0; AST Temp Closed: 0 | 11 | 0 | 0 | 26103-015-021645 | QuikTrip Corporation
55168 | Currently in Use |  | 2024-11-21 |  | Petroleum | Unleaded gasoline | Unleaded gasoline | Retail | Double Wall, Fiberglass reinforced plastic | Fiberglass reinforced plastic |  |  | Double Wall, Flexible |  |  |  | Double walled catchment basin | Automatic shutoff device At 95% full | Automatic shutoff device At 95% full | Interstitial Monitoring within Secondary Containment | SENSOR TO ATG |  | Single walled submersible pump containment sump, Single walled under dispenser containment | Automatic shutoff device (AELLD), Sump sensor relayed to automatically shut off submersible pump | Sump sensor relayed to automatically shut off submersible pump | Interstitial Monitoring within Secondary Containment | SENSOR TO ATG |  |  | Pressurized Piping | UST Currently In Use: 11; UST Temp Close: 0; AST Currently In Use: 0; AST Temp Closed: 0 | 11 | 0 | 0 | 26103-015-021645 | QuikTrip Corporation
55169 | Currently in Use |  | 2024-11-21 |  | Petroleum | Unleaded gasoline | Unleaded gasoline | Retail | Double Wall, Fiberglass reinforced plastic | Fiberglass reinforced plastic |  |  | Double Wall, Flexible |  |  |  | Double walled catchment basin | Automatic shutoff device At 95% full | Automatic shutoff device At 95% full | Interstitial Monitoring within Secondary Containment | SENSOR TO ATG |  | Single walled submersible pump containment sump, Single walled under dispenser containment | Automatic shutoff device (AELLD), Sump sensor relayed to automatically shut off submersible pump | Sump sensor relayed to automatically shut off submersible pump | Interstitial Monitoring within Secondary Containment | SENSOR TO ATG |  |  | Pressurized Piping | UST Currently In Use: 11; UST Temp Close: 0; AST Currently In Use: 0; AST Temp Closed: 0 | 11 | 0 | 0 | 26103-015-021645 | QuikTrip Corporation
55170 | Currently in Use |  | 2024-11-21 |  | Petroleum | Unleaded gasoline | Unleaded gasoline | Retail | Double Wall, Fiberglass reinforced plastic | Fiberglass reinforced plastic |  |  | Double Wall, Flexible |  |  |  | Double walled catchment basin | Automatic shutoff device At 95% full | Automatic shutoff device At 95% full | Interstitial Monitoring within Secondary Containment | SENSOR TO ATG |  | Single walled submersible pump containment sump, Single walled under dispenser containment | Automatic shutoff device (AELLD), Sump sensor relayed to automatically shut off submersible pump | Sump sensor relayed to automatically shut off submersible pump | Interstitial Monitoring within Secondary Containment | SENSOR TO ATG |  |  | Pressurized Piping | UST Currently In Use: 11; UST Temp Close: 0; AST Currently In Use: 0; AST Temp Closed: 0 | 11 | 0 | 0 | 26103-015-021645 | QuikTrip Corporation
55171 | Currently in Use |  | 2024-11-21 |  | Petroleum | Premium gasoline | Premium gasoline | Retail | Double Wall, Fiberglass reinforced plastic | Fiberglass reinforced plastic |  |  | Double Wall, Flexible |  |  |  | Double walled catchment basin | Automatic shutoff device At 95% full | Automatic shutoff device At 95% full | Interstitial Monitoring within Secondary Containment | SENSOR TO ATG |  | Single walled submersible pump containment sump, Single walled under dispenser containment | Automatic shutoff device (AELLD), Sump sensor relayed to automatically shut off submersible pump | Sump sensor relayed to automatically shut off submersible pump | Interstitial Monitoring within Secondary Containment | SENSOR TO ATG |  |  | Pressurized Piping | UST Currently In Use: 11; UST Temp Close: 0; AST Currently In Use: 0; AST Temp Closed: 0 | 11 | 0 | 0 | 26103-015-021645 | QuikTrip Corporation
55172 | Currently in Use |  | 2024-11-21 |  | Petroleum | Ethanol free gasoline | Ethanol free gasoline | Retail | Double Wall, Fiberglass reinforced plastic | Fiberglass reinforced plastic |  |  | Double Wall, Fiberglass reinforced plastic | [6 empty] | Interstitial Monitoring within Secondary Containment | SENSOR TO ATG |  | Single walled submersible pump containment sump, Single walled under dispenser containment | Automatic shutoff device (AELLD), Sump sensor relayed to automatically shut off submersible pump | Sump sensor relayed to automatically shut off submersible pump | Interstitial Monitoring within Secondary Containment | SENSOR TO ATG |  |  | Pressurized Piping | UST Currently In Use: 11; UST Temp Close: 0; AST Currently In Use: 0; AST Temp Closed: 0 | 11 | 0 | 0 | 26103-015-021645 | QuikTrip Corporation
55173 | Currently in Use |  | 2024-11-21 |  | Petroleum | On road diesel | On road diesel | Retail | Double Wall, Fiberglass reinforced plastic | Fiberglass reinforced plastic |  |  | Double Wall, Flexible |  |  |  | Double walled catchment basin | Automatic shutoff device At 95% full | Automatic shutoff device At 95% full | Interstitial Monitoring within Secondary Containment | SENSOR TO ATG |  | Single walled submersible pump containment sump, Single walled under dispenser containment | Automatic shutoff device (AELLD), Sump sensor relayed to automatically shut off submersible pump | Sump sensor relayed to automatically shut off submersible pump | Interstitial Monitoring within Secondary Containment | SENSOR TO ATG |  |  | Pressurized Piping | UST Currently In Use: 11; UST Temp Close: 0; AST Currently In Use: 0; AST Temp Closed: 0 | 11 | 0 | 0 | 26103-015-021645 | QuikTrip Corporation
55176 | Currently in Use |  | 2025-05-01 |  | Petroleum | Unleaded gasoline | Unleaded gasoline | Retail | Double Wall, Fiberglass reinforced plastic | Fiberglass reinforced plastic |  |  | Double Wall, Fiberglass reinforced plastic |  |  |  | Double walled catchment basin | Automatic shutoff device At 95% full | Automatic shutoff device At 95% full | Interstitial Monitoring within Secondary Containment | SENSOR TO ATG | Automatic Tank Gauge | Single walled submersible pump containment sump, Single walled under dispenser containment | Automatic shutoff device (AELLD) | Automatic shutoff device (AELLD) | Interstitial Monitoring within Secondary Containment | SENSOR TO ATG |  |  | Pressurized Piping | UST Currently In Use: 5; UST Temp Close: 0; AST Currently In Use: 0; AST Temp Closed: 0 | 5 | 0 | 0 | 26103-081-021697 | QuikTrip Corporation
55177 | Currently in Use |  | 2025-05-01 |  | Petroleum | Unleaded gasoline | Unleaded gasoline | Retail | Double Wall, Fiberglass reinforced plastic | Fiberglass reinforced plastic |  |  | Double Wall, Fiberglass reinforced plastic |  |  |  | Double walled catchment basin | Automatic shutoff device At 95% full | Automatic shutoff device At 95% full | Interstitial Monitoring within Secondary Containment | SENSOR TO ATG | Automatic Tank Gauge | Single walled submersible pump containment sump, Single walled under dispenser containment | Automatic shutoff device (AELLD) | Automatic shutoff device (AELLD) | Interstitial Monitoring within Secondary Containment | SENSOR TO ATG |  |  | Pressurized Piping | UST Currently In Use: 5; UST Temp Close: 0; AST Currently In Use: 0; AST Temp Closed: 0 | 5 | 0 | 0 | 26103-081-021697 | QuikTrip Corporation
55178 | Currently in Use |  | 2025-05-01 |  | Petroleum | Ethanol free gasoline | Ethanol free gasoline | Retail | Double Wall, Fiberglass reinforced plastic | Fiberglass reinforced plastic |  |  | Double Wall, Fiberglass reinforced plastic |  |  |  | Double walled catchment basin | Automatic shutoff device At 95% full | Automatic shutoff device At 95% full | Interstitial Monitoring within Secondary Containment | SENSOR TO ATG | Automatic Tank Gauge | Single walled submersible pump containment sump, Single walled under dispenser containment | Automatic shutoff device (AELLD) | Automatic shutoff device (AELLD) | Interstitial Monitoring within Secondary Containment | SENSOR TO ATG |  |  | Pressurized Piping | UST Currently In Use: 5; UST Temp Close: 0; AST Currently In Use: 0; AST Temp Closed: 0 | 5 | 0 | 0 | 26103-081-021697 | QuikTrip Corporation
55179 | Currently in Use |  | 2025-05-01 |  | Petroleum | Premium gasoline | Premium gasoline | Retail | Double Wall, Fiberglass reinforced plastic | Fiberglass reinforced plastic |  |  | Double Wall, Fiberglass reinforced plastic |  |  |  | Double walled catchment basin | Automatic shutoff device At 95% full | Automatic shutoff device At 95% full | Interstitial Monitoring within Secondary Containment | SENSOR TO ATG | Automatic Tank Gauge | Single walled submersible pump containment sump, Single walled under dispenser containment | Automatic shutoff device (AELLD) | Automatic shutoff device (AELLD) | Interstitial Monitoring within Secondary Containment | SENSOR TO ATG |  |  | Pressurized Piping | UST Currently In Use: 5; UST Temp Close: 0; AST Currently In Use: 0; AST Temp Closed: 0 | 5 | 0 | 0 | 26103-081-021697 | QuikTrip Corporation
55180 | Currently in Use |  | 2025-05-01 |  | Petroleum | On road diesel | On road diesel | Retail | Double Wall, Fiberglass reinforced plastic | Fiberglass reinforced plastic |  |  | Double Wall, Fiberglass reinforced plastic |  |  |  | Double walled catchment basin | Automatic shutoff device At 95% full | Automatic shutoff device At 95% full | Interstitial Monitoring within Secondary Containment | SENSOR TO ATG | Automatic Tank Gauge | Single walled submersible pump containment sump, Single walled under dispenser containment | Automatic shutoff device (AELLD) | Automatic shutoff device (AELLD) | Interstitial Monitoring within Secondary Containment | SENSOR TO ATG |  |  | Pressurized Piping | UST Currently In Use: 5; UST Temp Close: 0; AST Currently In Use: 0; AST Temp Closed: 0 | 5 | 0 | 0 | 26103-081-021697 | QuikTrip Corporation
55194 | Currently in Use |  | 2024-08-23 |  | Petroleum | Unleaded gasoline | Unleaded gasoline | Retail | Double Wall, Fiberglass coated steel | Fiberglass coated steel |  |  | Double Wall, Fiberglass reinforced plastic |  |  |  | Single walled catchment basin | Automatic shutoff device At 95% full | Automatic shutoff device At 95% full | Interstitial Monitoring within Secondary Containment | SENSOR TO ATG |  | Single walled submersible pump containment sump, Single walled under dispenser containment | Automatic flow restrictor (MLLD) | Automatic flow restrictor (MLLD) | Interstitial Monitoring within Secondary Containment | SENSOR TO ATG |  |  | Pressurized Piping | UST Currently In Use: 2; UST Temp Close: 0; AST Currently In Use: 0; AST Temp Closed: 0 | 2 | 0 | 0 | 26634-095-021728 | M & M FOOD MART
55196 | Currently in Use |  | 2024-08-23 |  | Petroleum | Premium gasoline | Premium gasoline | Retail | Double Wall, Fiberglass coated steel | Fiberglass coated steel |  |  | Double Wall, Fiberglass reinforced plastic |  |  |  | Single walled catchment basin | Automatic shutoff device At 95% full | Automatic shutoff device At 95% full | Interstitial Monitoring within Secondary Containment | SENSOR TO ATG |  | Single walled submersible pump containment sump, Single walled under dispenser containment | Automatic flow restrictor (MLLD) | Automatic flow restrictor (MLLD) | Interstitial Monitoring within Secondary Containment | SENSOR TO ATG |  |  | Pressurized Piping | UST Currently In Use: 2; UST Temp Close: 0; AST Currently In Use: 0; AST Temp Closed: 0 | 2 | 0 | 0 | 26634-095-021728 | M & M FOOD MART
55198 | Currently in Use |  | 2024-12-20 |  | Petroleum | Unleaded gasoline | Unleaded gasoline | Retail | Double Wall, Fiberglass reinforced plastic | Fiberglass reinforced plastic |  |  | Double Wall, Flexible |  |  |  | Double walled catchment basin | Automatic shutoff device At 95% full | Automatic shutoff device At 95% full | Interstitial Monitoring within Secondary Containment | SENSOR TO ATG |  | Single walled submersible pump containment sump, Single walled under dispenser containment | Automatic shutoff device (AELLD) | Automatic shutoff device (AELLD) | Interstitial Monitoring within Secondary Containment | SENSOR TO ATG |  |  | Pressurized Piping | UST Currently In Use: 10; UST Temp Close: 0; AST Currently In Use: 0; AST Temp Closed: 0 | 10 | 0 | 0 | 25965-127-021661 | QuikTrip Corporation
55199 | Currently in Use |  | 2024-12-20 |  | Petroleum | Unleaded gasoline | Unleaded gasoline | Retail | Double Wall, Fiberglass reinforced plastic | Fiberglass reinforced plastic |  |  | Double Wall, Flexible |  |  |  | Double walled catchment basin | Automatic shutoff device At 95% full | Automatic shutoff device At 95% full | Interstitial Monitoring within Secondary Containment | SENSOR TO ATG |  | Single walled submersible pump containment sump, Single walled under dispenser containment | Automatic shutoff device (AELLD) | Automatic shutoff device (AELLD) | Interstitial Monitoring within Secondary Containment | SENSOR TO ATG |  |  | Pressurized Piping | UST Currently In Use: 10; UST Temp Close: 0; AST Currently In Use: 0; AST Temp Closed: 0 | 10 | 0 | 0 | 25965-127-021661 | QuikTrip Corporation
55200 | Currently in Use |  | 2024-12-20 |  | Petroleum | Ethanol free gasoline | Ethanol free gasoline | Retail | Double Wall, Fiberglass reinforced plastic | Fiberglass reinforced plastic |  |  | Double Wall, Flexible |  |  |  | Double walled catchment basin | Automatic shutoff device At 95% full | Automatic shutoff device At 95% full | Interstitial Monitoring within Secondary Containment | SENSOR TO ATG |  | Single walled submersible pump containment sump, Single walled under dispenser containment | Automatic shutoff device (AELLD) | Automatic shutoff device (AELLD) | Interstitial Monitoring within Secondary Containment | SENSOR TO ATG |  |  | Pressurized Piping | UST Currently In Use: 10; UST Temp Close: 0; AST Currently In Use: 0; AST Temp Closed: 0 | 10 | 0 | 0 | 25965-127-021661 | QuikTrip Corporation
55201 | Currently in Use |  | 2024-12-20 |  | Petroleum | Premium gasoline | Premium gasoline | Retail | Double Wall, Fiberglass reinforced plastic | Fiberglass reinforced plastic |  |  | Double Wall, Flexible |  |  |  | Double walled catchment basin | Automatic shutoff device At 95% full | Automatic shutoff device At 95% full | Interstitial Monitoring within Secondary Containment | SENSOR TO ATG |  | Single walled submersible pump containment sump, Single walled under dispenser containment | Automatic shutoff device (AELLD) | Automatic shutoff device (AELLD) | Interstitial Monitoring within Secondary Containment | SENSOR TO ATG |  |  | Pressurized Piping | UST Currently In Use: 10; UST Temp Close: 0; AST Currently In Use: 0; AST Temp Closed: 0 | 10 | 0 | 0 | 25965-127-021661 | QuikTrip Corporation
55202 | Currently in Use |  | 2024-12-20 |  | Petroleum | On road diesel | On road diesel | Retail | Double Wall, Fiberglass reinforced plastic | Fiberglass reinforced plastic |  |  | Double Wall, Flexible |  |  |  | Double walled catchment basin | Automatic shutoff device At 95% full | Automatic shutoff device At 95% full | Interstitial Monitoring within Secondary Containment | SENSOR TO ATG |  | Single walled submersible pump containment sump, Single walled under dispenser containment | Automatic shutoff device (AELLD) | Automatic shutoff device (AELLD) | Interstitial Monitoring within Secondary Containment | SENSOR TO ATG |  |  | Pressurized Piping | UST Currently In Use: 10; UST Temp Close: 0; AST Currently In Use: 0; AST Temp Closed: 0 | 10 | 0 | 0 | 25965-127-021661 | QuikTrip Corporation
55203 | Currently in Use |  | 2025-01-17 |  | Petroleum | On road diesel | On road diesel | Retail | Double Wall, Fiberglass reinforced plastic | Fiberglass reinforced plastic |  |  | Double Wall, Flexible |  |  |  | Double walled catchment basin | Automatic shutoff device At 95% full | Automatic shutoff device At 95% full | Interstitial Monitoring within Secondary Containment | SENSOR TO ATG |  | Single walled submersible pump containment sump, Single walled under dispenser containment | Automatic shutoff device (AELLD) | Automatic shutoff device (AELLD) | Interstitial Monitoring within Secondary Containment | SENSOR TO ATG |  |  | Pressurized Piping | UST Currently In Use: 10; UST Temp Close: 0; AST Currently In Use: 0; AST Temp Closed: 0 | 10 | 0 | 0 | 25965-127-021661 | QuikTrip Corporation
55204 | Currently in Use |  | 2025-01-17 |  | Petroleum | On road diesel | On road diesel | Retail | Double Wall, Fiberglass reinforced plastic | Fiberglass reinforced plastic |  |  | Double Wall, Flexible |  |  |  | Double walled catchment basin | Automatic shutoff device At 95% full | Automatic shutoff device At 95% full | Interstitial Monitoring within Secondary Containment | SENSOR TO ATG |  | Single walled submersible pump containment sump, Single walled under dispenser containment | Automatic shutoff device (AELLD) | Automatic shutoff device (AELLD) | Interstitial Monitoring within Secondary Containment | SENSOR TO ATG |  |  | Pressurized Piping | UST Currently In Use: 10; UST Temp Close: 0; AST Currently In Use: 0; AST Temp Closed: 0 | 10 | 0 | 0 | 25965-127-021661 | QuikTrip Corporation
55205 | Currently in Use |  | 2025-01-17 |  | Petroleum | On road diesel | On road diesel | Retail | Double Wall, Fiberglass reinforced plastic | Fiberglass reinforced plastic |  |  | Double Wall, Flexible |  |  |  | Double walled catchment basin | Automatic shutoff device At 95% full | Automatic shutoff device At 95% full | Interstitial Monitoring within Secondary Containment | SENSOR TO ATG |  | Single walled submersible pump containment sump, Single walled under dispenser containment | Automatic shutoff device (AELLD) | Automatic shutoff device (AELLD) | Interstitial Monitoring within Secondary Containment | SENSOR TO ATG |  |  | Pressurized Piping | UST Currently In Use: 10; UST Temp Close: 0; AST Currently In Use: 0; AST Temp Closed: 0 | 10 | 0 | 0 | 25965-127-021661 | QuikTrip Corporation
55206 | Currently in Use |  | 2025-01-17 |  | Petroleum | On road diesel | On road diesel | Retail | Double Wall, Fiberglass reinforced plastic | Fiberglass reinforced plastic |  |  | Double Wall, Flexible |  |  |  | Double walled catchment basin | Automatic shutoff device At 95% full | Automatic shutoff device At 95% full | Interstitial Monitoring within Secondary Containment | SENSOR TO ATG |  | Single walled submersible pump containment sump, Single walled under dispenser containment | Automatic shutoff device (AELLD) | Automatic shutoff device (AELLD) | Interstitial Monitoring within Secondary Containment | SENSOR TO ATG |  |  | Pressurized Piping | UST Currently In Use: 10; UST Temp Close: 0; AST Currently In Use: 0; AST Temp Closed: 0 | 10 | 0 | 0 | 25965-127-021661 | QuikTrip Corporation
55207 | Currently in Use |  | 2025-01-17 |  | Petroleum | Other, DEF | Other | Retail | Double Wall, Fiberglass reinforced plastic | Fiberglass reinforced plastic |  |  | Double Wall, Flexible |  |  |  | Double walled catchment basin | Automatic shutoff device At 95% full | Automatic shutoff device At 95% full | Interstitial Monitoring within Secondary Containment | SENSOR TO ATG |  | Single walled submersible pump containment sump, Single walled under dispenser containment | Automatic shutoff device (AELLD) | Automatic shutoff device (AELLD) | Interstitial Monitoring within Secondary Containment | SENSOR TO ATG |  |  | Pressurized Piping | UST Currently In Use: 10; UST Temp Close: 0; AST Currently In Use: 0; AST Temp Closed: 0 | 10 | 0 | 0 | 25965-127-021661 | QuikTrip Corporation
55210 | Currently in Use |  | 2025-01-23 |  | Petroleum | Unleaded gasoline | Unleaded gasoline | Retail | Double Wall, Fiberglass reinforced plastic | Fiberglass reinforced plastic |  |  | Double Wall, Flexible |  |  |  | Double walled catchment basin | Automatic shutoff device At 95% full | Automatic shutoff device At 95% full | Interstitial Monitoring within Secondary Containment | SENSOR TO ATG |  | Single walled submersible pump containment sump, Single walled under dispenser containment | Automatic shutoff device (AELLD) | Automatic shutoff device (AELLD) | Interstitial Monitoring within Secondary Containment | SENSOR TO ATG |  |  | Pressurized Piping | UST Currently In Use: 11; UST Temp Close: 0; AST Currently In Use: 0; AST Temp Closed: 0 | 11 | 0 | 0 | 25965-043-021660 | QuikTrip Corporation
55211 | Currently in Use |  | 2025-01-23 |  | Petroleum | Unleaded gasoline | Unleaded gasoline | Retail | Double Wall, Fiberglass reinforced plastic | Fiberglass reinforced plastic |  |  | Double Wall, Flexible |  |  |  | Double walled catchment basin | Automatic shutoff device At 95% full | Automatic shutoff device At 95% full | Interstitial Monitoring within Secondary Containment | SENSOR TO ATG |  | Single walled submersible pump containment sump, Single walled under dispenser containment | Automatic shutoff device (AELLD) | Automatic shutoff device (AELLD) | Interstitial Monitoring within Secondary Containment | SENSOR TO ATG |  |  | Pressurized Piping | UST Currently In Use: 11; UST Temp Close: 0; AST Currently In Use: 0; AST Temp Closed: 0 | 11 | 0 | 0 | 25965-043-021660 | QuikTrip Corporation
55212 | Currently in Use |  | 2025-01-23 |  | Petroleum | Unleaded gasoline | Unleaded gasoline | Retail | Double Wall, Fiberglass reinforced plastic | Fiberglass reinforced plastic |  |  | Double Wall, Flexible |  |  |  | Double walled catchment basin | Automatic shutoff device At 95% full | Automatic shutoff device At 95% full | Interstitial Monitoring within Secondary Containment | SENSOR TO ATG |  | Single walled submersible pump containment sump, Single walled under dispenser containment | Automatic shutoff device (AELLD) | Automatic shutoff device (AELLD) | Interstitial Monitoring within Secondary Containment | SENSOR TO ATG |  |  | Pressurized Piping | UST Currently In Use: 11; UST Temp Close: 0; AST Currently In Use: 0; AST Temp Closed: 0 | 11 | 0 | 0 | 25965-043-021660 | QuikTrip Corporation
55213 | Currently in Use |  | 2025-01-23 |  | Petroleum | Ethanol free gasoline | Ethanol free gasoline | Retail | Double Wall, Fiberglass reinforced plastic | Fiberglass reinforced plastic |  |  | Double Wall, Flexible |  |  |  | Double walled catchment basin | Automatic shutoff device At 95% full | Automatic shutoff device At 95% full | Interstitial Monitoring within Secondary Containment | SENSOR TO ATG |  | Single walled submersible pump containment sump, Single walled under dispenser containment | Automatic shutoff device (AELLD) | Automatic shutoff device (AELLD) | Interstitial Monitoring within Secondary Containment | SENSOR TO ATG |  |  | Pressurized Piping | UST Currently In Use: 11; UST Temp Close: 0; AST Currently In Use: 0; AST Temp Closed: 0 | 11 | 0 | 0 | 25965-043-021660 | QuikTrip Corporation
55214 | Currently in Use |  | 2025-01-23 |  | Petroleum | Premium gasoline | Premium gasoline | Retail | Double Wall, Fiberglass reinforced plastic | Fiberglass reinforced plastic |  |  | Double Wall, Flexible | [6 empty] | Interstitial Monitoring within Secondary Containment | SENSOR TO ATG |  | Single walled submersible pump containment sump, Single walled under dispenser containment | Automatic shutoff device (AELLD) | Automatic shutoff device (AELLD) | Interstitial Monitoring within Secondary Containment | SENSOR TO ATG |  |  | Pressurized Piping | UST Currently In Use: 11; UST Temp Close: 0; AST Currently In Use: 0; AST Temp Closed: 0 | 11 | 0 | 0 | 25965-043-021660 | QuikTrip Corporation
55215 | Currently in Use |  | 2025-01-23 |  | Petroleum | On road diesel | On road diesel | Retail | Double Wall, Fiberglass reinforced plastic | Fiberglass reinforced plastic |  |  | Double Wall, Flexible |  |  |  | Double walled catchment basin | Automatic shutoff device At 95% full | Automatic shutoff device At 95% full | Interstitial Monitoring within Secondary Containment | SENSOR TO ATG |  | Single walled submersible pump containment sump, Single walled under dispenser containment | Automatic shutoff device (AELLD) | Automatic shutoff device (AELLD) | Interstitial Monitoring within Secondary Containment | SENSOR TO ATG |  |  | Pressurized Piping | UST Currently In Use: 11; UST Temp Close: 0; AST Currently In Use: 0; AST Temp Closed: 0 | 11 | 0 | 0 | 25965-043-021660 | QuikTrip Corporation
55216 | Currently in Use |  | 2025-02-13 |  | Petroleum | Diesel containing less than or equal to 20% biodiesel | Diesel containing less than or equal to 20% biodiesel | Retail | Double Wall, Fiberglass reinforced plastic | Fiberglass reinforced plastic |  |  | Double Wall, Flexible |  |  |  | Double walled catchment basin | Automatic shutoff device At 95% full | Automatic shutoff device At 95% full | Interstitial Monitoring within Secondary Containment | SENSOR TO ATG |  | Single walled submersible pump containment sump, Single walled under dispenser containment | Automatic shutoff device (AELLD) | Automatic shutoff device (AELLD) | Interstitial Monitoring within Secondary Containment | SENSOR TO ATG |  |  | Pressurized Piping | UST Currently In Use: 11; UST Temp Close: 0; AST Currently In Use: 0; AST Temp Closed: 0 | 11 | 0 | 0 | 25965-043-021660 | QuikTrip Corporation
55217 | Currently in Use |  | 2025-02-13 |  | Petroleum | Diesel containing less than or equal to 20% biodiesel | Diesel containing less than or equal to 20% biodiesel | Retail | Double Wall, Fiberglass reinforced plastic | Fiberglass reinforced plastic |  |  | Double Wall, Flexible |  |  |  | Double walled catchment basin | Automatic shutoff device At 95% full | Automatic shutoff device At 95% full | Interstitial Monitoring within Secondary Containment | SENSOR TO ATG |  |  | Automatic shutoff device (AELLD) | Automatic shutoff device (AELLD) | Interstitial Monitoring within Secondary Containment | SENSOR TO ATG |  |  | Pressurized Piping | UST Currently In Use: 11; UST Temp Close: 0; AST Currently In Use: 0; AST Temp Closed: 0 | 11 | 0 | 0 | 25965-043-021660 | QuikTrip Corporation
55218 | Currently in Use |  | 2025-02-13 |  | Petroleum | Diesel containing less than or equal to 20% biodiesel | Diesel containing less than or equal to 20% biodiesel | Retail | Double Wall, Fiberglass reinforced plastic | Fiberglass reinforced plastic |  |  | Double Wall, Flexible |  |  |  | Double walled catchment basin | Automatic shutoff device At 95% full | Automatic shutoff device At 95% full | Interstitial Monitoring within Secondary Containment | SENSOR TO ATG |  | Single walled submersible pump containment sump, Single walled under dispenser containment | Automatic shutoff device (AELLD) | Automatic shutoff device (AELLD) | Interstitial Monitoring within Secondary Containment | SENSOR TO ATG |  |  | Pressurized Piping | UST Currently In Use: 11; UST Temp Close: 0; AST Currently In Use: 0; AST Temp Closed: 0 | 11 | 0 | 0 | 25965-043-021660 | QuikTrip Corporation
55219 | Currently in Use |  | 2025-02-13 |  | Petroleum | Diesel containing less than or equal to 20% biodiesel | Diesel containing less than or equal to 20% biodiesel | Retail | Double Wall, Fiberglass coated steel | Fiberglass coated steel |  |  | Double Wall, Flexible |  |  |  | Double walled catchment basin | Automatic shutoff device At 95% full | Automatic shutoff device At 95% full | Interstitial Monitoring within Secondary Containment | SENSOR TO ATG |  | Single walled submersible pump containment sump, Single walled under dispenser containment | Automatic shutoff device (AELLD) | Automatic shutoff device (AELLD) | Interstitial Monitoring within Secondary Containment | SENSOR TO ATG |  |  | Pressurized Piping | UST Currently In Use: 11; UST Temp Close: 0; AST Currently In Use: 0; AST Temp Closed: 0 | 11 | 0 | 0 | 25965-043-021660 | QuikTrip Corporation
55220 | Currently in Use |  | 2025-02-13 |  | Petroleum | Other, DEF | Other | Retail | Double Wall, Fiberglass reinforced plastic | Fiberglass reinforced plastic |  |  | Double Wall, Flexible |  |  |  | Double walled catchment basin | Automatic shutoff device At 95% full | Automatic shutoff device At 95% full | Interstitial Monitoring within Secondary Containment | SENSOR TO ATG |  | Single walled submersible pump containment sump, Single walled under dispenser containment | Automatic shutoff device (AELLD) | Automatic shutoff device (AELLD) | Interstitial Monitoring within Secondary Containment | SENSOR TO ATG |  |  | Pressurized Piping | UST Currently In Use: 11; UST Temp Close: 0; AST Currently In Use: 0; AST Temp Closed: 0 | 11 | 0 | 0 | 25965-043-021660 | QuikTrip Corporation
55227 | Currently in Use |  | 2025-06-17 |  | Petroleum | Unleaded gasoline | Unleaded gasoline | Retail | Double Wall, Steel | Steel | Other, ACT100 |  | Double Wall, Fiberglass reinforced plastic |  |  |  | Single walled catchment basin | Automatic shutoff device At 95% full | Automatic shutoff device At 95% full | Interstitial Monitoring within Secondary Containment | SENSOR TO ATG |  | Single walled submersible pump containment sump, Single walled under dispenser containment | Automatic shutoff device (AELLD), Containment Sump | Containment Sump | Interstitial Monitoring within Secondary Containment | SENSOR TO ATG |  |  |  | UST Currently In Use: 3; UST Temp Close: 0; AST Currently In Use: 0; AST Temp Closed: 0 | 3 | 0 | 7 | 22022-073-005286 | TRIANGLE PETRO LLC
55231 | Currently in Use |  | 2025-05-05 |  | Petroleum | Unleaded gasoline | Unleaded gasoline | Retail | Double Wall, Fiberglass reinforced plastic | Fiberglass reinforced plastic |  |  | Double Wall, Fiberglass reinforced plastic |  |  |  | Double walled catchment basin | Audible high level alarm At 90% full | Audible high level alarm At 90% full | Interstitial Monitoring within Secondary Containment | SENSOR TO ATG |  | Single walled submersible pump containment sump, Single walled under dispenser containment | Automatic flow restrictor (MLLD) | Automatic flow restrictor (MLLD) | Interstitial Monitoring within Secondary Containment | SENSOR TO ATG |  |  | Pressurized Piping | UST Currently In Use: 4; UST Temp Close: 0; AST Currently In Use: 0; AST Temp Closed: 0 | 4 | 0 | 0 | 14001-059-021713 | RaceTrac, Inc.
55232 | Currently in Use |  | 2025-05-05 |  | Petroleum | Premium gasoline | Premium gasoline | Retail | Double Wall, Fiberglass reinforced plastic | Fiberglass reinforced plastic |  |  | Double Wall, Fiberglass reinforced plastic |  |  |  | Double walled catchment basin | Audible high level alarm At 90% full | Audible high level alarm At 90% full | Interstitial Monitoring within Secondary Containment | SENSOR TO ATG |  | Single walled submersible pump containment sump, Single walled under dispenser containment | Automatic flow restrictor (MLLD) | Automatic flow restrictor (MLLD) | Interstitial Monitoring within Secondary Containment | SENSOR TO ATG |  |  | Pressurized Piping | UST Currently In Use: 4; UST Temp Close: 0; AST Currently In Use: 0; AST Temp Closed: 0 | 4 | 0 | 0 | 14001-059-021713 | RaceTrac, Inc.
55233 | Currently in Use |  | 2025-05-05 |  | Petroleum | On road diesel | On road diesel | Retail | Double Wall, Fiberglass reinforced plastic | Fiberglass reinforced plastic |  |  | Double Wall, Fiberglass reinforced plastic |  |  |  | Double walled catchment basin | Audible high level alarm At 90% full | Audible high level alarm At 90% full | Interstitial Monitoring within Secondary Containment | SENSOR TO ATG |  | Single walled submersible pump containment sump, Single walled under dispenser containment | Automatic flow restrictor (MLLD) | Automatic flow restrictor (MLLD) | Interstitial Monitoring within Secondary Containment | SENSOR TO ATG |  |  | Pressurized Piping | UST Currently In Use: 4; UST Temp Close: 0; AST Currently In Use: 0; AST Temp Closed: 0 | 4 | 0 | 0 | 14001-059-021713 | RaceTrac, Inc.
55234 | Currently in Use |  | 2025-05-05 |  | Petroleum | On road diesel | On road diesel | Retail | Double Wall, Fiberglass reinforced plastic | Fiberglass reinforced plastic |  |  | Double Wall, Fiberglass reinforced plastic |  |  |  | Double walled catchment basin | Audible high level alarm At 90% full | Audible high level alarm At 90% full | Interstitial Monitoring within Secondary Containment | SENSOR TO ATG |  | Single walled submersible pump containment sump, Single walled under dispenser containment | Automatic flow restrictor (MLLD) | Automatic flow restrictor (MLLD) | Interstitial Monitoring within Secondary Containment | SENSOR TO ATG |  |  | Pressurized Piping | UST Currently In Use: 4; UST Temp Close: 0; AST Currently In Use: 0; AST Temp Closed: 0 | 4 | 0 | 0 | 14001-059-021713 | RaceTrac, Inc.
55246 | Currently in Use |  | 2025-02-18 |  | Petroleum | Premium gasoline | Premium gasoline | Retail | Double Wall, Fiberglass reinforced plastic | Fiberglass reinforced plastic |  |  | Double Wall, Fiberglass reinforced plastic |  | 2025-02-18 |  | Double walled catchment basin | Audible high level alarm At 90% full | Audible high level alarm At 90% full | Interstitial Monitoring within Secondary Containment | SENSOR TO ATG |  | Single walled submersible pump containment sump, Single walled under dispenser containment | Automatic flow restrictor (MLLD) | Automatic flow restrictor (MLLD) | Interstitial Monitoring within Secondary Containment | SENSOR TO ATG |  |  | Pressurized Piping | UST Currently In Use: 5; UST Temp Close: 0; AST Currently In Use: 0; AST Temp Closed: 0 | 5 | 0 | 0 | 14001-097-021695 | RaceTrac, Inc.
55247 | Currently in Use |  | 2025-02-18 |  | Petroleum | On road diesel | On road diesel | Retail | Double Wall, Fiberglass reinforced plastic | Fiberglass reinforced plastic |  |  | Double Wall, Fiberglass reinforced plastic |  | 2025-02-18 |  | Double walled catchment basin | Audible high level alarm At 90% full | Audible high level alarm At 90% full | Interstitial Monitoring within Secondary Containment | SENSOR TO ATG |  | Single walled submersible pump containment sump, Single walled under dispenser containment | Automatic flow restrictor (MLLD) | Automatic flow restrictor (MLLD) | Interstitial Monitoring within Secondary Containment | SENSOR TO ATG |  |  | Pressurized Piping | UST Currently In Use: 5; UST Temp Close: 0; AST Currently In Use: 0; AST Temp Closed: 0 | 5 | 0 | 0 | 14001-097-021695 | RaceTrac, Inc.
55248 | Currently in Use |  | 2025-02-18 |  | Petroleum | Other, DEF | Other | Retail | Double Wall, Fiberglass reinforced plastic | Fiberglass reinforced plastic |  |  | Double Wall, Fiberglass reinforced plastic |  | 2025-02-18 |  | Double walled catchment basin | Audible high level alarm At 90% full | Audible high level alarm At 90% full | Interstitial Monitoring within Secondary Containment | SENSOR TO ATG |  | Single walled submersible pump containment sump, Single walled under dispenser containment | Automatic flow restrictor (MLLD) | Automatic flow restrictor (MLLD) | Interstitial Monitoring within Secondary Containment | SENSOR TO ATG |  |  | Pressurized Piping | UST Currently In Use: 5; UST Temp Close: 0; AST Currently In Use: 0; AST Temp Closed: 0 | 5 | 0 | 0 | 14001-097-021695 | RaceTrac, Inc.
55249 | Currently in Use |  | 2025-02-18 |  | Petroleum | On road diesel | On road diesel | Retail | Double Wall, Fiberglass reinforced plastic | Fiberglass reinforced plastic |  |  | Double Wall, Fiberglass reinforced plastic |  | 2025-02-18 |  | Double walled catchment basin | Audible high level alarm At 90% full | Audible high level alarm At 90% full | Interstitial Monitoring within Secondary Containment | SENSOR TO ATG |  | Single walled submersible pump containment sump, Single walled under dispenser containment | Automatic flow restrictor (MLLD) | Automatic flow restrictor (MLLD) | Interstitial Monitoring within Secondary Containment | SENSOR TO ATG |  |  | Pressurized Piping | UST Currently In Use: 5; UST Temp Close: 0; AST Currently In Use: 0; AST Temp Closed: 0 | 5 | 0 | 0 | 14001-097-021695 | RaceTrac, Inc.
55251 | Currently in Use |  | 2024-03-30 |  | Petroleum | Ethanol free gasoline | Ethanol free gasoline | Retail | Fiberglass reinforced plastic | Fiberglass reinforced plastic |  |  | Fiberglass reinforced plastic |  |  |  | Single walled catchment basin | Automatic shutoff device At 95% full | Automatic shutoff device At 95% full | Interstitial Monitoring within Secondary Containment |  |  | Single walled submersible pump containment sump, Single walled under dispenser containment | Automatic flow restrictor (MLLD), Sump sensor relayed to automatically shut off submersible pump | Sump sensor relayed to automatically shut off submersible pump | Interstitial Monitoring within Secondary Containment | SENSOR TO ATG |  |  | Pressurized Piping | UST Currently In Use: 3; UST Temp Close: 0; AST Currently In Use: 0; AST Temp Closed: 0 | 3 | 0 | 4 | 26365-123-010726 | BACKWATER MARINA, LLC
55273 | Currently in Use |  | 2022-09-01 |  | Petroleum | Off road diesel | Off road diesel | Retail | Double Wall, Fiberglass coated steel | Fiberglass coated steel |  |  | Double Wall, Fiberglass reinforced plastic |  |  |  | Single walled catchment basin | Automatic shutoff device At 95% full | Automatic shutoff device At 95% full | Interstitial Monitoring within Secondary Containment | SENSOR TO ATG | Automatic Tank Gauge | Single walled submersible pump containment sump, Single walled under dispenser containment | Automatic flow restrictor (MLLD), Containment Sump | Containment Sump | Interstitial Monitoring within Secondary Containment | SENSOR TO ATG | Annual line testing | Annual line testing | Pressurized Piping | UST Currently In Use: 2; UST Temp Close: 0; AST Currently In Use: 0; AST Temp Closed: 0 | 2 | 0 | 0 | 25753-021-021499 | Parth R. Patel
55294 | Currently in Use |  | 2025-03-06 |  | Petroleum | Unleaded gasoline | Unleaded gasoline | Retail | Double Wall, Fiberglass reinforced plastic | Fiberglass reinforced plastic |  |  | Double Wall, Flexible |  |  |  | Double walled catchment basin | Audible high level alarm At 90% full | Audible high level alarm At 90% full | Interstitial Monitoring within Secondary Containment | SENSOR TO ATG |  | Single walled submersible pump containment sump, Single walled under dispenser containment | Automatic flow restrictor (MLLD), Containment Sump | Containment Sump | Interstitial Monitoring within Secondary Containment | SENSOR TO ATG |  |  | Pressurized Piping | UST Currently In Use: 4; UST Temp Close: 0; AST Currently In Use: 0; AST Temp Closed: 0 | 4 | 0 | 0 | 14001-015-021703 | RaceTrac, Inc.
55295 | Currently in Use |  | 2025-03-06 |  | Petroleum | Gasoline containing greater than 10% ethanol | Gasoline containing greater than 10% ethanol | Retail | Double Wall, Fiberglass reinforced plastic | Fiberglass reinforced plastic |  |  | Double Wall, Flexible |  |  |  | Double walled catchment basin | Audible high level alarm At 90% full | Audible high level alarm At 90% full | Interstitial Monitoring within Secondary Containment | SENSOR TO ATG |  | Single walled submersible pump containment sump, Single walled under dispenser containment | Automatic flow restrictor (MLLD), Containment Sump | Containment Sump | Interstitial Monitoring within Secondary Containment | SENSOR TO ATG |  |  | Pressurized Piping | UST Currently In Use: 4; UST Temp Close: 0; AST Currently In Use: 0; AST Temp Closed: 0 | 4 | 0 | 0 | 14001-015-021703 | RaceTrac, Inc.
55298 | Currently in Use |  | 2025-03-06 |  | Petroleum | On road diesel | On road diesel | Retail | Double Wall, Fiberglass reinforced plastic | Fiberglass reinforced plastic |  |  | Double Wall, Flexible |  |  |  | Double walled catchment basin | Audible high level alarm At 90% full | Audible high level alarm At 90% full | Interstitial Monitoring within Secondary Containment | SENSOR TO ATG |  | Single walled submersible pump containment sump, Single walled under dispenser containment | Automatic flow restrictor (MLLD), Containment Sump | Containment Sump | Interstitial Monitoring within Secondary Containment | SENSOR TO ATG |  |  | Pressurized Piping | UST Currently In Use: 4; UST Temp Close: 0; AST Currently In Use: 0; AST Temp Closed: 0 | 4 | 0 | 0 | 14001-015-021703 | RaceTrac, Inc.
55299 | Currently in Use |  | 2025-03-06 |  | Petroleum | On road diesel | On road diesel | Retail | Double Wall, Fiberglass reinforced plastic | Fiberglass reinforced plastic |  |  | Double Wall, Flexible |  |  |  | Double walled catchment basin | Audible high level alarm At 90% full | Audible high level alarm At 90% full | Interstitial Monitoring within Secondary Containment | SENSOR TO ATG |  | Single walled submersible pump containment sump, Single walled under dispenser containment | Automatic flow restrictor (MLLD), Containment Sump | Containment Sump | Interstitial Monitoring within Secondary Containment | SENSOR TO ATG |  |  | Pressurized Piping | UST Currently In Use: 4; UST Temp Close: 0; AST Currently In Use: 0; AST Temp Closed: 0 | 4 | 0 | 0 | 14001-015-021703 | RaceTrac, Inc.
55303 | Currently in Use |  | 2020-07-14 |  | Petroleum | Premium gasoline | Premium gasoline | Retail | Double Wall, Fiberglass coated steel | Fiberglass coated steel |  |  | Double Wall, Fiberglass reinforced plastic |  | 2020-07-14 |  | Single walled catchment basin | Automatic shutoff device At 95% full | Automatic shutoff device At 95% full | Interstitial Monitoring within Secondary Containment | SENSOR TO ATG |  | Single walled submersible pump containment sump, Single walled under dispenser containment | Automatic flow restrictor (MLLD) | Automatic flow restrictor (MLLD) | Interstitial Monitoring within Secondary Containment | SENSOR TO ATG |  |  | Pressurized Piping | UST Currently In Use: 2; UST Temp Close: 0; AST Currently In Use: 0; AST Temp Closed: 0 | 2 | 0 | 4 | 24804-109-005170 | PRA PROPERTIES, LLC
55313 | Currently in Use |  | 2025-03-11 |  | Petroleum | Unleaded gasoline | Unleaded gasoline | Retail | Double Wall, Fiberglass coated steel | Fiberglass coated steel |  |  | Double Wall |  |  |  | Single walled catchment basin | Automatic shutoff device At 95% full | Automatic shutoff device At 95% full | Interstitial Monitoring within Secondary Containment | SENSOR TO ATG |  | Single walled submersible pump containment sump, Single walled under dispenser containment | Automatic flow restrictor (MLLD) | Automatic flow restrictor (MLLD) | Interstitial Monitoring within Secondary Containment | SENSOR TO ATG |  |  | Pressurized Piping | UST Currently In Use: 1; UST Temp Close: 0; AST Currently In Use: 0; AST Temp Closed: 0 | 1 | 0 | 0 | 26584-055-021730 | DADD Investment
55329 | Currently in Use |  | 2024-11-14 |  | Petroleum | Unleaded gasoline | Unleaded gasoline | Retail | Double Wall, Fiberglass reinforced plastic | Fiberglass reinforced plastic |  |  | Double Wall, Flexible |  | 1987-11-01 |  | Double walled catchment basin | Automatic shutoff device At 95% full | Automatic shutoff device At 95% full | Interstitial Monitoring within Secondary Containment | SENSOR TO ATG |  | Single walled submersible pump containment sump, Single walled under dispenser containment | Automatic shutoff device (AELLD) | Automatic shutoff device (AELLD) | Interstitial Monitoring within Secondary Containment | SENSOR TO ATG |  |  | Pressurized Piping | UST Currently In Use: 4; UST Temp Close: 0; AST Currently In Use: 0; AST Temp Closed: 0 | 4 | 0 | 4 | 11661-077-012024 | EDWARDS OIL COMPANY
55330 | Currently in Use |  | 2024-11-14 |  | Petroleum | Premium gasoline | Premium gasoline | Retail | Double Wall, Fiberglass reinforced plastic | Fiberglass reinforced plastic |  |  | Double Wall, Flexible |  | 1987-11-01 |  | Double walled catchment basin | Automatic shutoff device At 95% full | Automatic shutoff device At 95% full | Interstitial Monitoring within Secondary Containment | SENSOR TO ATG |  | Single walled submersible pump containment sump, Single walled under dispenser containment | Automatic shutoff device (AELLD) | Automatic shutoff device (AELLD) | Interstitial Monitoring within Secondary Containment |  |  |  | Pressurized Piping | UST Currently In Use: 4; UST Temp Close: 0; AST Currently In Use: 0; AST Temp Closed: 0 | 4 | 0 | 4 | 11661-077-012024 | EDWARDS OIL COMPANY
55331 | Currently in Use |  | 2024-11-14 |  | Petroleum | On road diesel | On road diesel | Retail | Double Wall, Fiberglass reinforced plastic | Fiberglass reinforced plastic |  |  | Double Wall, Flexible |  | 1987-11-01 |  | Double walled catchment basin | Automatic shutoff device At 95% full | Automatic shutoff device At 95% full | Interstitial Monitoring within Secondary Containment | SENSOR TO ATG |  | Single walled submersible pump containment sump, Single walled under dispenser containment | Automatic shutoff device (AELLD) | Automatic shutoff device (AELLD) | Interstitial Monitoring within Secondary Containment | SENSOR TO ATG |  |  | Pressurized Piping | UST Currently In Use: 4; UST Temp Close: 0; AST Currently In Use: 0; AST Temp Closed: 0 | 4 | 0 | 4 | 11661-077-012024 | EDWARDS OIL COMPANY
55332 | Currently in Use |  | 2024-11-14 |  | Petroleum | Ethanol free gasoline | Ethanol free gasoline | Retail | Double Wall, Fiberglass reinforced plastic | Fiberglass reinforced plastic |  |  | Double Wall, Flexible |  | 1987-11-01 |  | Double walled catchment basin | Automatic shutoff device At 95% full | Automatic shutoff device At 95% full | Interstitial Monitoring within Secondary Containment | SENSOR TO ATG |  | Single walled submersible pump containment sump, Single walled under dispenser containment | Automatic shutoff device (AELLD) | Automatic shutoff device (AELLD) | Interstitial Monitoring within Secondary Containment | SENSOR TO ATG |  |  | Pressurized Piping | UST Currently In Use: 4; UST Temp Close: 0; AST Currently In Use: 0; AST Temp Closed: 0 | 4 | 0 | 4 | 11661-077-012024 | EDWARDS OIL COMPANY
55350 | Currently in Use |  | 2025-09-04 |  | Petroleum | Ethanol free gasoline | Ethanol free gasoline | Retail | Double Wall, Fiberglass coated steel | Fiberglass coated steel |  |  | Double Wall, Flexible |  |  |  | Single walled catchment basin | Automatic shutoff device At 95% full | Automatic shutoff device At 95% full | Interstitial Monitoring within Secondary Containment | SENSOR TO ATG |  | Single walled submersible pump containment sump, Single walled under dispenser containment | Automatic shutoff device (AELLD) | Automatic shutoff device (AELLD) | Interstitial Monitoring within Secondary Containment | SENSOR TO ATG |  |  | Pressurized Piping | UST Currently In Use: 4; UST Temp Close: 0; AST Currently In Use: 0; AST Temp Closed: 0 | 4 | 0 | 0 | 23429-015-017596 | MUSA PROPERTIES, LLC
55363 | Currently in Use |  | 2025-09-17 |  | Petroleum | Unleaded gasoline | Unleaded gasoline | Retail | Double Wall, Fiberglass reinforced plastic | Fiberglass reinforced plastic |  |  | Double Wall, Fiberglass reinforced plastic |  |  |  | Single walled catchment basin | Automatic shutoff device At 95% full | Automatic shutoff device At 95% full | Interstitial Monitoring within Secondary Containment | SENSOR TO ATG |  | Single walled submersible pump containment sump, Single walled under dispenser containment | Automatic flow restrictor (MLLD) | Automatic flow restrictor (MLLD) | Interstitial Monitoring within Secondary Containment | SENSOR TO ATG |  |  | Pressurized Piping | UST Currently In Use: 2; UST Temp Close: 0; AST Currently In Use: 0; AST Temp Closed: 0 | 2 | 0 | 0 | 13579-089-021766 | Murphy Oil USA
55364 | Currently in Use |  | 2025-09-17 |  | Petroleum | Premium gasoline | Premium gasoline | Retail | Double Wall, Fiberglass reinforced plastic | Fiberglass reinforced plastic |  |  | Double Wall, Fiberglass reinforced plastic |  |  |  | Single walled catchment basin | Automatic shutoff device At 95% full | Automatic shutoff device At 95% full | Interstitial Monitoring within Secondary Containment | SENSOR TO ATG |  | Single walled submersible pump containment sump, Single walled under dispenser containment | Automatic flow restrictor (MLLD) | Automatic flow restrictor (MLLD) | Interstitial Monitoring within Secondary Containment | SENSOR TO ATG |  |  | Pressurized Piping | UST Currently In Use: 2; UST Temp Close: 0; AST Currently In Use: 0; AST Temp Closed: 0 | 2 | 0 | 0 | 13579-089-021766 | Murphy Oil USA
55380 | Currently in Use |  | 2023-08-16 |  | Petroleum | Ethanol free gasoline | Ethanol free gasoline | Retail | Double Wall, Fiberglass coated steel | Fiberglass coated steel |  |  | Double Wall, Flexible |  |  |  | Single walled catchment basin | Automatic shutoff device At 95% full | Automatic shutoff device At 95% full | Interstitial Monitoring within Secondary Containment | SENSOR TO ATG | Automatic Tank Gauge | Single walled submersible pump containment sump, Single walled under dispenser containment | Automatic flow restrictor (MLLD) | Automatic flow restrictor (MLLD) | Interstitial Monitoring within Secondary Containment | SENSOR TO ATG |  |  | Pressurized Piping | UST Currently In Use: 3; UST Temp Close: 0; AST Currently In Use: 0; AST Temp Closed: 0 | 3 | 0 | 0 | 24281-091-015754 | THOMASTON SHELL LLC
55395 | Currently in Use | 2025-03-03 | 2025-03-03 |  | Petroleum | Unleaded gasoline | Unleaded gasoline | Retail | Double Wall, Steel | Steel | Coated & cathodic protection (sti-P3) |  | Double Wall, Flexible |  |  |  | Single walled catchment basin | Automatic shutoff device At 95% full | Automatic shutoff device At 95% full | Interstitial Monitoring within Secondary Containment | SENSOR TO ATG |  | Single walled submersible pump containment sump, Single walled under dispenser containment | Automatic shutoff device (AELLD) | Automatic shutoff device (AELLD) | Interstitial Monitoring within Secondary Containment | SENSOR TO ATG |  |  | Pressurized Piping | UST Currently In Use: 4; UST Temp Close: 0; AST Currently In Use: 0; AST Temp Closed: 0 | 4 | 0 | 4 | 11576-095-012676 | Dutch Oil Company
55396 | Currently in Use |  | 2025-03-03 |  | Petroleum | Premium gasoline | Premium gasoline | Retail | Double Wall, Steel | Steel | Coated & cathodic protection (sti-P3) |  | Double Wall, Flexible |  |  |  | Single walled catchment basin | Automatic shutoff device At 95% full | Automatic shutoff device At 95% full | Interstitial Monitoring within Secondary Containment | SENSOR TO ATG |  | Single walled submersible pump containment sump, Single walled under dispenser containment | Automatic shutoff device (AELLD) | Automatic shutoff device (AELLD) | Interstitial Monitoring within Secondary Containment | SENSOR TO ATG |  |  | Pressurized Piping | UST Currently In Use: 4; UST Temp Close: 0; AST Currently In Use: 0; AST Temp Closed: 0 | 4 | 0 | 4 | 11576-095-012676 | Dutch Oil Company
55397 | Currently in Use |  | 2025-03-03 |  | Petroleum | On road diesel | On road diesel | Retail | Double Wall, Steel | Steel | Coated & cathodic protection (sti-P3) |  | Double Wall, Flexible |  |  |  | Single walled catchment basin | Automatic shutoff device At 95% full | Automatic shutoff device At 95% full | Interstitial Monitoring within Secondary Containment | SENSOR TO ATG |  | Single walled submersible pump containment sump, Single walled under dispenser containment | Automatic shutoff device (AELLD) | Automatic shutoff device (AELLD) | Interstitial Monitoring within Secondary Containment | SENSOR TO ATG |  |  | Pressurized Piping | UST Currently In Use: 4; UST Temp Close: 0; AST Currently In Use: 0; AST Temp Closed: 0 | 4 | 0 | 4 | 11576-095-012676 | Dutch Oil Company
55398 | Currently in Use |  | 2025-03-03 |  | Petroleum | Ethanol free gasoline | Ethanol free gasoline | Retail | Double Wall, Steel | Steel | Coated & cathodic protection (sti-P3) |  | Double Wall, Flexible |  |  |  | Single walled catchment basin | Automatic shutoff device At 95% full | Automatic shutoff device At 95% full | Interstitial Monitoring within Secondary Containment | SENSOR TO ATG |  | Single walled submersible pump containment sump, Single walled under dispenser containment | Automatic shutoff device (AELLD) | Automatic shutoff device (AELLD) | Interstitial Monitoring within Secondary Containment | SENSOR TO ATG |  |  | Pressurized Piping | UST Currently In Use: 4; UST Temp Close: 0; AST Currently In Use: 0; AST Temp Closed: 0 | 4 | 0 | 4 | 11576-095-012676 | Dutch Oil Company
55399 | Currently in Use |  | 2025-07-09 |  | Petroleum | Premium gasoline | Premium gasoline | Retail | Double Wall, Fiberglass coated steel | Fiberglass coated steel |  |  | Double Wall, Flexible |  | 2025-07-09 |  | Single walled catchment basin | Automatic shutoff device At 95% full | Automatic shutoff device At 95% full | Interstitial Monitoring within Secondary Containment | SENSOR TO ATG |  | Single walled under dispenser containment | Automatic flow restrictor (MLLD) | Automatic flow restrictor (MLLD) | Interstitial Monitoring within Secondary Containment | SENSOR TO ATG |  |  |  | UST Currently In Use: 2; UST Temp Close: 0; AST Currently In Use: 0; AST Temp Closed: 0 | 2 | 0 | 0 | 25249-117-021718 | AHMED BHADIGIA
55401 | Currently in Use |  | 2025-07-09 |  | Petroleum | Unleaded gasoline | Unleaded gasoline | Retail | Double Wall, Fiberglass coated steel | Fiberglass coated steel |  |  | Double Wall, Flexible |  | 2025-07-09 |  | Single walled catchment basin | Automatic shutoff device At 95% full | Automatic shutoff device At 95% full | Interstitial Monitoring within Secondary Containment | SENSOR TO ATG |  | Single walled under dispenser containment | Automatic flow restrictor (MLLD) | Automatic flow restrictor (MLLD) | Interstitial Monitoring within Secondary Containment | SENSOR TO ATG |  |  |  | UST Currently In Use: 2; UST Temp Close: 0; AST Currently In Use: 0; AST Temp Closed: 0 | 2 | 0 | 0 | 25249-117-021718 | AHMED BHADIGIA
55407 | Currently in Use |  | 2025-04-29 |  | Petroleum | Unleaded gasoline | Unleaded gasoline | Retail | Double Wall, Fiberglass reinforced plastic | Fiberglass reinforced plastic |  |  | Double Wall, Fiberglass reinforced plastic, Flexible |  | 2025-04-29 |  | Single walled catchment basin | Automatic shutoff device At 95% full | Automatic shutoff device At 95% full | Interstitial Monitoring within Secondary Containment | SENSOR TO ATG |  | Single walled submersible pump containment sump, Single walled under dispenser containment | Automatic shutoff device (AELLD) | Automatic shutoff device (AELLD) | Interstitial Monitoring within Secondary Containment | SENSOR TO ATG |  |  | Pressurized Piping | UST Currently In Use: 4; UST Temp Close: 0; AST Currently In Use: 0; AST Temp Closed: 0 | 4 | 0 | 0 | 21012-097-021692 | Speedway LLC
55408 | Currently in Use |  | 2025-04-29 |  | Petroleum | Unleaded gasoline | Unleaded gasoline | Retail | Double Wall, Fiberglass reinforced plastic | Fiberglass reinforced plastic |  |  | Double Wall, Fiberglass reinforced plastic, Flexible |  | 2025-04-29 |  | Single walled catchment basin | Automatic shutoff device At 95% full | Automatic shutoff device At 95% full | Interstitial Monitoring within Secondary Containment | SENSOR TO ATG | Automatic Tank Gauge | Single walled submersible pump containment sump, Single walled under dispenser containment | Automatic shutoff device (AELLD) | Automatic shutoff device (AELLD) | Interstitial Monitoring within Secondary Containment | SENSOR TO ATG |  |  | Pressurized Piping | UST Currently In Use: 4; UST Temp Close: 0; AST Currently In Use: 0; AST Temp Closed: 0 | 4 | 0 | 0 | 21012-097-021692 | Speedway LLC
55409 | Currently in Use |  | 2025-04-29 |  | Petroleum | On road diesel | On road diesel | Retail | Double Wall, Fiberglass reinforced plastic | Fiberglass reinforced plastic |  |  | Double Wall, Fiberglass reinforced plastic, Flexible |  | 2025-04-29 |  | Single walled catchment basin | Automatic shutoff device At 95% full | Automatic shutoff device At 95% full | Interstitial Monitoring within Secondary Containment | SENSOR TO ATG | Automatic Tank Gauge | Single walled submersible pump containment sump, Single walled under dispenser containment | Automatic shutoff device (AELLD) | Automatic shutoff device (AELLD) | Interstitial Monitoring within Secondary Containment | SENSOR TO ATG |  |  | Pressurized Piping | UST Currently In Use: 4; UST Temp Close: 0; AST Currently In Use: 0; AST Temp Closed: 0 | 4 | 0 | 0 | 21012-097-021692 | Speedway LLC
55410 | Currently in Use |  | 2025-04-29 |  | Petroleum | On road diesel | On road diesel | Retail | Double Wall, Fiberglass reinforced plastic | Fiberglass reinforced plastic |  |  | Double Wall, Fiberglass reinforced plastic, Flexible |  | 2025-04-29 |  | Single walled catchment basin | Automatic shutoff device At 95% full | Automatic shutoff device At 95% full | Interstitial Monitoring within Secondary Containment | SENSOR TO ATG | Automatic Tank Gauge | Single walled submersible pump containment sump, Single walled under dispenser containment | Automatic shutoff device (AELLD) | Automatic shutoff device (AELLD) | Interstitial Monitoring within Secondary Containment | SENSOR TO ATG |  |  | Pressurized Piping | UST Currently In Use: 4; UST Temp Close: 0; AST Currently In Use: 0; AST Temp Closed: 0 | 4 | 0 | 0 | 21012-097-021692 | Speedway LLC
55411 | Currently in Use |  | 2025-07-08 |  | Petroleum | Unleaded gasoline | Unleaded gasoline | Retail | Double Wall, Fiberglass reinforced plastic | Fiberglass reinforced plastic |  |  | Double Wall, Flexible |  |  |  | Double walled catchment basin | Audible high level alarm At 90% full | Audible high level alarm At 90% full | Interstitial Monitoring within Secondary Containment | SENSOR TO ATG |  | Single walled submersible pump containment sump, Single walled under dispenser containment | Automatic shutoff device (AELLD) | Automatic shutoff device (AELLD) | Interstitial Monitoring within Secondary Containment | SENSOR TO ATG |  |  | Pressurized Piping | UST Currently In Use: 4; UST Temp Close: 0; AST Currently In Use: 0; AST Temp Closed: 0 | 4 | 0 | 0 | 14001-081-021758 | RaceTrac, Inc.
55412 | Currently in Use |  | 2025-07-08 |  | Petroleum | Premium gasoline | Premium gasoline | Retail | Double Wall, Fiberglass reinforced plastic | Fiberglass reinforced plastic |  |  | Double Wall, Flexible |  |  |  | Double walled catchment basin | Audible high level alarm At 90% full | Audible high level alarm At 90% full | Interstitial Monitoring within Secondary Containment | SENSOR TO ATG |  | Single walled submersible pump containment sump, Single walled under dispenser containment | Automatic shutoff device (AELLD) | Automatic shutoff device (AELLD) | Interstitial Monitoring within Secondary Containment | SENSOR TO ATG |  |  | Pressurized Piping | UST Currently In Use: 4; UST Temp Close: 0; AST Currently In Use: 0; AST Temp Closed: 0 | 4 | 0 | 0 | 14001-081-021758 | RaceTrac, Inc.
55413 | Currently in Use |  | 2025-07-08 |  | Petroleum | On road diesel | On road diesel | Retail | Double Wall, Fiberglass reinforced plastic | Fiberglass reinforced plastic |  |  | Double Wall, Flexible |  |  |  | Double walled catchment basin | Audible high level alarm At 90% full | Audible high level alarm At 90% full | Interstitial Monitoring within Secondary Containment | SENSOR TO ATG |  | Single walled submersible pump containment sump, Single walled under dispenser containment | Automatic shutoff device (AELLD) | Automatic shutoff device (AELLD) | Interstitial Monitoring within Secondary Containment | SENSOR TO ATG |  |  | Pressurized Piping | UST Currently In Use: 4; UST Temp Close: 0; AST Currently In Use: 0; AST Temp Closed: 0 | 4 | 0 | 0 | 14001-081-021758 | RaceTrac, Inc.
55414 | Currently in Use |  | 2025-07-08 |  | Petroleum | On road diesel | On road diesel | Retail | Double Wall, Fiberglass reinforced plastic | Fiberglass reinforced plastic |  |  | Double Wall, Flexible |  |  |  | Double walled catchment basin | Audible high level alarm At 90% full | Audible high level alarm At 90% full | Interstitial Monitoring within Secondary Containment | SENSOR TO ATG |  | Single walled submersible pump containment sump, Single walled under dispenser containment | Automatic shutoff device (AELLD) | Automatic shutoff device (AELLD) | Interstitial Monitoring within Secondary Containment | SENSOR TO ATG |  |  | Pressurized Piping | UST Currently In Use: 4; UST Temp Close: 0; AST Currently In Use: 0; AST Temp Closed: 0 | 4 | 0 | 0 | 14001-081-021758 | RaceTrac, Inc.
55421 | Currently in Use |  | 2025-11-07 |  | Petroleum | Ethanol free gasoline | Ethanol free gasoline | Retail | Double Wall, Fiberglass coated steel | Fiberglass coated steel |  |  | Double Wall, Flexible |  |  |  | Single walled catchment basin | Automatic shutoff device At 95% full | Automatic shutoff device At 95% full | Interstitial Monitoring within Secondary Containment | SENSOR TO ATG | Continuous Automatic Tank Gauge | Single walled under dispenser containment | Automatic shutoff device (AELLD), Sump sensor relayed to automatically shut off submersible pump | Sump sensor relayed to automatically shut off submersible pump | Interstitial Monitoring within Secondary Containment | SENSOR TO ATG |  |  | Pressurized Piping | UST Currently In Use: 4; UST Temp Close: 0; AST Currently In Use: 0; AST Temp Closed: 0 | 4 | 0 | 0 | 12409-045-015235 | HOME OIL COMPANY, INC.
55434 | Currently in Use |  | 2025-08-07 |  | Petroleum | Unleaded gasoline | Unleaded gasoline | Retail | Double Wall, Fiberglass coated steel | Fiberglass coated steel |  |  | Double Wall, Fiberglass reinforced plastic |  | 2025-08-07 |  | Single walled catchment basin | Automatic shutoff device At 95% full | Automatic shutoff device At 95% full | Interstitial Monitoring within Secondary Containment | SENSOR TO ATG | Continuous Automatic Tank Gauge | Single walled submersible pump containment sump, Single walled under dispenser containment | Automatic shutoff device (AELLD) | Automatic shutoff device (AELLD) | Interstitial Monitoring within Secondary Containment | SENSOR TO ATG |  |  |  | UST Currently In Use: 3; UST Temp Close: 0; AST Currently In Use: 0; AST Temp Closed: 0 | 3 | 0 | 0 | 25919-117-021770 | Beeswax Investment Prop, LLC
55435 | Currently in Use |  | 2025-08-07 |  | Petroleum | Premium gasoline | Premium gasoline | Retail | Double Wall, Fiberglass coated steel | Fiberglass coated steel |  |  | Double Wall, Fiberglass reinforced plastic |  | 2025-08-07 |  | Single walled catchment basin | Automatic shutoff device At 95% full | Automatic shutoff device At 95% full | Interstitial Monitoring within Secondary Containment | SENSOR TO ATG | Continuous Automatic Tank Gauge | Single walled submersible pump containment sump, Single walled under dispenser containment | Automatic shutoff device (AELLD) | Automatic shutoff device (AELLD) | Interstitial Monitoring within Secondary Containment | SENSOR TO ATG |  |  | Pressurized Piping | UST Currently In Use: 3; UST Temp Close: 0; AST Currently In Use: 0; AST Temp Closed: 0 | 3 | 0 | 0 | 25919-117-021770 | Beeswax Investment Prop, LLC
55438 | Currently in Use |  | 2025-08-07 |  | Petroleum | Premium gasoline | Premium gasoline | Retail | Double Wall, Fiberglass coated steel | Fiberglass coated steel |  |  | Double Wall, Fiberglass reinforced plastic |  | 2025-08-07 |  | Single walled catchment basin | Automatic shutoff device At 95% full | Automatic shutoff device At 95% full | Interstitial Monitoring within Secondary Containment | SENSOR TO ATG | Continuous Automatic Tank Gauge | Single walled submersible pump containment sump, Single walled under dispenser containment | Automatic shutoff device (AELLD) | Automatic shutoff device (AELLD) | Interstitial Monitoring within Secondary Containment | SENSOR TO ATG |  |  | Pressurized Piping | UST Currently In Use: 3; UST Temp Close: 0; AST Currently In Use: 0; AST Temp Closed: 0 | 3 | 0 | 0 | 25919-117-021770 | Beeswax Investment Prop, LLC
55448 | Currently in Use |  | 2021-12-27 |  | Petroleum | Unleaded gasoline | Unleaded gasoline | Retail | Double Wall, Fiberglass coated steel | Fiberglass coated steel |  |  | Double Wall, Fiberglass reinforced plastic |  |  |  | Single walled catchment basin | Automatic shutoff device At 95% full | Automatic shutoff device At 95% full | Interstitial Monitoring within Secondary Containment |  |  | Single walled submersible pump containment sump, Single walled under dispenser containment | Automatic shutoff device (AELLD) | Automatic shutoff device (AELLD) | Interstitial Monitoring within Secondary Containment | SENSOR TO ATG |  |  |  | UST Currently In Use: 3; UST Temp Close: 0; AST Currently In Use: 0; AST Temp Closed: 0 | 3 | 0 | 6 | 25643-037-005836 | CENTRAL ALABAMA COMMERCIAL PROP. LLC
55451 | Currently in Use |  | 2025-02-20 |  | Petroleum | Unleaded gasoline | Unleaded gasoline | Retail | Double Wall, Fiberglass coated steel | Fiberglass coated steel |  |  | Double Wall, Flexible |  |  |  | Single walled catchment basin | Automatic shutoff device At 95% full | Automatic shutoff device At 95% full | Interstitial Monitoring within Secondary Containment | SENSOR TO ATG | Continuous Automatic Tank Gauge | Single walled submersible pump containment sump, Single walled under dispenser containment | Automatic flow restrictor (MLLD) | Automatic flow restrictor (MLLD) | Interstitial Monitoring within Secondary Containment | SENSOR TO ATG |  |  | Pressurized Piping | UST Currently In Use: 2; UST Temp Close: 0; AST Currently In Use: 0; AST Temp Closed: 0 | 2 | 0 | 0 | 26656-001-021687 | Ganesh 2024 Inc
55471 | Currently in Use |  | 2025-01-16 |  | Petroleum | Unleaded gasoline | Unleaded gasoline | Retail | Double Wall, Fiberglass reinforced plastic | Fiberglass reinforced plastic |  |  | Double Wall, Flexible |  |  |  | Single walled catchment basin | Automatic shutoff device At 95% full | Automatic shutoff device At 95% full | Interstitial Monitoring within Secondary Containment | SENSOR TO ATG | Automatic Tank Gauge | Single walled submersible pump containment sump, Single walled under dispenser containment | Automatic shutoff device (AELLD) | Automatic shutoff device (AELLD) | Interstitial Monitoring within Secondary Containment | SENSOR TO ATG | Automatic electronic line leak detector (AELLD) | Automatic electronic line leak detector (AELLD) | Pressurized Piping | UST Currently In Use: 2; UST Temp Close: 0; AST Currently In Use: 0; AST Temp Closed: 0 | 2 | 0 | 0 | 26667-003-021722 | VEP Stonebridge
55472 | Currently in Use |  | 2025-01-16 |  | Petroleum | Premium gasoline | Premium gasoline | Retail | Double Wall, Fiberglass reinforced plastic | Fiberglass reinforced plastic |  |  | Double Wall, Flexible |  |  |  | Single walled catchment basin | Automatic shutoff device At 95% full | Automatic shutoff device At 95% full | Interstitial Monitoring within Secondary Containment | SENSOR TO ATG | Automatic Tank Gauge | Single walled submersible pump containment sump, Single walled under dispenser containment | Automatic shutoff device (AELLD) | Automatic shutoff device (AELLD) | Interstitial Monitoring within Secondary Containment | SENSOR TO ATG | Automatic electronic line leak detector (AELLD) | Automatic electronic line leak detector (AELLD) | Pressurized Piping | UST Currently In Use: 2; UST Temp Close: 0; AST Currently In Use: 0; AST Temp Closed: 0 | 2 | 0 | 0 | 26667-003-021722 | VEP Stonebridge
55491 | Currently in Use |  | 2025-02-20 |  | Petroleum | Premium gasoline | Premium gasoline | Retail | Double Wall, Fiberglass coated steel | Fiberglass coated steel |  |  | Double Wall, Flexible |  | 2025-02-20 |  | Single walled catchment basin | Automatic shutoff device At 95% full | Automatic shutoff device At 95% full | Interstitial Monitoring within Secondary Containment | SENSOR TO ATG | Continuous Automatic Tank Gauge | Single walled submersible pump containment sump, Single walled under dispenser containment | Automatic flow restrictor (MLLD) | Automatic flow restrictor (MLLD) | Interstitial Monitoring within Secondary Containment | SENSOR TO ATG |  |  | Pressurized Piping | UST Currently In Use: 2; UST Temp Close: 0; AST Currently In Use: 0; AST Temp Closed: 0 | 2 | 0 | 0 | 26656-001-021687 | Ganesh 2024 Inc
55495 | Currently in Use |  | 2020-07-14 |  | Petroleum |  |  | Retail | Double Wall, Fiberglass coated steel | Fiberglass coated steel |  |  | Double Wall, Fiberglass reinforced plastic |  |  |  | Single walled catchment basin | Automatic shutoff device At 95% full | Automatic shutoff device At 95% full | Interstitial Monitoring within Secondary Containment | SENSOR TO ATG |  | Single walled submersible pump containment sump, Single walled under dispenser containment | Automatic flow restrictor (MLLD) | Automatic flow restrictor (MLLD) | Interstitial Monitoring within Secondary Containment | SENSOR TO ATG |  |  | Pressurized Piping | UST Currently In Use: 2; UST Temp Close: 0; AST Currently In Use: 0; AST Temp Closed: 0 | 2 | 0 | 4 | 24804-109-005170 | PRA PROPERTIES, LLC
55496 | Currently in Use |  | 2025-08-20 |  | Petroleum | Unleaded gasoline | Unleaded gasoline | Retail | Double Wall, Fiberglass coated steel | Fiberglass coated steel |  |  | Double Wall, Flexible |  |  |  | Single walled catchment basin | Automatic shutoff device At 95% full | Automatic shutoff device At 95% full | Interstitial Monitoring within Secondary Containment | SENSOR TO ATG |  | Single walled submersible pump containment sump, Single walled under dispenser containment | Automatic flow restrictor (MLLD) | Automatic flow restrictor (MLLD) | Interstitial Monitoring within Secondary Containment | SENSOR TO ATG |  |  | Pressurized Piping | UST Currently In Use: 2; UST Temp Close: 0; AST Currently In Use: 0; AST Temp Closed: 0 | 2 | 0 | 0 | 26640-009-021726 | Noorudin Dharrani
55497 | Currently in Use |  | 2025-08-20 |  | Petroleum | Premium gasoline | Premium gasoline | Retail | Double Wall, Fiberglass coated steel | Fiberglass coated steel |  |  | Double Wall, Flexible |  |  |  | Single walled catchment basin | Automatic shutoff device At 95% full | Automatic shutoff device At 95% full | Interstitial Monitoring within Secondary Containment | SENSOR TO ATG |  | Single walled submersible pump containment sump, Single walled under dispenser containment | Automatic flow restrictor (MLLD) | Automatic flow restrictor (MLLD) | Interstitial Monitoring within Secondary Containment | SENSOR TO ATG |  |  | Pressurized Piping | UST Currently In Use: 2; UST Temp Close: 0; AST Currently In Use: 0; AST Temp Closed: 0 | 2 | 0 | 0 | 26640-009-021726 | Noorudin Dharrani
55499 | Currently in Use |  | 2024-02-05 |  |  |  |  | Retail | Double Wall, Fiberglass coated steel | Fiberglass coated steel |  |  | Double Wall, Flexible |  |  |  | Single walled catchment basin | Automatic shutoff device At 95% full | Automatic shutoff device At 95% full | Interstitial Monitoring within Secondary Containment | SENSOR TO ATG |  | Single walled submersible pump containment sump, Single walled under dispenser containment | Automatic flow restrictor (MLLD) | Automatic flow restrictor (MLLD) | Interstitial Monitoring within Secondary Containment | SENSOR TO ATG |  |  |  | UST Currently In Use: 2; UST Temp Close: 0; AST Currently In Use: 0; AST Temp Closed: 0 | 2 | 0 | 0 | 26644-073-021659 | Bessemer Energy Group, LLC
55500 | Currently in Use |  | 2021-05-27 |  |  |  |  | Retail | Double Wall, Fiberglass reinforced plastic | Fiberglass reinforced plastic |  |  | Double Wall, Fiberglass reinforced plastic |  | 2021-05-27 |  | Double walled catchment basin | Automatic shutoff device At 95% full | Automatic shutoff device At 95% full | Interstitial Monitoring within Secondary Containment | SENSOR TO ATG |  | Single walled submersible pump containment sump, Single walled under dispenser containment | Automatic shutoff device (AELLD) | Automatic shutoff device (AELLD) | Interstitial Monitoring within Secondary Containment | SENSOR TO ATG | Automatic electronic line leak detector (AELLD) | Automatic electronic line leak detector (AELLD) |  | UST Currently In Use: 3; UST Temp Close: 0; AST Currently In Use: 0; AST Temp Closed: 0 | 3 | 0 | 7 | 22176-073-000591 | Circle K Stores, Inc.
55501 | Currently in Use |  | 2024-02-05 |  | Petroleum | Premium gasoline | Premium gasoline | Retail | Double Wall, Fiberglass coated steel | Fiberglass coated steel |  |  | Double Wall, Flexible |  |  |  | Single walled catchment basin | Automatic shutoff device At 95% full | Automatic shutoff device At 95% full | Interstitial Monitoring within Secondary Containment | SENSOR TO ATG |  | Single walled submersible pump containment sump, Single walled under dispenser containment | Automatic flow restrictor (MLLD) | Automatic flow restrictor (MLLD) | Interstitial Monitoring within Secondary Containment | SENSOR TO ATG |  |  |  | UST Currently In Use: 2; UST Temp Close: 0; AST Currently In Use: 0; AST Temp Closed: 0 | 2 | 0 | 0 | 26644-073-021659 | Bessemer Energy Group, LLC
55502 | Currently in Use |  | 2021-05-27 |  | Petroleum | Unleaded gasoline | Unleaded gasoline | Retail | Double Wall, Fiberglass reinforced plastic | Fiberglass reinforced plastic |  |  | Double Wall, Fiberglass reinforced plastic |  | 2021-05-27 |  | Double walled catchment basin | Automatic shutoff device At 95% full | Automatic shutoff device At 95% full | Interstitial Monitoring within Secondary Containment | SENSOR TO ATG |  | Single walled submersible pump containment sump, Single walled under dispenser containment | Automatic shutoff device (AELLD) | Automatic shutoff device (AELLD) | Interstitial Monitoring within Secondary Containment | SENSOR TO ATG | Automatic electronic line leak detector (AELLD) | Automatic electronic line leak detector (AELLD) |  | UST Currently In Use: 3; UST Temp Close: 0; AST Currently In Use: 0; AST Temp Closed: 0 | 3 | 0 | 7 | 22176-073-000591 | Circle K Stores, Inc.
55503 | Currently in Use |  | 2021-05-27 |  | Petroleum | Premium gasoline | Premium gasoline | Retail | Double Wall, Fiberglass reinforced plastic | Fiberglass reinforced plastic |  |  | Double Wall, Fiberglass reinforced plastic |  | 2021-05-27 |  | Double walled catchment basin | Automatic shutoff device At 95% full | Automatic shutoff device At 95% full | Interstitial Monitoring within Secondary Containment | SENSOR TO ATG |  | Single walled submersible pump containment sump, Single walled under dispenser containment | Automatic shutoff device (AELLD) | Automatic shutoff device (AELLD) | Interstitial Monitoring within Secondary Containment | SENSOR TO ATG | Automatic electronic line leak detector (AELLD) | Automatic electronic line leak detector (AELLD) |  | UST Currently In Use: 3; UST Temp Close: 0; AST Currently In Use: 0; AST Temp Closed: 0 | 3 | 0 | 7 | 22176-073-000591 | Circle K Stores, Inc.
55528 | Currently in Use |  | 1992-01-01 |  |  |  |  | Emergency Power Generator, State/Federal Government | Double Wall, Fiberglass reinforced plastic | Fiberglass reinforced plastic | [10 empty] | MANUAL/VISUAL CHECK | Manual Tank Gauging (only tanks 1000 gal. or less and 48” or 64” in diameter) | [8 empty] | UST Currently In Use: 1; UST Temp Close: 0; AST Currently In Use: 0; AST Temp Closed: 0 | 1 | 0 | 0 | 26647-101-021784 | SUPREME COURT OF ALABAMA
55539 | Currently in Use |  | 2023-07-21 |  | Petroleum | Off road diesel | Off road diesel | Emergency Power Generator, State/Federal Government | Double Wall, Fiberglass reinforced plastic | Fiberglass reinforced plastic |  |  | Double Wall, Steel |  |  | Isolated or Above Ground | Double walled catchment basin | Audible high level alarm At 90% full, Automatic shutoff device At 95% full | Automatic shutoff device At 95% full | Interstitial Monitoring within Secondary Containment | SENSOR TO ATG | Automatic Tank Gauge | Single walled submersible pump containment sump |  |  | Interstitial Monitoring within Secondary Containment | SENSOR TO ATG |  |  | Pressurized Piping | UST Currently In Use: 1; UST Temp Close: 0; AST Currently In Use: 0; AST Temp Closed: 0 | 1 | 0 | 0 | 16273-073-021702 | UAB
[31 empty] | UST Currently In Use: 0; UST Temp Close: 0; AST Currently In Use: 0; AST Temp Closed: 0 | 0 | 0 | 0 | 23830-097-020006 | T-MOBILE USA, INC. - CFRM - PERMITS